22524 | T1 | DCP SAND HILLS PIPELINE LLC | DCP SAND HILLS PIPELINE SEGMENT IN CROCKETT COUNTY | 15.3 MILES OF 24 IN PIPE IN CROCKETT COUNTY | Crockett County | TX | 76943 | CROCKETT | CN604514109 | RN110751617 | Sedimentation and erosion controls including slope breakers, silt fences, sedimentation barriers, staked hay or straw bales, matting and diking. | The following property is used 100% for pollution control and is installed to meet or exceed federal or state regulations: Sedimentation and erosion controls including slope breakers, silt fences, sedimentation barriers, staked hay or straw bales, matting and diking. | 2019-04-12 | 463951 | 100
22525 | T2 | DCP SAND HILLS PIPELINE LLC | DCP SAND HILLS PIPELINE SEGMENT IN BEE COUNTY | 9 MILES OF 24 IN PIPE IN BEE COUNTY | Bee County | TX | 78102 | BEE | CN604514109 | RN110751591 | Nondestructive pipeline testing expenditures â€“ Radiography. | The following property is used 100% for pollution control and is installed to meet or exceed federal or state regulations: Nondestructive pipeline testing expenditures â€“ Radiography. | 2019-04-12 | 187842 | 100
22526 | T2 | DCP SAND HILLS PIPELINE LLC | DCP SAND HILLS PIPELINE SEGMENT VICTORIA COUNTY | 2.2 MILES OF 24 IN PIPE IN VICTORIA COUNTY | Victoria County | TX | 77901 | VICTORIA | CN604514109 | RN110751609 | Nondestructive pipeline testing expenditures â€“ Radiography. | The following property is used 100% for pollution control and is installed to meet or exceed federal or state regulations: Nondestructive pipeline testing expenditures â€“ Radiography. | 2019-04-12 | 54849 | 100
22527 | T2 | DCP SAND HILLS PIPELINE LLC | DCP SAND HILLS PIPELINE SEGMENT IN CROCKETT COUNTY | 15.3 MILES OF 24 IN PIPE IN CROCKETT COUNTY | Crockett County | TX | 76943 | CROCKETT | CN604514109 | RN110751617 | Nondestructive pipeline testing expenditures â€“ Radiography. | The following property is used 100% for pollution control and is installed to meet or exceed federal or state regulations: Nondestructive pipeline testing expenditures â€“ Radiography. | 2019-04-12 | 427239 | 100
22528 | T1 | DCP SAND HILLS PIPELINE LLC | DCP SAND HILLS PIPELINE SEGMENT IN BEE COUNTY | 9 MILES OF 24 IN PIPE IN BEE COUNTY | Bee County | TX | 78102 | BEE | CN604514109 | RN110751591 | Cathodic protection; fusion-bonded epoxy (FBE) on the pipe surface; adhesive for top coat; and top coat consisting of polyethylene or polypropylene. | The following property is used 100% for pollution control and is installed to meet or exceed federal or state regulations: Cathodic protection; fusion-bonded epoxy (FBE) on the pipe surface; adhesive for top coat; and top coat consisting of polyethylene or polypropylene. | 2019-04-12 | 51942 | 100
22529 | T1 | DCP SAND HILLS PIPELINE LLC | DCP SAND HILLS PIPELINE SEGMENT VICTORIA COUNTY | 2.2 MILES OF 24 IN PIPE IN VICTORIA COUNTY | Victoria County | TX | 77901 | VICTORIA | CN604514109 | RN110751609 | Cathodic protection; fusion-bonded epoxy (FBE) on the pipe surface; adhesive for top coat; and top coat consisting of polyethylene or polypropylene. | The following property is used 100% for pollution control and is installed to meet or exceed federal or state regulations: Cathodic protection; fusion-bonded epoxy (FBE) on the pipe surface; adhesive for top coat; and top coat consisting of polyethylene or polypropylene. | 2019-04-12 | 5406 | 100
22530 | T1 | DCP SAND HILLS PIPELINE LLC | DCP SAND HILLS PIPELINE SEGMENT IN CROCKETT COUNTY | 15.3 MILES OF 24 IN PIPE IN CROCKETT COUNTY | Crockett County | TX | 76943 | CROCKETT | CN604514109 | RN110751617 | Cathodic protection; fusion-bonded epoxy (FBE) on the pipe surface; adhesive for top coat; and top coat consisting of polyethylene or polypropylene. | The following property is used 100% for pollution control and is installed to meet or exceed federal or state regulations: Cathodic protection; fusion-bonded epoxy (FBE) on the pipe surface; adhesive for top coat; and top coat consisting of polyethylene or polypropylene. | 2019-04-12 | 1372844 | 100
22531 | T1 | TEXAS EASTERN TRANSMISSION LP | BLESSING COMPRESSOR STATION | Latitude = 28.8111, Longitude = -96.2213 | Matagorda County | TX | 77419 | MATAGORDA | CN600126221 | RN100216738 | Clean burn technology (air/fuel ratio controls) upgrades consisting of new Allen Bradley ControlLogix-based unit control panels and end devices, two Riotech VTU1X-MINI-A high speed shutdown plus monitors, a combustion pressure monitoring system, a compressor pressure monitoring system, tubing, a high flow exhaust modification, engine turbocharger modifications, and oxidation catalyst exhaust systems on six engines. | The following property is used 100% for pollution control and is installed to meet or exceed federal or state regulations: Clean burn technology (air/fuel ratio controls) upgrades consisting of new Allen Bradley ControlLogix-based unit control panels and end devices, two Riotech VTU1X-MINI-A high speed shutdown plus monitors, a combustion pressure monitoring system, a compressor pressure monitoring system, tubing, a high flow exhaust modification, engine turbocharger modifications, and oxidation catalyst exhaust systems on six engines. | 2019-04-17 | 34235000 | 100
22532 | T1 | PANJWANI ENERGY LLC | STAR STOP 45 | 8909 N HIGHWAY 146 | BAYTOWN | TX | 77523 | CHAMBERS | CN604013359 | RN102226677 | Overfill alarms; tank top sumps; automatic tank gauging; automatic line leak detectors; liquid fuel sensors installed between underground storage tanks and containment systems to monitor for leaks; secondary containment consisting of a fiberglass Poly Tub around each of four single walled tanks; and the incremental difference in cost between the concrete paving covering the underground tanks and pipes and the other paving at the facility calculated using the difference in cost per square foot. | The following property is used 100% for pollution control and is installed to meet or exceed federal or state regulations: Overfill alarms; tank top sumps; automatic tank gauging; automatic line leak detectors; liquid fuel sensors installed between underground storage tanks and containment systems to monitor for leaks; secondary containment consisting of a fiberglass Poly Tub around each of four single walled tanks; and the incremental difference in cost between the concrete paving covering the underground tanks and pipes and the other paving at the facility calculated using the difference in cost per square foot. | 2019-04-15 | 232100 | 100
22533 | T1 | PANJWANI ENERGY LLC | STAR STOP 66 | 3003 ELLA BLVD | HOUSTON | TX | 77018 | HARRIS | CN604013359 | RN102649084 | Overfill alarms; tank top sumps; automatic tank gauging; automatic line leak detectors; liquid fuel sensors installed between the walls of the double-walled piping to monitor for leaks; secondary containment consisting of a fiberglass Poly Tub around each of one 8,000 gallon and two 10,000 gallon single walled tanks; the incremental difference in cost between double-walled piping and single-walled piping; and the incremental difference in cost between the concrete paving covering the underground tanks and pipes and the other paving at the facility calculated using the difference in cost per square foot. | The following property is used 100% for pollution control and is installed to meet or exceed federal or state regulations: Overfill alarms; tank top sumps; automatic tank gauging; automatic line leak detectors; liquid fuel sensors installed between the walls of the double-walled piping to monitor for leaks; secondary containment consisting of a fiberglass Poly Tub around each of one 8,000 gallon and two 10,000 gallon single walled tanks; the incremental difference in cost between double-walled piping and single-walled piping; and the incremental difference in cost between the concrete paving covering the underground tanks and pipes and the other paving at the facility calculated using the difference in cost per square foot. | 2019-04-16 | 190523 | 100
22534 | T1 | PANJWANI ENERGY LLC | STAR STOP 44 | 424 SHELDON RD | CHANNELVIEW | TX | 77530 | HARRIS | CN604013359 | RN102796430 | Overfill alarms; tank top sumps; automatic tank gauging; automatic line leak detectors; liquid fuel sensors installed between the underground storage tanks and the secondary containment features; secondary containment consisting of a fiberglass Poly Tub around each of three 12,000 gallon single walled tanks; and the incremental difference in cost between the concrete paving covering the underground tanks and pipes and the other paving at the facility calculated using the difference in cost per square foot. | The following property is used 100% for pollution control and is installed to meet or exceed federal or state regulations: Overfill alarms; tank top sumps; automatic tank gauging; automatic line leak detectors; liquid fuel sensors installed between the underground storage tanks and the secondary containment features; secondary containment consisting of a fiberglass Poly Tub around each of three 12,000 gallon single walled tanks; and the incremental difference in cost between the concrete paving covering the underground tanks and pipes and the other paving at the facility calculated using the difference in cost per square foot. | 2019-04-16 | 232100 | 100
22535 | T1 | PANJWANI ENERGY LLC | STAR STOP 67 | 12303 EASTEX FWY | HOUSTON | TX | 77039 | HARRIS | CN604013359 | RN100525633 | Overfill alarms; tank top sumps; automatic tank gauging; automatic line leak detectors; liquid fuel sensors installed between underground storage tanks and containment systems to monitor for leaks; secondary containment consisting of a fiberglass Poly Tub around each of two 8,000 gallon and one 12,000 gallon single walled tanks; the incremental difference in cost between double-walled piping and single-walled piping; and the incremental difference in cost between the concrete paving covering the underground tanks and pipes and the other paving at the facility calculated using the difference in cost per square foot. | The following property is used 100% for pollution control and is installed to meet or exceed federal or state regulations: Overfill alarms; tank top sumps; automatic tank gauging; automatic line leak detectors; liquid fuel sensors installed between underground storage tanks and containment systems to monitor for leaks; secondary containment consisting of a fiberglass Poly Tub around each of two 8,000 gallon and one 12,000 gallon single walled tanks; the incremental difference in cost between double-walled piping and single-walled piping; and the incremental difference in cost between the concrete paving covering the underground tanks and pipes and the other paving at the facility calculated using the difference in cost per square foot. | 2019-04-22 | 225523 | 100
22536 | T1 | PANJWANI ENERGY LLC | STAR STOP 65 | 9998 HEMPSTEAD RD | HOUSTON | TX | 77092 | HARRIS | CN604013359 | RN101155869 | Overfill alarms; tank top sumps; automatic tank gauging; automatic line leak detectors; liquid fuel sensors installed between underground storage tanks and containment systems to monitor for leaks; secondary containment consisting of a fiberglass Poly Tub around each of one 6,000 gallon, two 8,000 gallon and one 12,000 gallon single walled tanks; and the incremental difference in cost between the concrete paving covering the underground tanks and pipes and the other paving at the facility calculated using the difference in cost per square foot. | The following property is used 100% for pollution control and is installed to meet or exceed federal or state regulations: Overfill alarms; tank top sumps; automatic tank gauging; automatic line leak detectors; liquid fuel sensors installed between underground storage tanks and containment systems to monitor for leaks; secondary containment consisting of a fiberglass Poly Tub around each of one 6,000 gallon, two 8,000 gallon and one 12,000 gallon single walled tanks; and the incremental difference in cost between the concrete paving covering the underground tanks and pipes and the other paving at the facility calculated using the difference in cost per square foot. | 2019-04-17 | 222100 | 100
22537 | T1 | PANJWANI ENERGY LLC | STAR STOP 4 | 6929 NORTH LOOP E | HOUSTON | TX | 77028 | HARRIS | CN604013359 | RN102795580 | Overfill alarms; tank top sumps; automatic tank gauging; automatic line leak detectors; liquid fuel sensors installed between the underground storage tanks and the secondary containment features; secondary containment consisting of a fiberglass Poly Tub around each of one 8,000 gallon, two 10,000 gallon, and one 12,000 gallon single walled tanks; and the incremental difference in cost between the concrete paving covering the underground tanks and pipes and the other paving at the facility calculated using the difference in cost per square foot. | The following property is used 100% for pollution control and is installed to meet or exceed federal or state regulations: Overfill alarms; tank top sumps; automatic tank gauging; automatic line leak detectors; liquid fuel sensors installed between the underground storage tanks and the secondary containment features; secondary containment consisting of a fiberglass Poly Tub around each of one 8,000 gallon, two 10,000 gallon, and one 12,000 gallon single walled tanks; and the incremental difference in cost between the concrete paving covering the underground tanks and pipes and the other paving at the facility calculated using the difference in cost per square foot. | 2019-04-16 | 232100 | 100
22538 | T1 | PANJWANI ENERGY LLC | STAR STOP 43 | 5440 IH 10 E | HOUSTON | TX | 77020 | HARRIS | CN604013359 | RN102795242 | Overfill alarms; tank top sumps; automatic tank gauging; automatic line leak detectors; liquid fuel sensors installed between the underground storage tanks and the secondary containment features; secondary containment consisting of a fiberglass Poly Tub around each of four 10,000 gallon single walled tanks; and the incremental difference in cost between the concrete paving covering the underground tanks and pipes and the other paving at the facility calculated using the difference in cost per square foot. | The following property is used 100% for pollution control and is installed to meet or exceed federal or state regulations: Overfill alarms; tank top sumps; automatic tank gauging; automatic line leak detectors; liquid fuel sensors installed between the underground storage tanks and the secondary containment features; secondary containment consisting of a fiberglass Poly Tub around each of four 10,000 gallon single walled tanks; and the incremental difference in cost between the concrete paving covering the underground tanks and pipes and the other paving at the facility calculated using the difference in cost per square foot. | 2019-04-16 | 262100 | 100
22539 | T1 | PANJWANI ENERGY LLC | STAR STOP 72 | 3404 LOCKHART HWY | AUSTIN | TX | 78744 | TRAVIS | CN604013359 | RN102403334 | Overfill alarms; tank top sumps; automatic tank gauging; automatic line leak detectors; liquid fuel sensors installed between the underground storage tanks and the secondary containment features; secondary containment consisting of a fiberglass Poly Tub around each of four 10,000 gallon single walled tanks; and the incremental difference in cost between the concrete paving covering the underground tanks and pipes and the other paving at the facility calculated using the difference in cost per square foot. | The following property is used 100% for pollution control and is installed to meet or exceed federal or state regulations: Overfill alarms; tank top sumps; automatic tank gauging; automatic line leak detectors; liquid fuel sensors installed between the underground storage tanks and the secondary containment features; secondary containment consisting of a fiberglass Poly Tub around each of four 10,000 gallon single walled tanks; and the incremental difference in cost between the concrete paving covering the underground tanks and pipes and the other paving at the facility calculated using the difference in cost per square foot. | 2019-04-16 | 226050 | 100
22540 | T1 | PANJWANI ENERGY LLC | SEALY CHEVRON FOOD MART | 2007 MEYER RD | SEALY | TX | 77474 | AUSTIN | CN604013359 | RN102258639 | Overfill alarms; tank top sumps; automatic tank gauging; automatic line leak detectors; liquid fuel sensors installed between the double walls of tanks and pipes to monitor for leaks; the incremental difference in cost between one 20,000 gallon and one 25,000 gallon double-walled tanks and comparable single-walled tanks; the incremental difference in cost between double-walled piping and single-walled piping; and the incremental difference in cost between the concrete paving covering the underground tanks and pipes and the other paving at the facility calculated using the difference in cost per square foot. | The following property is used 100% for pollution control and is installed to meet or exceed federal or state regulations: Overfill alarms; tank top sumps; automatic tank gauging; automatic line leak detectors; liquid fuel sensors installed between the double walls of tanks and pipes to monitor for leaks; the incremental difference in cost between one 20,000 gallon and one 25,000 gallon double-walled tanks and comparable single-walled tanks; the incremental difference in cost between double-walled piping and single-walled piping; and the incremental difference in cost between the concrete paving covering the underground tanks and pipes and the other paving at the facility calculated using the difference in cost per square foot. | 2019-04-16 | 363924 | 100
22541 | T1 | PANJWANI ENERGY LLC | STARSTOP 18 | 5418 TELEPHONE RD | HOUSTON | TX | 77087 | HARRIS | CN604013359 | RN102219698 | Overfill alarms; tank top sumps; automatic tank gauging; automatic line leak detectors; liquid fuel sensors installed between the underground storage tanks and the secondary containment features; secondary containment consisting of a fiberglass Poly Tub around each of two 12,000 gallon single walled tanks; the incremental difference in cost between double-walled piping and single-walled piping; and the incremental difference in cost between the concrete paving covering the underground tanks and pipes and the other paving at the facility calculated using the difference in cost per square foot. | The following property is used 100% for pollution control and is installed to meet or exceed federal or state regulations: Overfill alarms; tank top sumps; automatic tank gauging; automatic line leak detectors; liquid fuel sensors installed between the underground storage tanks and the secondary containment features; secondary containment consisting of a fiberglass Poly Tub around each of two 12,000 gallon single walled tanks; the incremental difference in cost between double-walled piping and single-walled piping; and the incremental difference in cost between the concrete paving covering the underground tanks and pipes and the other paving at the facility calculated using the difference in cost per square foot. | 2019-04-17 | 169682 | 100
22542 | T1 | PANJWANI ENERGY LLC | FONDREN CHEVRON | 11302 FONDREN RD | HOUSTON | TX | 77035 | HARRIS | CN604013359 | RN102483906 | Overfill alarms; tank top sumps; automatic tank gauging; automatic line leak detectors; liquid fuel sensors installed between walls of the double walled piping to monitor for leaks; secondary containment consisting of a fiberglass Poly Tub around each of four 10,000 gallon single walled tanks; the incremental difference in cost between double-walled piping and single-walled piping; and the incremental difference in cost between the concrete paving covering the underground tanks and pipes and the other paving at the facility calculated using the difference in cost per square foot. | The following property is used 100% for pollution control and is installed to meet or exceed federal or state regulations: Overfill alarms; tank top sumps; automatic tank gauging; automatic line leak detectors; liquid fuel sensors installed between walls of the double walled piping to monitor for leaks; secondary containment consisting of a fiberglass Poly Tub around each of four 10,000 gallon single walled tanks; the incremental difference in cost between double-walled piping and single-walled piping; and the incremental difference in cost between the concrete paving covering the underground tanks and pipes and the other paving at the facility calculated using the difference in cost per square foot. | 2019-04-16 | 260775 | 100
22543 | T1 | PANJWANI ENERGY LLC | STAR SHOP 1 | 4 MAXEY RD | HOUSTON | TX | 77013 | HARRIS | CN604013359 | RN100892264 | Overfill alarms; tank top sumps; automatic tank gauging; automatic line leak detectors; liquid fuel sensors installed between the underground storage tanks and the secondary containment features; secondary containment consisting of a fiberglass Poly Tub around each of two 10,000 gallon and one 12,000 gallon single walled tanks; and the incremental difference in cost between the concrete paving covering the underground tanks and pipes and the other paving at the facility calculated using the difference in cost per square foot. | The following property is used 100% for pollution control and is installed to meet or exceed federal or state regulations: Overfill alarms; tank top sumps; automatic tank gauging; automatic line leak detectors; liquid fuel sensors installed between the underground storage tanks and the secondary containment features; secondary containment consisting of a fiberglass Poly Tub around each of two 10,000 gallon and one 12,000 gallon single walled tanks; and the incremental difference in cost between the concrete paving covering the underground tanks and pipes and the other paving at the facility calculated using the difference in cost per square foot. | 2019-04-17 | 204075 | 100
22544 | T1 | PANJWANI ENERGY LLC | STARSTOP 19 | 19555 MCKAY DR | HUMBLE | TX | 77338 | HARRIS | CN604013359 | RN102849114 | Overfill alarms; tank top sumps; automatic tank gauging; automatic line leak detectors; liquid fuel sensors installed between underground storage tanks and piping to monitor for leaks; secondary containment consisting of a fiberglass Poly Tub around each of two 12,000 gallon and one 20,000 gallon single walled tanks; and the incremental difference in cost between the concrete paving covering the underground tanks and pipes and the other paving at the facility calculated using the difference in cost per square foot. | The following property is used 100% for pollution control and is installed to meet or exceed federal or state regulations: Overfill alarms; tank top sumps; automatic tank gauging; automatic line leak detectors; liquid fuel sensors installed between underground storage tanks and piping to monitor for leaks; secondary containment consisting of a fiberglass Poly Tub around each of two 12,000 gallon and one 20,000 gallon single walled tanks; and the incremental difference in cost between the concrete paving covering the underground tanks and pipes and the other paving at the facility calculated using the difference in cost per square foot. | 2019-04-23 | 204075 | 100
22545 | T1 | PANJWANI ENERGY LLC | STARSTOP 14 | 1450 ALDINE BENDER RD | HOUSTON | TX | 77032 | HARRIS | CN604013359 | RN101658169 | Overfill alarms; tank top sumps; automatic tank gauging; automatic line leak detectors; liquid fuel sensors installed between underground storage tanks and piping to monitor for leaks; secondary containment consisting of a fiberglass Poly Tub around each of one 20,000 gallon and one 8,000 gallon single walled tanks; and the incremental difference in cost between the concrete paving covering the underground tanks and pipes and the other paving at the facility calculated using the difference in cost per square foot. | The following property is used 100% for pollution control and is installed to meet or exceed federal or state regulations: Overfill alarms; tank top sumps; automatic tank gauging; automatic line leak detectors; liquid fuel sensors installed between underground storage tanks and piping to monitor for leaks; secondary containment consisting of a fiberglass Poly Tub around each of one 20,000 gallon and one 8,000 gallon single walled tanks; and the incremental difference in cost between the concrete paving covering the underground tanks and pipes and the other paving at the facility calculated using the difference in cost per square foot. | 2019-04-23 | 176050 | 100
22546 | T1 | LAUREN CONCRETE INC | NORTH PLANT | 2001 PICADILLY DR | ROUND ROCK | TX | 78664 | TRAVIS | CN605061001 | RN100721646 | Mobile sweeper (Serial Number XXXXXXXXXXXXXXXXX). | The following property is used 100% for pollution control and is installed to meet or exceed federal or state regulations: Mobile sweeper (Serial Number XXXXXXXXXXXXXXXXX) | 2019-05-23 | 166000 | 100
22547 | T1 | TEXAS EASTERN TRANSMISSION LP | TEXAS EASTERN TRANSMISSION MT BELVIEU COMP ST | 6431 S FM 565 RD | BAYTOWN | TX | 77523 | CHAMBERS | CN600126221 | RN102173390 | Clean burn technology (air/fuel ratio controls) upgrades consisting of new Allen Bradley Control Logix-based unit control panels and end devices, two Riotech VTU1X-MINI-A high speed shutdown plus monitors, a combustion pressure monitoring system, a compressor pressure monitoring system, tubing, a high flow exhaust modification, engine turbocharger modifications, and oxidation catalyst exhaust systems on five engines. | The following property is used 100% for pollution control and is installed to meet or exceed federal or state regulations: Clean burn technology (air/fuel ratio controls) upgrades consisting of new Allen Bradley Control Logix-based unit control panels and end devices, two Riotech VTU1X-MINI-A high speed shutdown plus monitors, a combustion pressure monitoring system, a compressor pressure monitoring system, tubing, a high flow exhaust modification, engine turbocharger modifications, and oxidation catalyst exhaust systems on five engines. | 2019-04-23 | 3503100 | 100
22548 | T1 | TEXAS EASTERN TRANSMISSION LP | JOAQUIN COMPRESSOR STATION | 3053 FM 139 | JOAQUIN | TX | 75954 | SHELBY | CN600126221 | RN100217074 | Clean burn technology (air/fuel ratio controls) upgrades consisting of new Allen Bradley Control Logix-based unit control panels and end devices, two Riotech VTU1X-MINI-A high speed shutdown plus monitors, a combustion pressure monitoring system, a compressor pressure monitoring system, tubing, a high flow exhaust modification, engine turbocharger modifications, and oxidation catalyst exhaust systems on four engines. | Withdrawn by applicant following appeal | 2019-08-21 | 24691200 | 100
22549 | T1 | MOTIVA ENTERPRISES LLC | MOTIVA WACO TERMINAL | 420 S LACY DR | WACO | TX | 76705 | MCLENNAN | CN600124051 | RN100519636 | Vapor Combustion Unit (EPN ST-LL1) and five Internal Floating Roofs on tanks T-23083, T-23084, T-23085, T-23086 and T-31497. | The following property is used 100% for pollution control and is installed to meet or exceed federal or state regulations: Vapor Combustion Unit (EPN ST-LL1) and five Internal Floating Roofs on tanks T-23083, T-23084, T-23085, T-23086 and T-31497. | 2019-05-31 | 1351852 | 100
22550 | T1 | MOTIVA ENTERPRISES LLC | PASADENA MARKETING TERMINAL | 1320 W SHAW AVE | PASADENA | TX | 77506 | HARRIS | CN600124051 | RN100211259 | Vapor Recovery Unit (EPN: VRU), Vapor Combustor Unit (EPN: VCU) and six Internal Floating Roofs on tanks T1-W, T2-W, T3-W, T4-W, T5-W, and T6-W. | The following property is used 100% for pollution control and is installed to meet or exceed federal or state regulations: Vapor Recovery Unit (EPN: VRU), Vapor Combustor Unit (EPN: VCU) and six Internal Floating Roofs on tanks T1-W, T2-W, T3-W, T4-W, T5-W, and T6-W. | 2019-05-31 | 3504713 | 100
22551 | T1 | MOTIVA ENTERPRISES LLC | HEARNE TERMINAL | 1712 S MARKET ST | HEARNE | TX | 77859 | ROBERTSON | CN600124051 | RN101627792 | Vapor Combustion Unit (EPN ST-LL1) and two Internal Floating Roofs for tanks T-31499 and T-2508. | The following property is used 100% for pollution control and is installed to meet or exceed federal or state regulations: Vapor Combustion Unit (EPN ST-LL1) and two Internal Floating Roofs for tanks T-31499 and T-2508. | 2019-05-31 | 455955 | 100
22552 | T1 | MOTIVA ENTERPRISES LLC | MOTIVA SAN ANTONIO TERMINAL | 510 PETROLEUM | SAN ANTONIO | TX | 78218 | BEXAR | CN600124051 | RN100519214 | Vapor Recovery Unit (EPN VRU), Vapor Combustor Unit (EPN ST-LL1) and four Internal Floating Roofs on tanks T-27517, T-30604, T-31486, and T-31515. | The following property is used 100% for pollution control and is installed to meet or exceed federal or state regulations: Vapor Recovery Unit (EPN VRU), Vapor Combustor Unit (EPN ST-LL1) and four Internal Floating Roofs on tanks T-27517, T-30604, T-31486, and T-31515. | 2019-05-31 | 4537105 | 100
22553 | T1 | MOTIVA ENTERPRISES LLC | FORT WORTH TERMINAL | 3200 N SYLVANIA AVE | FORT WORTH | TX | 76111 | TARRANT | CN600124051 | RN100216548 | Vapor Recovery Unit (EPN VRU), Vapor Combustion Unit (EPN ST-LL1) and eight Internal Floating Roofs for tanks T-23155, T-23156, T-23157, T-23159, T-27403, T-27404, T-27405, and T-25948. | The following property is used 100% for pollution control and is installed to meet or exceed federal or state regulations: Vapor Recovery Unit (EPN VRU), Vapor Combustion Unit (EPN ST-LL1) and eight Internal Floating Roofs for tanks T-23155, T-23156, T-23157, T-23159, T-27403, T-27404, T-27405, and T-25948. | 2019-05-31 | 51755 | 100
22554 | T1 | MOTIVA ENTERPRISES LLC | MOTIVA DALLAS TERMINAL | 3900 SINGLETON BLVD | DALLAS | TX | 75212 | DALLAS | CN600124051 | RN100519651 | Vapor Combustion Unit, Vapor Recovery Unit and eight Internal Floating Roofs on tanks T-30745, T-29514, T-29515, T-29538, T-30746, T-30967, T-31476, and T-31485. | The following property is used 100% for pollution control and is installed to meet or exceed federal or state regulations: Vapor Combustion Unit, Vapor Recovery Unit and eight Internal Floating Roofs on tanks T-30745, T-29514, T-29515, T-29538, T-30746, T-30967, T-31476, and T-31485. | 2019-05-31 | 1795129 | 100
22555 | T1 | MOTIVA ENTERPRISES LLC | BEAUMONT TERMINAL | 9406 W PORT ARTHUR RD | BEAUMONT | TX | 77705 | JEFFERSON | CN600124051 | RN102530268 | Vapor Recovery Unit (EPN: VRU) and four Internal Floating Roofs on tanks T-1734, T-1737, T-1739, and T-1742. | The following property is used 100% for pollution control and is installed to meet or exceed federal or state regulations: Vapor Recovery Unit (EPN: VRU) and four Internal Floating Roofs on tanks T-1734, T-1737, T-1739, and T-1742 | 2019-06-04 | 784149 | 100
22556 | T1 | LAUREN CONCRETE INC | BRENHAM NORTH PLANT 14 | 1503 N PARK ST | BRENHAM | TX | 77833 | WASHINGTON | CN605061001 | RN100690874 | Water Truck VIN XXXXXXXXXXXXXXXXX | The following property is used 100% for pollution control and is installed to meet or exceed federal or state regulations: Water Truck VIN XXXXXXXXXXXXXXXXX | 2019-05-08 | 105217 | 100
22557 | T1 | XTREME DRILLING CORPORATION | DRILLING RIG 20 | 12120 JORDY RD | MIDLAND | TX | 79707 | MIDLAND | CN605543982 | RN110756558 | Drilling mud recycling system consisting of the shaker tank and shale shaker. | The following property is used 100% for pollution control and is installed to meet or exceed federal or state regulations: Drilling mud recycling system consisting of the shaker tank and shale shaker. | 2019-07-24 | 938464 | 100
22558 | T1 | ATLAS SAND COMPANY LLC | ATLAS 1 | 15456 N FM 874 | KERMIT | TX | 79745 | WINKLER | CN605406776 | RN109897975 | Dryer dust collection systems 1, 2, and 3; and load dust collectors 1, 2, 3, 4, 5, 6, and 7. | The following property is used 100% for pollution control and is installed to meet or exceed federal or state regulations: Dryer dust collection systems 1, 2, and 3; and load dust collectors 1, 2, 3, 4, 5, 6, and 7. | 2019-06-20 | 2432544 | 100
22559 | T1 | SAN MIGUEL ELECTRIC COOPERATIVE INC | SAN MIGUEL ELECTRIC PLANT | 6200 FM 3387 | CHRISTINE | TX | 78026 | ATASCOSA | CN600132278 | RN100226539 | Duct work, gas flow measurement and flow controls and tray for the Flue Gas Desulfurization Scrubber system. | The following property is used 100% for pollution control and is installed to meet or exceed federal or state regulations: Duct work, gas flow measurement and flow controls and tray for the Flue Gas Desulfurization Scrubber system. | 2019-05-31 | 201590.97 | 100
22560 | T1 | ATLAS SAND COMPANY LLC | ATLAS 1 | 15456 N FM 874 | KERMIT | TX | 79745 | WINKLER | CN605406776 | RN109897975 | Wastewater treatment system | NOD response not received. | 2019-07-23 | 1010253 | 100
22561 | T1 | SAN MIGUEL ELECTRIC COOPERATIVE INC | SAN MIGUEL ELECTRIC PLANT | 6200 FM 3387 | CHRISTINE | TX | 78012 | ATASCOSA | CN600132278 | RN100226539 | Modulating lower dampers on the four Flue Gas Desulfurization Scrubber system modules. | The following property is used 100% for pollution control and is installed to meet or exceed federal or state regulations: Modulating lower dampers on the four Flue Gas Desulfurization Scrubber system modules. | 2019-05-31 | 543686.18 | 100
22562 | T1 | SAN MIGUEL ELECTRIC COOPERATIVE INC | SAN MIGUEL ELECTRIC PLANT | 6200 FM 3387 | CHRISTINE | TX | 78012 | ATASCOSA | CN600132278 | RN100226539 | Upgrades to the Electrostatic Precipitator Vacuum Conveying System | NOD response not received. | 2019-08-09 | 247203.6 | 100
22563 | T1 | ATLAS SAND COMPANY LLC | ATLAS 2 | INTX OF TX 18 & LOOP 464 GO APPROX 2.45 MI NW ALONG TX 18 TO ENTRY RD THEN GO APPROX 5.3 MI E TO PLANT SITE | Winkler County | TX | 79756 | WINKLER | CN605406776 | RN109954511 | Dryer dust collection systems 1, 2, and 3; and load dust collectors 1, 2, 3, 4, 5, 6, and 7. | The following property is used 100% for pollution control and is installed to meet or exceed federal or state regulations: Dryer dust collection systems 1, 2, and 3; and load dust collectors 1, 2, 3, 4, 5, 6, and 7. | 2019-06-20 | 1887084 | 100
22564 | T1 | UMICORE CATALYST USA LLC | UMICORE CATALYST USA | 9900 BAYPORT BLVD | PASADENA | TX | 77507 | HARRIS | CN605448984 | RN110070760 | Common filter system used to collect particulate matter from throughout the facility including two baghouses, main stack blower and unit stack; catalytic oxidizer; thermal oxidizer; scrubber column; sand selective catalytic reduction (SCR) reactor including the ammonia injection grid and portable NOx analyzer monitors. | The following property is used 100% for pollution control and is installed to meet or exceed federal or state regulations: Common filter system used to collect particulate matter from throughout the facility including two baghouses, main stack blower and unit stack; catalytic oxidizer; thermal oxidizer; scrubber column; sand selective catalytic reduction (SCR) reactor including the ammonia injection grid and portable NOx analyzer monitors. | 2019-10-24 | 12196927 | 100
22565 | T1 | ATLAS SAND COMPANY LLC | ATLAS 2 | INTX OF TX 18 & LOOP 464 GO APPROX 2.45 MI NW ALONG TX 18 TO ENTRY RD THEN GO APPROX 5.3 MI E TO PLANT SITE | Winkler County | TX | 79756 | WINKLER | CN605406776 | RN109954511 | Wastewater treatment system consisting of two effluent tanks, a flocculation tank, and associated piping and pumps. | NOD response not received. | 2019-07-23 | 67543 | 100
22566 | T1 | GCC PERMIAN LLC | ODESSA CEMENT PLANT | 16601 WEST MURPHY | ODESSA | TX | 79766 | ECTOR | CN605260686 | RN100213305 | Baghouse repairs consisting of replacement of the tube-sheet between Kiln 2 and the baghouse. | The following property is used 100% for pollution control and is installed to meet or exceed federal or state regulations: Baghouse repairs consisting of replacement of the tube-sheet between Kiln 2 and the baghouse. | 2019-07-24 | 252662 | 100
22567 | T1 | GCC PERMIAN LLC | ODESSA CEMENT PLANT | 16601 WEST MURPHY | ODESSA | TX | 79766 | ECTOR | CN605260686 | RN100213305 | Hydrochloric acid (HCl) gas analyzer for Kiln 1 and a SICK analyzer to monitor emissions of nitrogen oxides (NOx) for Kilns 1 and 2. | The following property is used 100% for pollution control and is installed to meet or exceed federal or state regulations: Hydrochloric acid (HCl) gas analyzer for Kiln 1 and a SICK analyzer to monitor emissions of nitrogen oxides (NOx) for Kilns 1 and 2. | 2019-07-24 | 567675 | 100
22568 | T1 | GCC PERMIAN LLC | ODESSA CEMENT PLANT | 16601 WEST MURPHY | ODESSA | TX | 79766 | ECTOR | CN605260686 | RN100213305 | Selective non-catalytic reduction systems for Kilns 1 and 2 including the ammonia tank and associated ammonia pipes, valves, and pumps. | The following property is used 100% for pollution control and is installed to meet or exceed federal or state regulations: Selective non-catalytic reduction systems for Kilns 1 and 2 including the ammonia tank and associated ammonia pipes, valves, and pumps. | 2019-07-24 | 3347640 | 100
22569 | T1 | GCC PERMIAN LLC | ODESSA CEMENT PLANT | 16601 WEST MURPHY | ODESSA | TX | 79766 | ECTOR | CN605260686 | RN100213305 | Raw materials storage Building 1 | NOD response not received. | 2019-07-08 | 2076081 | 100
22570 | T1 | BADGER MINING CORPORATION | BADGER MINING KERMIT PLANT | 6003 N STATE HIGHWAY 18 | KERMIT | TX | 79745 | WINKLER | CN600414494 | RN109917005 | 67,500 square feet of asphalt paving on the north access road from Hwy 18 to the west property line. | NOD response not received. | 2019-07-23 | 336223 | 100
22571 | T1 | PANJWANI ENERGY LLC | STARSTOP 15 | 3215 SOUTH LOOP W | HOUSTON | TX | 77025 | HARRIS | CN604013359 | RN101884252 | Overfill alarms; tank top sumps; automatic tank gauging; automatic line leak detectors; liquid fuel sensors installed between double walled piping to monitor for leaks; secondary containment consisting of a fiberglass Poly Tub around each of two 12,000 gallon single walled tanks; the incremental difference in cost between double-walled piping and single-walled piping; and the incremental difference in cost between the concrete paving covering the underground tanks and pipes and the other paving at the facility calculated using the difference in cost per square foot. | The following property is used 100% for pollution control and is installed to meet or exceed federal or state regulations: Overfill alarms; tank top sumps; automatic tank gauging; automatic line leak detectors; liquid fuel sensors installed between double walled piping to monitor for leaks; secondary containment consisting of a fiberglass Poly Tub around each of two 12,000 gallon single walled tanks; the incremental difference in cost between double-walled piping and single-walled piping; and the incremental difference in cost between the concrete paving covering the underground tanks and pipes and the other paving at the facility calculated using the difference in cost per square foot. | 2019-04-23 | 170261 | 100
22572 | T1 | PANJWANI ENERGY LLC | STAR STOP 41 | 26205 SOUTHWEST FWY | ROSENBERG | TX | 77471 | FORT BEND | CN604013359 | RN102358090 | Overfill alarms; tank top sumps; automatic tank gauging; automatic line leak detectors; liquid fuel sensors installed between underground storage tanks and containment systems to monitor for leaks; secondary containment consisting of a fiberglass Poly Tub around each of two 20,000 gallon and one 12,000 gallon single walled tanks; and the incremental difference in cost between the concrete paving covering the underground tanks and pipes and the other paving at the facility calculated using the difference in cost per square foot. | The following property is used 100% for pollution control and is installed to meet or exceed federal or state regulations: Overfill alarms; tank top sumps; automatic tank gauging; automatic line leak detectors; liquid fuel sensors installed between underground storage tanks and containment systems to monitor for leaks; secondary containment consisting of a fiberglass Poly Tub around each of two 20,000 gallon and one 12,000 gallon single walled tanks; and the incremental difference in cost between the concrete paving covering the underground tanks and pipes and the other paving at the facility calculated using the difference in cost per square foot. | 2019-04-23 | 204075 | 100
22573 | T1 | PANJWANI ENERGY LLC | STAR STOP 71 | 2212 HIGHWAY 71 S | COLUMBUS | TX | 78934 | COLORADO | CN604013359 | RN102485174 | Overfill alarms; tank top sumps; automatic tank gauging; automatic line leak detectors; liquid fuel sensors installed between underground storage tanks and containment systems to monitor for leaks; secondary containment consisting of a fiberglass Poly Tub around each of three 10,000 gallon and one 8,000 gallon single walled tanks; and the incremental difference in cost between the concrete paving covering the underground tanks and pipes and the other paving at the facility calculated using the difference in cost per square foot. | The following property is used 100% for pollution control and is installed to meet or exceed federal or state regulations: Overfill alarms; tank top sumps; automatic tank gauging; automatic line leak detectors; liquid fuel sensors installed between underground storage tanks and containment systems to monitor for leaks; secondary containment consisting of a fiberglass Poly Tub around each of three 10,000 gallon and one 8,000 gallon single walled tanks; and the incremental difference in cost between the concrete paving covering the underground tanks and pipes and the other paving at the facility calculated using the difference in cost per square foot. | 2019-04-23 | 212100 | 100
22574 | T1 | PANJWANI ENERGY LLC | STAR STOP 62 | 5401 KATY FWY | HOUSTON | TX | 77007 | HARRIS | CN604013359 | RN102423456 | Overfill alarms; tank top sumps; automatic tank gauging; automatic line leak detectors; liquid fuel sensors installed between the walls of the double-walled piping to monitor for leaks; secondary containment consisting of a fiberglass Poly Tub around each of two 10,000 gallon and one 12,000 gallon single walled tanks; the incremental difference in cost between double-walled piping and single-walled piping; and the incremental difference in cost between the concrete paving covering the underground tanks and pipes and the other paving at the facility calculated using the difference in cost per square foot. | The following property is used 100% for pollution control and is installed to meet or exceed federal or state regulations: Overfill alarms; tank top sumps; automatic tank gauging; automatic line leak detectors; liquid fuel sensors installed between the walls of the double-walled piping to monitor for leaks; secondary containment consisting of a fiberglass Poly Tub around each of two 10,000 gallon and one 12,000 gallon single walled tanks; the incremental difference in cost between double-walled piping and single-walled piping; and the incremental difference in cost between the concrete paving covering the underground tanks and pipes and the other paving at the facility calculated using the difference in cost per square foot. | 2019-04-24 | 198286 | 100
22575 | T1 | PANJWANI ENERGY LLC | EXXONMOBIL 69409 | 2706 CULEBRA RD | SAN ANTONIO | TX | 78228 | BEXAR | CN604013359 | RN102162724 | Overfill alarms; tank top sumps; automatic tank gauging; automatic line leak detectors; liquid fuel sensors installed between the walls of the double-walled piping to monitor for leaks; secondary containment consisting of a fiberglass Poly Tub around each of two 10,000 gallon and one 12,000 gallon single walled tanks; the incremental difference in cost between double-walled piping and single-walled piping; and the incremental difference in cost between the concrete paving covering the underground tanks and pipes and the other paving at the facility calculated using the difference in cost per square foot. | The following property is used 100% for pollution control and is installed to meet or exceed federal or state regulations: Overfill alarms; tank top sumps; automatic tank gauging; automatic line leak detectors; liquid fuel sensors installed between the walls of the double-walled piping to monitor for leaks; secondary containment consisting of a fiberglass Poly Tub around each of two 10,000 gallon and one 12,000 gallon single walled tanks; the incremental difference in cost between double-walled piping and single-walled piping; and the incremental difference in cost between the concrete paving covering the underground tanks and pipes and the other paving at the facility calculated using the difference in cost per square foot. | 2019-04-24 | 198286 | 100
22576 | T1 | PANJWANI ENERGY LLC | STARSTOP 05 | 6001 MOUNT HOUSTON RD | HOUSTON | TX | 77050 | HARRIS | CN604013359 | RN102376670 | Overfill alarms; tank top sumps; automatic tank gauging; automatic line leak detectors; liquid fuel sensors installed between the double walls of tanks and pipes to monitor for leaks; the incremental difference in cost between three 10,000 gallon double-walled tanks and comparable single-walled tanks; the incremental difference in cost between double-walled piping and single-walled piping; and the incremental difference in cost between the concrete paving covering the underground tanks and pipes and the other paving at the facility calculated using the difference in cost per square foot. | The following property is used 100% for pollution control and is installed to meet or exceed federal or state regulations Overfill alarms; tank top sumps; automatic tank gauging; automatic line leak detectors; liquid fuel sensors installed between the double walls of tanks and pipes to monitor for leaks; the incremental difference in cost between three 10,000 gallon double-walled tanks and comparable single-walled tanks; the incremental difference in cost between double-walled piping and single-walled piping; and the incremental difference in cost between the concrete paving covering the underground tanks and pipes and the other paving at the facility calculated using the difference in cost per square foot. | 2019-04-22 | 258286 | 100
22577 | T1 | BADGER MINING CORPORATION | BADGER MINING KERMIT PLANT | 6003 N STATE HIGHWAY 18 | KERMIT | TX | 79745 | WINKLER | CN600414494 | RN109917005 | Exhaust stack | NOD response not received. | 2019-07-23 | 81500 | 100
22578 | T1 | PANJWANI ENERGY LLC | TETCO 26 | 12003 E LOOP 1604 N | UNIVERSAL CITY | TX | 78148 | BEXAR | CN604013359 | RN102490919 | Overfill alarms; tank top sumps; automatic tank gauging; automatic line leak detectors; liquid fuel sensors installed between the underground storage tanks and secondary containment to monitor for leaks; secondary containment consisting of a fiberglass Poly Tub around each of four 12,000 gallon single walled tanks; and the incremental difference in cost between the concrete paving covering the underground tanks and pipes and the other paving at the facility calculated using the difference in cost per square foot. | The following property is used 100% for pollution control and is installed to meet or exceed federal or state regulations: Overfill alarms; tank top sumps; automatic tank gauging; automatic line leak detectors; liquid fuel sensors installed between the underground storage tanks and secondary containment to monitor for leaks; secondary containment consisting of a fiberglass Poly Tub around each of four 12,000 gallon single walled tanks; and the incremental difference in cost between the concrete paving covering the underground tanks and pipes and the other paving at the facility calculated using the difference in cost per square foot. | 2019-04-22 | 226050 | 100
22579 | T1 | BADGER MINING CORPORATION | BADGER MINING KERMIT PLANT | 6003 N STATE HIGHWAY 18 | KERMIT | TX | 79745 | WINKLER | CN600414494 | RN109917005 | Stockpile drainage system | NOD response not received. | 2019-07-23 | 1092267 | 100
22580 | T1 | BADGER MINING CORPORATION | BADGER MINING KERMIT PLANT | 6003 N STATE HIGHWAY 18 | KERMIT | TX | 79745 | WINKLER | CN600414494 | RN109917005 | Baghouse and dust collector on the dryer building. | The following property is used 100% for pollution control and is installed to meet or exceed federal or state regulations: Baghouse and dust collector on the dryer building. |  | 3562071 | 100
22581 | T1 | PANJWANI ENERGY LLC | STAR STOP 88 | 8210 MARBACH RD | SAN ANTONIO | TX | 78227 | BEXAR | CN604013359 | RN101647139 | Overfill alarms; tank top sumps; automatic tank gauging; automatic line leak detectors; liquid fuel sensors installed between the underground storage tanks and secondary containment to monitor for leaks; secondary containment consisting of a fiberglass Poly Tub around each of four 10,000 gallon single walled tanks; and the incremental difference in cost between the concrete paving covering the underground tanks and pipes and the other paving at the facility calculated using the difference in cost per square foot. | The following property is used 100% for pollution control and is installed to meet or exceed federal or state regulations: Overfill alarms; tank top sumps; automatic tank gauging; automatic line leak detectors; liquid fuel sensors installed between the underground storage tanks and secondary containment to monitor for leaks; secondary containment consisting of a fiberglass Poly Tub around each of four 10,000 gallon single walled tanks; and the incremental difference in cost between the concrete paving covering the underground tanks and pipes and the other paving at the facility calculated using the difference in cost per square foot. | 2019-04-23 | 220775 | 100
22582 | T1 | BADGER MINING CORPORATION | BADGER MINING KERMIT PLANT | 6003 N STATE HIGHWAY 18 | KERMIT | TX | 79745 | WINKLER | CN600414494 | RN109917005 | Articulated CAT Water Truck Model 740B, SN XXXXXXXX, GMC Water Truck VIN XXXXXXXXXXXXXXX, and Water Truck (CX#4985) VIN XXXXXXXXXXXXXXXXX. | NOD response not received. |  | 444660 | 100
22583 | T1 | PANJWANI ENERGY LLC | STAR STOP 91 | 619 DIVISION AVE | SAN ANTONIO | TX | 78214 | BEXAR | CN604013359 | RN102390010 | Overfill alarms; tank top sumps; automatic tank gauging; automatic line leak detectors; liquid fuel sensors installed between the underground storage tanks and secondary containment to monitor for leaks; secondary containment consisting of a fiberglass Poly Tub around each of two 10,000 gallon and one 8,000 gallon single walled tanks; and the incremental difference in cost between the concrete paving covering the underground tanks and pipes and the other paving at the facility calculated using the difference in cost per square foot. | The following property is used 100% for pollution control and is installed to meet or exceed federal or state regulations: Overfill alarms; tank top sumps; automatic tank gauging; automatic line leak detectors; liquid fuel sensors installed between the underground storage tanks and secondary containment to monitor for leaks; secondary containment consisting of a fiberglass Poly Tub around each of two 10,000 gallon and one 8,000 gallon single walled tanks; and the incremental difference in cost between the concrete paving covering the underground tanks and pipes and the other paving at the facility calculated using the difference in cost per square foot. | 2019-04-23 | 189075 | 100
22584 | T1 | PRECISION DRILLING CORPORATION | PRECISION DRILLING DRILLING RIG 616 | 14041 VICKERY DR | HOUSTON | TX | 77032 | HARRIS | CN604727636 | RN106160211 | Drilling mud recycling system consisting of a shaker tank, shale shakers, desilter, desander, and degasser for Rig #616. | The following property is used 100% for pollution control and is installed to meet or exceed federal or state regulations: Drilling mud recycling system consisting of a shaker tank, shale shakers, desilter, desander, and degasser for Rig #616. | 2019-04-24 | 777900 | 100
22585 | T1 | PRECISION DRILLING CORPORATION | PRECISION DRILLING RIG 614 | 14041 VICKERY DR | HOUSTON | TX | 77032 | HARRIS | CN604727636 | RN106160211 | ram type blowout preventers, closing unit, and a choke manifold unit. | The following property is used 100% for pollution control and is installed to meet or exceed federal or state regulations: ram type blowout preventers, closing unit, and a choke manifold unit. | 2019-04-24 | 1295000 | 100
22586 | T1 | PRECISION DRILLING CORPORATION | PRECISION DRILLING RIG 614 | 14041 VICKERY DR | HOUSTON | TX | 77032 | HARRIS | CN604727636 | RN106160211 | Drilling mud recycling system consisting of a shaker tank, shale shakers, desilter, desander, and degasser for Rig #614. | The following property is used 100% for pollution control and is installed to meet or exceed federal or state regulations: Drilling mud recycling system consisting of a shaker tank, shale shakers, desilter, desander, and degasser for Rig #614. | 2019-04-24 | 777900 | 100
22587 | T1 | PRECISION DRILLING CORPORATION | PRECISION DRILLING RIG 616 | 14041 VICKERY DR | HOUSTON | TX | 77032 | HARRIS | CN604727636 | RN106160211 | ram type blowout preventers, closing unit, and a choke manifold unit. | The following property is used 100% for pollution control and is installed to meet or exceed federal or state regulations: ram type blowout preventers, closing unit, and a choke manifold unit. | 2019-04-24 | 1295000 | 100
22588 | T1 | NRG ENERGY INC | SOUTH TEXAS PROJECT ELECTRIC GENERATING STATION | FM 521 8 MI WEST OF WADSWORTH | Matagorda County | TX | 77483 | MATAGORDA | CN603729336 | RN107585713 | Dry cask system consisting of independent spent fuel storage installation (ISFSI) storage pad; ISFSI approach slab; ISFSI construction pad; modifications to each unitâ€™s fuel handling building (installation of rails in truck bay floor, modifications to provide power for ancillary equipment, installation of supplemental fan-coil cooling unit, installation of helium and argon gas delivery systems, and three platforms attached to building); heavy haul path; Holtec low profile transporter; vertical cask transporter; dry cask loading cranes upgrade to single failure-proof; electrical service building that houses the electrical systems required to operate the dry cask storage system; cask discharge system; temporary supplemental cooling system; and ancillary costs for the Holtec Dry Storage System including annulus seals, lift yokes, rigging equipment, drying equipment and storm covers for system. | The following property is used 100% for pollution control and is installed to meet or exceed federal or state regulations: Dry cask system consisting of independent spent fuel storage installation (ISFSI) storage pad; ISFSI approach slab; ISFSI construction pad; modifications to each unitâ€™s fuel handling building (installation of rails in truck bay floor, modifications to provide power for ancillary equipment, installation of supplemental fan-coil cooling unit, installation of helium and argon gas delivery systems, and three platforms attached to building); heavy haul path; Holtec low profile transporter; vertical cask transporter; dry cask loading cranes upgrade to single failure-proof; electrical service building that houses the electrical systems required to operate the dry cask storage system; cask discharge system; temporary supplemental cooling system; and ancillary costs for the Holtec Dry Storage System including annulus seals, lift yokes, rigging equipment, drying equipment and storm covers for system. | 2019-05-29 | 158139106 | 100
22589 | T1 | CORPUS CHRISTI LIQUEFACTION LLC | CORPUS CHRISTI LIQUEFACTION | 554 STATE HIGHWAY 35 | GREGORY | TX | 78359 | SAN PATRICIO | CN604136374 | RN104104716 | Thermal oxidizer systems on Trains 1 and 2 consisting of a thermal oxidizer; knockout drums; associated pumps, piping, flow meters, and gas chromatography systems; and anti-foam injection system for each train. | The following property is used 100% for pollution control and is installed to meet or exceed federal or state regulations: Thermal oxidizer systems on Trains 1 and 2 consisting of a thermal oxidizer; knockout drums; associated pumps, piping, flow meters, and gas chromatography systems; and anti-foam injection system for each train. | 2019-04-25 | 108385051 | 100
22590 | T1 | CORPUS CHRISTI LIQUEFACTION LLC | CORPUS CHRISTI LIQUEFACTION | 554 STATE HIGHWAY 35 | GREGORY | TX | 78359 | SAN PATRICIO | CN604136374 | RN104104716 | Flare system consisting of a marine/storage flare (00Z-1903), marine/storage flare header, marine/storage flare pilots and flame front generator, two wet gas flares (00Z-1901A and B), wet gas flare header, wet gas flare pilots and flame front generator, two dry gas flares (00Z-1902A/B), dry gas flare knockout drums (00V-1902A/B), dry gas flare vaporizers (00E-1901AA-AH/AK & 00ER-1901BA-BH/BK), dry gas flare header, and dry gas flare pilots and flame front generator. | The following property is used 100% for pollution control and is installed to meet or exceed federal or state regulations: Flare system consisting of a marine/storage flare (00Z-1903), marine/storage flare header, marine/storage flare pilots and flame front generator, two wet gas flares (00Z-1901A and B), wet gas flare header, wet gas flare pilots and flame front generator, two dry gas flares (00Z-1902A/B), dry gas flare knockout drums (00V-1902A/B), dry gas flare vaporizers (00E-1901AA-AH/AK & 00ER-1901BA-BH/BK), dry gas flare header, and dry gas flare pilots and flame front generator. | 2019-04-25 | 289054998 | 100
22591 | T1 | PANJWANI ENERGY LLC | BURNET SHELL | 8224 BURNET RD | AUSTIN | TX | 78757 | TRAVIS | CN604013359 | RN102242294 | Overfill alarms; tank top sumps; automatic tank gauging; automatic line leak detectors; liquid fuel sensors installed between the underground storage tanks and secondary containment to monitor for leaks; secondary containment consisting of a fiberglass Poly Tub around each of one 12,000 gallon and three 10,000 gallon single walled tanks; and the incremental difference in cost between the concrete paving covering the underground tanks and pipes and the other paving at the facility calculated using the difference in cost per square foot. | The following property is used 100% for pollution control and is installed to meet or exceed federal or state regulations: Overfill alarms; tank top sumps; automatic tank gauging; automatic line leak detectors; liquid fuel sensors installed between the underground storage tanks and secondary containment to monitor for leaks; secondary containment consisting of a fiberglass Poly Tub around each of one 12,000 gallon and three 10,000 gallon single walled tanks; and the incremental difference in cost between the concrete paving covering the underground tanks and pipes and the other paving at the facility calculated using the difference in cost per square foot. | 2019-04-25 | 212200 | 100
22592 | T1 | PANJWANI ENERGY LLC | STAR STOP 36 | 7510 N MO PAC EXPY | AUSTIN | TX | 78731 | TRAVIS | CN604013359 | RN104784087 | Overfill alarms; tank top sumps; automatic tank gauging; automatic line leak detectors; liquid fuel sensors installed between the double walls of tanks and pipes to monitor for leaks; the incremental difference in cost between one 12,000 gallon and three 10,000 gallon double-walled tanks and comparable single-walled tanks; the incremental difference in cost between double-walled piping and single-walled piping; and the incremental difference in cost between the concrete paving covering the underground tanks and pipes and the other paving at the facility calculated using the difference in cost per square foot. | The following property is used 100% for pollution control and is installed to meet or exceed federal or state regulations: Overfill alarms; tank top sumps; automatic tank gauging; automatic line leak detectors; liquid fuel sensors installed between the double walls of tanks and pipes to monitor for leaks; the incremental difference in cost between one 12,000 gallon and three 10,000 gallon double-walled tanks and comparable single-walled tanks; the incremental difference in cost between double-walled piping and single-walled piping; and the incremental difference in cost between the concrete paving covering the underground tanks and pipes and the other paving at the facility calculated using the difference in cost per square foot. | 2019-04-25 | 327948 | 100
22593 | T1 | PANJWANI ENERGY LLC | STARSTOP 31 | 15505 N SAM HOUSTON PKWY E | HOUSTON | TX | 77049 | HARRIS | CN604013359 | RN102493343 | Overfill alarms; tank top sumps; automatic tank gauging; automatic line leak detectors; liquid fuel sensors installed between the double walls of tanks and pipes to monitor for leaks; the incremental difference in cost between one 15,000 gallon and one 20,000 gallon double-walled tanks and comparable single-walled tanks; the incremental difference in cost between double-walled piping and single-walled piping; and the incremental difference in cost between the concrete paving covering the underground tanks and pipes and the other paving at the facility calculated using the difference in cost per square foot. | The following property is used 100% for pollution control and is installed to meet or exceed federal or state regulations: Overfill alarms; tank top sumps; automatic tank gauging; automatic line leak detectors; liquid fuel sensors installed between the double walls of tanks and pipes to monitor for leaks; the incremental difference in cost between one 15,000 gallon and one 20,000 gallon double-walled tanks and comparable single-walled tanks; the incremental difference in cost between double-walled piping and single-walled piping; and the incremental difference in cost between the concrete paving covering the underground tanks and pipes and the other paving at the facility calculated using the difference in cost per square foot. | 2019-04-25 | 255824 | 100
22594 | T1 | PANJWANI ENERGY LLC | STARSTOP 10 | 16983 GLEN EAGLE DR | CONROE | TX | 77385 | MONTGOMERY | CN604013359 | RN102285673 | Overfill alarms; tank top sumps; automatic tank gauging; automatic line leak detectors; liquid fuel sensors installed between the underground storage tanks and secondary containment to monitor for leaks; secondary containment consisting of a fiberglass Poly Tub around each of one 10,000 gallon, one 12,000 gallon, and one 15,000 gallon single walled tanks; and the incremental difference in cost between the concrete paving covering the underground tanks and pipes and the other paving at the facility calculated using the difference in cost per square foot. | The following property is used 100% for pollution control and is installed to meet or exceed federal or state regulations: Overfill alarms; tank top sumps; automatic tank gauging; automatic line leak detectors; liquid fuel sensors installed between the underground storage tanks and secondary containment to monitor for leaks; secondary containment consisting of a fiberglass Poly Tub around each of one 10,000 gallon, one 12,000 gallon, and one 15,000 gallon single walled tanks; and the incremental difference in cost between the concrete paving covering the underground tanks and pipes and the other paving at the facility calculated using the difference in cost per square foot. | 2019-04-25 | 199075 | 100
22595 | T1 | PANJWANI ENERGY LLC | CHEVRON FAC 175382 | 6903 BRODIE LN | AUSTIN | TX | 78745 | TRAVIS | CN604013359 | RN102488814 | Overfill alarms; tank top sumps; automatic tank gauging; automatic line leak detectors; liquid fuel sensors installed between the double walls of tanks and pipes to monitor for leaks; the incremental difference in cost between three 10,000 gallon double-walled tanks and comparable single-walled tanks; the incremental difference in cost between double-walled piping and single-walled piping; and the incremental difference in cost between the concrete paving covering the underground tanks and pipes and the other paving at the facility calculated using the difference in cost per square foot. | The following property is used 100% for pollution control and is installed to meet or exceed federal or state regulations: Overfill alarms; tank top sumps; automatic tank gauging; automatic line leak detectors; liquid fuel sensors installed between the double walls of tanks and pipes to monitor for leaks; the incremental difference in cost between three 10,000 gallon double-walled tanks and comparable single-walled tanks; the incremental difference in cost between double-walled piping and single-walled piping; and the incremental difference in cost between the concrete paving covering the underground tanks and pipes and the other paving at the facility calculated using the difference in cost per square foot. | 2019-04-25 | 248286 | 100
22596 | T1 | LBC HOUSTON LP | LBC HOUSTON BAYPORT TERMINAL | 11666 PORT RD | SEABROOK | TX | 77586 | HARRIS | CN601179849 | RN101041598 | Two vapor combustors (VC-1 and VC-2) | The following property is used 100% for pollution control and is installed to meet or exceed federal or state regulations: Two vapor combustors (VC-1 and VC-2). | 2019-04-25 | 5000000 | 100
22597 | T1 | PANJWANI ENERGY LLC | LAMAR SHELL | 4545 S LAMAR BLVD | AUSTIN | TX | 78745 | TRAVIS | CN604013359 | RN102161486 | Overfill alarms; tank top sumps; automatic tank gauging; automatic line leak detectors; liquid fuel sensors installed between underground storage tanks and piping to monitor for leaks; secondary containment consisting of a fiberglass Poly Tub around each of four 10,000 gallon single walled tanks; and the incremental difference in cost between the concrete paving covering the underground tanks and pipes and the other paving at the facility calculated using the difference in cost per square foot. | The following property is used 100% for pollution control and is installed to meet or exceed federal or state regulations: Overfill alarms; tank top sumps; automatic tank gauging; automatic line leak detectors; liquid fuel sensors installed between underground storage tanks and piping to monitor for leaks; secondary containment consisting of a fiberglass Poly Tub around each of four 10,000 gallon single walled tanks; and the incremental difference in cost between the concrete paving covering the underground tanks and pipes and the other paving at the facility calculated using the difference in cost per square foot. | 2019-04-25 | 262100 | 100
22598 | T1 | PANJWANI ENERGY LLC | STAR STOP 75 | 5801 N IH 35 | AUSTIN | TX | 78723 | TRAVIS | CN604013359 | RN102476587 | Overfill alarms; tank top sumps; automatic tank gauging; automatic line leak detectors; liquid fuel sensors installed between underground storage tanks and piping to monitor for leaks; secondary containment consisting of a fiberglass Poly Tub around each of four 12,000 gallon single walled tanks; and the incremental difference in cost between the concrete paving covering the underground tanks and pipes and the other paving at the facility calculated using the difference in cost per square foot. | The following property is used 100% for pollution control and is installed to meet or exceed federal or state regulations: Overfill alarms; tank top sumps; automatic tank gauging; automatic line leak detectors; liquid fuel sensors installed between underground storage tanks and piping to monitor for leaks; secondary containment consisting of a fiberglass Poly Tub around each of four 12,000 gallon single walled tanks; and the incremental difference in cost between the concrete paving covering the underground tanks and pipes and the other paving at the facility calculated using the difference in cost per square foot. | 2019-04-25 | 216050 | 100
22599 | T1 | PANJWANI ENERGY LLC | TETCO 254 | 10034 SAN PEDRO AVE | SAN ANTONIO | TX | 78216 | BEXAR | CN604013359 | RN101646412 | Overfill alarms; tank top sumps; automatic tank gauging; automatic line leak detectors; liquid fuel sensors installed between underground storage tanks and piping to monitor for leaks; secondary containment consisting of a fiberglass Poly Tub around each of four 10,000 gallon single walled tanks; and the incremental difference in cost between the concrete paving covering the underground tanks and pipes and the other paving at the facility calculated using the difference in cost per square foot. | The following property is used 100% for pollution control and is installed to meet or exceed federal or state regulations: Overfill alarms; tank top sumps; automatic tank gauging; automatic line leak detectors; liquid fuel sensors installed between underground storage tanks and piping to monitor for leaks; secondary containment consisting of a fiberglass Poly Tub around each of four 10,000 gallon single walled tanks; and the incremental difference in cost between the concrete paving covering the underground tanks and pipes and the other paving at the facility calculated using the difference in cost per square foot. | 2019-04-25 | 252100 | 100
22600 | T1 | REDI-MIX LLC | REDI MIX - GAINESVILLE PLT 7 | 508 E SCOTT ST | GAINESVILLE | TX | 76240 | COOKE | CN603242058 | RN102193307 | Central Baghouse Dust Collector. | The following property is used 100% for pollution control and is installed to meet or exceed federal or state regulations: Central Baghouse Dust Collector. | 2019-04-29 | 44030 | 100
22601 | T1 | HALDOR TOPSOE INC | HALDOR TOPSOE | 10010 BAYPORT BLVD | PASADENA | TX | 77507 | HARRIS | CN600132435 | RN101211498 | TK selective catalytic reduction unit. | The following property is used 100% for pollution control and is installed to meet or exceed federal or state regulations: TK selective catalytic reduction unit. | 2020-02-07 | 1344253.07 | 100
22602 | T1 | KING FUELS INC | COBRA SHELL | 17141 I 10 E | CHANNELVIEW | TX | 77530 | HARRIS | CN601443484 | RN102019890 | Overfill alarms; tank top sumps; automatic tank gauging; automatic line leak detectors; liquid fuel sensors installed between the double walls of tanks and pipes to monitor for leaks; the incremental difference in cost between two 30,000 gallon double-walled tanks and one 40,000 gallon double-walled tank and comparable single-walled tanks; the incremental difference in cost between double-walled piping and single-walled piping; and the incremental difference in cost between the concrete paving covering the underground tanks and pipes and the other paving at the facility calculated using the difference in cost per square foot. | The following property is used 100% for pollution control and is installed to meet or exceed federal or state regulations: Overfill alarms; tank top sumps; automatic tank gauging; automatic line leak detectors; liquid fuel sensors installed between the double walls of tanks and pipes to monitor for leaks; the incremental difference in cost between two 30,000 gallon double-walled tanks and one 40,000 gallon double-walled tank and comparable single-walled tanks; the incremental difference in cost between double-walled piping and single-walled piping; and the incremental difference in cost between the concrete paving covering the underground tanks and pipes and the other paving at the facility calculated using the difference in cost per square foot. | 2019-04-29 | 393386 | 100
22603 | T1 | KING FUELS INC | KING FUEL FOOD MART | 5827 N SAM HOUSTON PKWY W | HOUSTON | TX | 77086 | HARRIS | CN601443484 | RN107267924 | Overfill alarms; tank top sumps; automatic tank gauging; automatic line leak detectors; liquid fuel sensors installed between the double walls of tanks and pipes to monitor for leaks; the incremental difference in cost between one 20,000 gallon and one 30,000 gallon double-walled tanks and comparable single-walled tanks; the incremental difference in cost between double-walled piping and single-walled piping; and the incremental difference in cost between the concrete paving covering the underground tanks and pipes and the other paving at the facility calculated using the difference in cost per square foot. | The following property is used 100% for pollution control and is installed to meet or exceed federal or state regulations: Overfill alarms; tank top sumps; automatic tank gauging; automatic line leak detectors; liquid fuel sensors installed between the double walls of tanks and pipes to monitor for leaks; the incremental difference in cost between one 20,000 gallon and one 30,000 gallon double-walled tanks and comparable single-walled tanks; the incremental difference in cost between double-walled piping and single-walled piping; and the incremental difference in cost between the concrete paving covering the underground tanks and pipes and the other paving at the facility calculated using the difference in cost per square foot. | 2019-04-29 | 278824 | 100
22604 | T1 | LCY ELASTOMERS LP | LCY ELASTOMERS | 4803 DECKER DR | BAYTOWN | TX | 77520 | HARRIS | CN602579542 | RN102325974 | Continuous emissions monitoring systems on the low pressure flare, high pressure flare, and cooling tower. | The following property is used 100% for pollution control and is installed to meet or exceed federal or state regulations: Continuous emissions monitoring systems on the low pressure flare, high pressure flare, and cooling tower. | 2019-05-10 | 135594 | 100
22605 | T1 | LCY ELASTOMERS LP | LCY ELASTOMERS | 4803 DECKER DR | BAYTOWN | TX | 77520 | HARRIS | CN602579542 | RN102325974 | Replacement of the bottom of Equalization Tank TK-7684 | The following property is used 100% for pollution control and is installed to meet or exceed federal or state regulations: Replacement of the bottom of Equalization Tank TK-7684. | 2019-05-10 | 264415 | 100
22606 | T1 | KING FUELS INC | MR EXPRESS | 2602 GREENS RD | HOUSTON | TX | 77032 | HARRIS | CN601443484 | RN108905647 | Overfill alarms; tank top sumps; automatic tank gauging; automatic line leak detectors; liquid fuel sensors installed between the double walls of tanks and pipes to monitor for leaks; the incremental difference in cost between three 20,000 gallon double-walled tanks and comparable single-walled tanks; the incremental difference in cost between double-walled piping and single-walled piping; and the incremental difference in cost between the concrete paving covering the underground tanks and pipes and the other paving at the facility calculated using the difference in cost per square foot. | The following property is used 100% for pollution control and is installed to meet or exceed federal or state regulations: Overfill alarms; tank top sumps; automatic tank gauging; automatic line leak detectors; liquid fuel sensors installed between the double walls of tanks and pipes to monitor for leaks; the incremental difference in cost between three 20,000 gallon double-walled tanks and comparable single-walled tanks; the incremental difference in cost between double-walled piping and single-walled piping; and the incremental difference in cost between the concrete paving covering the underground tanks and pipes and the other paving at the facility calculated using the difference in cost per square foot. | 2019-04-29 | 381449 | 100
22607 | T1 | LCY ELASTOMERS LP | LCY ELASTOMERS | 4803 DECKER DR | BAYTOWN | TX | 77520 | HARRIS | CN602579542 | RN102325974 | Cyclone C-7703, cyclone blower, and associated ductwork. | The following property is used 100% for pollution control and is installed to meet or exceed federal or state regulations: Cyclone/Wet Scrubber C-7703, cyclone blower, and associated ductwork. | 2019-05-10 | 484473 | 100
22608 | T1 | KING FUELS INC | NELEZ | 12202 ALMEDA RD | HOUSTON | TX | 77045 | HARRIS | CN601443484 | RN103028908 | Overfill alarms; tank top sumps; automatic tank gauging; automatic line leak detectors; liquid fuel sensors installed between the double walls of tanks and pipes to monitor for leaks; the incremental difference in cost between one 30,000 gallon double-walled tank and one 20,000 gallon double-walled tank and comparable single-walled tanks; the incremental difference in cost between double-walled piping and single-walled piping; and the incremental difference in cost between the concrete paving covering the underground tanks and pipes and the other paving at the facility calculated using the difference in cost per square foot. | The following property is used 100% for pollution control and is installed to meet or exceed federal or state regulations: Overfill alarms; tank top sumps; automatic tank gauging; automatic line leak detectors; liquid fuel sensors installed between the double walls of tanks and pipes to monitor for leaks; the incremental difference in cost between one 30,000 gallon double-walled tank and one 20,000 gallon double-walled tank and comparable single-walled tanks; the incremental difference in cost between double-walled piping and single-walled piping; and the incremental difference in cost between the concrete paving covering the underground tanks and pipes and the other paving at the facility calculated using the difference in cost per square foot. | 2019-04-29 | 278824 | 100
22609 | T1 | KING FUELS INC | NOORAANS FOOD STORE | 1530 CLINTON DR | GALENA PARK | TX | 77547 | HARRIS | CN601443484 | RN102225430 | Overfill alarms; tank top sumps; automatic tank gauging; automatic line leak detectors; liquid fuel sensors installed between the double walls of tanks and pipes to monitor for leaks; the incremental difference in cost between two 20,000 gallon double-walled tanks and comparable single-walled tanks; the incremental difference in cost between double-walled piping and single-walled piping; and the incremental difference in cost between the concrete paving covering the underground tanks and pipes and the other paving at the facility calculated using the difference in cost per square foot. | The following property is used 100% for pollution control and is installed to meet or exceed federal or state regulations: Overfill alarms; tank top sumps; automatic tank gauging; automatic line leak detectors; liquid fuel sensors installed between the double walls of tanks and pipes to monitor for leaks; the incremental difference in cost between two 20,000 gallon double-walled tanks and comparable single-walled tanks; the incremental difference in cost between double-walled piping and single-walled piping; and the incremental difference in cost between the concrete paving covering the underground tanks and pipes and the other paving at the facility calculated using the difference in cost per square foot. | 2019-04-30 | 275824 | 100
22610 | T1 | CORPUS CHRISTI LIQUEFACTION LLC | CORPUS CHRISTI LIQUEFACTION | 554 STATE HIGHWAY 35 | GREGORY | TX | 78359 | SAN PATRICIO | CN604136374 | RN104104716 | On-Site Treatment Package, Off-Spec Tank, East Marine sanitary lift station and grinder pumps, West Marine sanitary lift station and grinder pumps, Warehouse 1 sanitary lift station and grinder pumps, Guard House Building sanitary lift station and grinder pumps, OCM and Control Building sanitary lift station and grinder pumps, Outside Operator Building sanitary lift station and grinder pumps, Warehouse 2 sanitary lift station and grinder pumps, and Jetty Security Building sanitary lift station and grinder pumps. | The following property is used 100% for pollution control and is installed to meet or exceed federal or state regulations: On-Site Treatment Package, Off-Spec Tank, East Marine sanitary lift station and grinder pumps, West Marine sanitary lift station and grinder pumps, Warehouse 1 sanitary lift station and grinder pumps, Guard House Building sanitary lift station and grinder pumps, OCM and Control Building sanitary lift station and grinder pumps, Outside Operator Building sanitary lift station and grinder pumps, Warehouse 2 sanitary lift station and grinder pumps, and Jetty Security Building sanitary lift station and grinder pumps. | 2019-04-29 | 20630758 | 100
22611 | T1 | KING FUELS INC | COUGARS MART | 15742 OLD HUMBLE RD | HUMBLE | TX | 77396 | HARRIS | CN601443484 | RN101775278 | Overfill alarms; tank top sumps; automatic tank gauging; automatic line leak detectors; liquid fuel sensors installed between the double walls of tanks and pipes to monitor for leaks; the incremental difference in cost between one 32,000 gallon double-walled tank and comparable single-walled tank; the incremental difference in cost between double-walled piping and single-walled piping; and the incremental difference in cost between the concrete paving covering the underground tanks and pipes and the other paving at the facility calculated using the difference in cost per square foot. | The following property is used 100% for pollution control and is installed to meet or exceed federal or state regulations: Overfill alarms; tank top sumps; automatic tank gauging; automatic line leak detectors; liquid fuel sensors installed between the double walls of tanks and pipes to monitor for leaks; the incremental difference in cost between one 32,000 gallon double-walled tank and comparable single-walled tank; the incremental difference in cost between double-walled piping and single-walled piping; and the incremental difference in cost between the concrete paving covering the underground tanks and pipes and the other paving at the facility calculated using the difference in cost per square foot. | 2019-04-29 | 219462 | 100
22612 | T1 | KING FUELS INC | 6625 FOOD MART | 6625 SCOTT ST | HOUSTON | TX | 77021 | HARRIS | CN601443484 | RN101756914 | Overfill alarms; tank top sumps; automatic tank gauging; automatic line leak detectors; liquid fuel sensors installed between the double walls of tanks and pipes to monitor for leaks; the incremental difference in cost between one 32,000 gallon double-walled tank and comparable single-walled tank; the incremental difference in cost between double-walled piping and single-walled piping; and the incremental difference in cost between the concrete paving covering the underground tanks and pipes and the other paving at the facility calculated using the difference in cost per square foot. | The following property is used 100% for pollution control and is installed to meet or exceed federal or state regulations: Overfill alarms; tank top sumps; automatic tank gauging; automatic line leak detectors; liquid fuel sensors installed between the double walls of tanks and pipes to monitor for leaks; the incremental difference in cost between one 32,000 gallon double-walled tank and comparable single-walled tank; the incremental difference in cost between double-walled piping and single-walled piping; and the incremental difference in cost between the concrete paving covering the underground tanks and pipes and the other paving at the facility calculated using the difference in cost per square foot. | 2019-04-29 | 219462 | 100
22613 | T1 | KING FUELS INC | ALMEDA SHELL | 6019 ALMEDA RD | HOUSTON | TX | 77004 | HARRIS | CN601443484 | RN102024114 | Overfill alarms; tank top sumps; automatic tank gauging; automatic line leak detectors; liquid fuel sensors installed between the double walls of tanks and pipes to monitor for leaks; the incremental difference in cost between one 20,000 gallon double-walled tank and one 12,000 gallon double-walled tank and comparable single-walled tanks; the incremental difference in cost between double-walled piping and single-walled piping; and the incremental difference in cost between the concrete paving covering the underground tanks and pipes and the other paving at the facility calculated using the difference in cost per square foot. | The following property is used 100% for pollution control and is installed to meet or exceed federal or state regulations: Overfill alarms; tank top sumps; automatic tank gauging; automatic line leak detectors; liquid fuel sensors installed between the double walls of tanks and pipes to monitor for leaks; the incremental difference in cost between one 20,000 gallon double-walled tank and one 12,000 gallon double-walled tank and comparable single-walled tanks; the incremental difference in cost between double-walled piping and single-walled piping; and the incremental difference in cost between the concrete paving covering the underground tanks and pipes and the other paving at the facility calculated using the difference in cost per square foot. | 2019-04-29 | 251798 | 100
22614 | T1 | KING FUELS INC | KING FUELS FOOD STORE 2 | 4615 SAN JACINTO ST | HOUSTON | TX | 77004 | HARRIS | CN601443484 | RN102426947 | Overfill alarms; tank top sumps; automatic tank gauging; automatic line leak detectors; liquid fuel sensors installed between the double walls of tanks and pipes to monitor for leaks; the incremental difference in cost between one 24,000 gallon double-walled tank and comparable single-walled tank; the incremental difference in cost between double-walled piping and single-walled piping; and the incremental difference in cost between the concrete paving covering the underground tanks and pipes and the other paving at the facility calculated using the difference in cost per square foot. | The following property is used 100% for pollution control and is installed to meet or exceed federal or state regulations: Overfill alarms; tank top sumps; automatic tank gauging; automatic line leak detectors; liquid fuel sensors installed between the double walls of tanks and pipes to monitor for leaks; the incremental difference in cost between one 24,000 gallon double-walled tank and comparable single-walled tank; the incremental difference in cost between double-walled piping and single-walled piping; and the incremental difference in cost between the concrete paving covering the underground tanks and pipes and the other paving at the facility calculated using the difference in cost per square foot. | 2019-04-29 | 219462 | 100
22615 | T1 | KING FUELS INC | STARSTOP 30 | 15050 OLD HUMBLE RD | HUMBLE | TX | 77396 | HARRIS | CN601443484 | RN102483609 | Overfill alarms; tank top sumps; automatic tank gauging; automatic line leak detectors; liquid fuel sensors installed between the double walls of tanks and pipes to monitor for leaks; the incremental difference in cost between one 20,000 gallon double-walled tank and one 15,000 gallon double-walled tank and comparable single-walled tanks; the incremental difference in cost between double-walled piping and single-walled piping; and the incremental difference in cost between the concrete paving covering the underground tanks and pipes and the other paving at the facility calculated using the difference in cost per square foot. | The following property is used 100% for pollution control and is installed to meet or exceed federal or state regulations: Overfill alarms; tank top sumps; automatic tank gauging; automatic line leak detectors; liquid fuel sensors installed between the double walls of tanks and pipes to monitor for leaks; the incremental difference in cost between one 20,000 gallon double-walled tank and one 15,000 gallon double-walled tank and comparable single-walled tanks; the incremental difference in cost between double-walled piping and single-walled piping; and the incremental difference in cost between the concrete paving covering the underground tanks and pipes and the other paving at the facility calculated using the difference in cost per square foot. | 2019-04-29 | 241798 | 100
22616 | T1 | KING FUELS INC | HANNAS FOOD STORE | 10414 RICHMOND AVE | HOUSTON | TX | 77042 | HARRIS | CN601443484 | RN101826048 | Overfill alarms; tank top sumps; automatic tank gauging; automatic line leak detectors; liquid fuel sensors installed between the double walls of tanks and pipes to monitor for leaks; the incremental difference in cost between one 12,000 gallon double-walled tank and one 13,000 gallon double-walled tank and comparable single-walled tanks; the incremental difference in cost between double-walled piping and single-walled piping; and the incremental difference in cost between the concrete paving covering the underground tanks and pipes and the other paving at the facility calculated using the difference in cost per square foot. | The following property is used 100% for pollution control and is installed to meet or exceed federal or state regulations: Overfill alarms; tank top sumps; automatic tank gauging; automatic line leak detectors; liquid fuel sensors installed between the double walls of tanks and pipes to monitor for leaks; the incremental difference in cost between one 12,000 gallon double-walled tank and one 13,000 gallon double-walled tank and comparable single-walled tanks; the incremental difference in cost between double-walled piping and single-walled piping; and the incremental difference in cost between the concrete paving covering the underground tanks and pipes and the other paving at the facility calculated using the difference in cost per square foot. | 2019-04-30 | 279724 | 100
22617 | T1 | KING FUELS INC | SHANANDOAH CHEVRON | 19153 INTERSTATE 45 S | SHENANDOAH | TX | 77385 | MONTGOMERY | CN601443484 | RN103020624 | Overfill alarms; tank top sumps; automatic tank gauging; automatic line leak detectors; liquid fuel sensors installed between the double walls of tanks and pipes to monitor for leaks; the incremental difference in cost between three 12,000 gallon double-walled tanks and one 6,000 gallon double-walled tank and comparable single-walled tanks; the incremental difference in cost between double-walled piping and single-walled piping; and the incremental difference in cost between the concrete paving covering the underground tanks and pipes and the other paving at the facility calculated using the difference in cost per square foot. | The following property is used 100% for pollution control and is installed to meet or exceed federal or state regulations: Overfill alarms; tank top sumps; automatic tank gauging; automatic line leak detectors; liquid fuel sensors installed between the double walls of tanks and pipes to monitor for leaks; the incremental difference in cost between three 12,000 gallon double-walled tanks and one 6,000 gallon double-walled tank and comparable single-walled tanks; the incremental difference in cost between double-walled piping and single-walled piping; and the incremental difference in cost between the concrete paving covering the underground tanks and pipes and the other paving at the facility calculated using the difference in cost per square foot. | 2019-04-29 | 302848 | 100
22618 | T1 | VICTORIA CITY POWER LLC | VICTORIA CITY PEAKING FACILITY | 1301 WILLOW ST | VICTORIA | TX | 77901 | VICTORIA | CN605367879 | RN109785006 | Selective catalytic reduction (SCR) systems for Units 1 and 2 consisting of two SCR units, two SCR vaporization and injection skids, one aqueous ammonia storage tank, one aqueous ammonia forwarding pump skid, and one aqueous ammonia containment area. | The following property is used 100% for pollution control and is installed to meet or exceed federal or state regulations: Selective catalytic reduction (SCR) systems for Units 1 and 2 consisting of two SCR units, two SCR vaporization and injection skids, one aqueous ammonia storage tank, one aqueous ammonia forwarding pump skid, and one aqueous ammonia containment area. | 2019-05-02 | 4017283 | 100
22619 | T1 | VICTORIA PORT POWER LLC | VICTORIA PORT PEAKING FACILITY | 1934 FM RD 1432 | VICTORIA | TX | 77905 | VICTORIA | CN605367572 | RN109784165 | Selective catalytic reduction (SCR) systems for Units 1 and 2 consisting of two SCR units, two SCR vaporization and injection skids, one aqueous ammonia storage tank, one aqueous ammonia forwarding pump skid, and one aqueous ammonia containment area. | The following property is used 100% for pollution control and is installed to meet or exceed federal or state regulations: Selective catalytic reduction (SCR) systems for Units 1 and 2 consisting of two SCR units, two SCR vaporization and injection skids, one aqueous ammonia storage tank, one aqueous ammonia forwarding pump skid, and one aqueous ammonia containment area. | 2019-05-02 | 4017283 | 100
22620 | T1 | LIBERTY PROPERTY LIMITED PARTNERSHIP | GREENSPOINT CROSSING | 11220 ELLA BLVD | HOUSTON | TX | 77067 | HARRIS | CN603231374 | RN105318950 | 5,909.5 square meter stormwater retention pond and a StormTrooper SWST-30C. | The following property is used 100% for pollution control and is installed to meet or exceed federal or state regulations: 5,909.5 square meter stormwater retention pond and a StormTrooper SWST-30C. | 2019-11-08 | 74274 | 100
22621 | T1 | CLEAR CREEK MADZA | CLEAR CREEK MADZA | 400 GULF FREEWAY SOUTH | Galveston County | TX | 77573 | GALVESTON | CN600566624 | RN100892835 | Storm water retention pond | NOD response not received. | 2019-10-25 | 88008 | 100
22623 | T1 | SEALY OPERATING III INC | SEALY & COMPANY | 2520 MARSH LN | EL PASO | TX | 79927 | EL PASO | CN603010901 | RN109687236 | Stormwater retention pond | NOD response not received. | 2019-10-25 | 69386 | 100
22624 | T1 | LIBERTY PROPERTY LIMITED PARTNERSHIP | WEATHERFORD LABORATORIES | 5250 N SAM HOUSTON PKWY W STE 500 | HOUSTON | TX | 77086 | HARRIS | CN603231374 | RN109128801 | 6,264.1 square meter stormwater retention pond. | The following property is used 100% for pollution control and is installed to meet or exceed federal or state regulations: 6,264.1 square meter stormwater retention pond. | 2019-11-08 | 101930 | 100
22625 | T1 | GROUP 1 REALTY | MODERN CHEVROLET | 3702 AVENUE Q | LUBBOCK | TX | 79412 | LUBBOCK | CN604416354 | RN102794096 | Stormwater retention pond | NOD response not received. | 2019-10-25 | 966964 | 100
22626 | T1 | LUBBOCK MOTORS-GM INC | GENE MESSER IMPORTS | 7007 UNIVERSITY AVE | LUBBOCK | TX | 79413 | LUBBOCK | CN600881635 | RN100596154 | Stormwater retention pond | NOD response not received. | 2019-10-25 | 27547 | 100
22627 | T1 | CALLOWAYS NURSERY INC | CALLOWAYS NURSERY-FLOWER MOUND TX | Latitude = 33.02389, Longitude = -97.07083 | Denton County | TX | 75022 | DENTON | CN603281692 | RN105391957 | Stormwater retention pond | NOD response not received. | 2019-10-25 | 22553 | 100
22628 | T1 | INSTEEL WIRE PRODUCTS COMPANY | AMERICAN SPRING WIRE | 11020 TANNER RD | HOUSTON | TX | 77041 | HARRIS | CN602387599 | RN100656370 | 5,494.2 square meter stormwater retention pond. | The following property is used 100% for pollution control and is installed to meet or exceed federal or state regulations: 5,494.2 square meter stormwater retention pond. | 2019-11-08 | 720154 | 100
22629 | T1 | GS DIAMOND S HOLDINGS LP | MERCEDES BENZ OF GEORGETOWN | 0.17 MLES NORTH OF WESTINGHOUSE RD EAST OF KELLEY DR | Williamson County | TX | 77626 | WILLIAMSON | CN603967142 | RN107719023 | Stormwater retention pond | NOD response not received. | 2019-10-25 | 157678 | 100
22630 | T1 | SEALY OPERATING III INC | LEAR SEATING FAVESA | 950 LOMA VERDE DR | EL PASO | TX | 79936 | EL PASO | CN603010901 | RN103181012 | Stormwater retention pond | NOD response not received. | 2019-10-25 | 100373 | 100
22631 | T1 | SEALY OPERATING III INC | PWM ELECTRONIC PRICE SIGNS | 2517 FAIRWAY PARK DR | HOUSTON | TX | 77092 | HARRIS | CN603010901 | RN105009625 | Stormwater retention pond | NOD response not received. | 2019-10-25 | 99196 | 100
22632 | T1 | OLDCASTLE APG WEST INC | CCI MANUFACTURING KELLER SITE | Latitude = 32.92856, Longitude = -97.304722 | Tarrant County | TX | 76248 | TARRANT | CN603967183 | RN102062494 | Stormwater retention pond | NOD response not received. | 2019-10-25 | 18729 | 100
22633 | T1 | GROUP 1 AUTOMOTIVE INC | STERLING MCCALL TOYOTA | 9400 SOUTHWEST FWY | HOUSTON | TX | 77074 | HARRIS | CN604161117 | RN100578962 | Stormwater Retention Pond | NOD response not received. | 2019-10-25 | 816078 | 100
22634 | T1 | OLDCASTLE COASTAL INC | EAGLE CORDELL CONCRETE PRODUCTS ROSENBERG | 1607 SPUR 529 | ROSENBERG | TX | 77471 | FORT BEND | CN602736480 | RN102776119 | Stormwater Retention Pond | NOD response not received. | 2019-10-25 | 4400 | 100
22635 | T1 | MOTIVA ENTERPRISES LLC | PORT ARTHUR REFINERY | 2555 SAVANNAH AVE | PORT ARTHUR | TX | 77640 | JEFFERSON | CN600124051 | RN105103345 | Flare monitoring equipment consisting of twelve BTU analyzers, eleven supplemental natural gas (NG) control systems, eleven upgrade steam flow measurement instruments, eleven sets of tie-in points for thermal oxidizers for the following flares: SBU1/DCU1, CRU4, HTU4, LHCU, VPS4, ALKY, FCCU3, DCU2, HCU2, SBU2, and VPS5; Seven hydrogen (H2) analyzers for the following flares: CRU4, HTU4, LHCU, ALKY, FCCU3, DCU2, and HCU2; One GE panametric dual path flowmeter with transducers for flare HCU2; Flare camera equipment consisting of two Enterprise servers, eleven Edge clients, eleven HD widescreen monitors with articulating mounts, eleven box cameras, and two pan, tilt, zone cameras; DCU1 Coker equipment consisting of two off gas condensers, two condensed water pumps, one off gas educator, one educator inlet knock-out drum, one condensed water valve, one off gas valve, one educator valve, one steam valve, and one spill-back valve; and DCU2 Coker equipment consisting of one off gas educator, four fin fans, two condensed water pumps, one knock out drum, one gas return motor operated valve (MOV), one steam supply MOV, six drum depressuring MOVs, one condensed water flow control valve and, one spill back valve. | The following property is used 100% for pollution control and is installed to meet or exceed federal or state regulations: Flare monitoring equipment consisting of twelve BTU analyzers, eleven supplemental natural gas (NG) control systems, eleven upgrade steam flow measurement instruments, eleven sets of tie-in points for thermal oxidizers for the following flares: SBU1/DCU1, CRU4, HTU4, LHCU, VPS4, ALKY, FCCU3, DCU2, HCU2, SBU2, and VPS5; Seven hydrogen (H2) analyzers for the following flares: CRU4, HTU4, LHCU, ALKY, FCCU3, DCU2, and HCU2; One GE panametric dual path flowmeter with transducers for flare HCU2; Flare camera equipment consisting of two Enterprise servers, eleven Edge clients, eleven HD widescreen monitors with articulating mounts, eleven box cameras, and two pan, tilt, zone cameras; DCU1 Coker equipment consisting of two off gas condensers, two condensed water pumps, one off gas educator, one educator inlet knock-out drum, one condensed water valve, one off gas valve, one educator valve, one steam valve, and one spill-back valve; and DCU2 Coker equipment consisting of one off gas educator, four fin fans, two condensed water pumps, one knock out drum, one gas return motor operated valve (MOV), one steam supply MOV, six drum depressuring MOVs, one condensed water flow control valve and, one spill back valve. | 2019-06-12 | 58323030 | 100
22636 | T1 | US SILICA COMPANY | LAMESA TEXAS FACILITY | Latitude = 32.807248, Longitude = -102.139865 | Dawson County | TX | 79331 | DAWSON | CN600128268 | RN109938530 | Three Farr GS-6 dust collectors (#1, #2, and #3), two GS-16 dust collectors (#1 and #2), two GS-20 dust collectors (#1 and #2), nine Farr GS-2 bin vent filers (#1, #2, #3, #4, #5, #6, #7, #8, and #9), waste elevator, waste belt conveyor and waste silo. | NOD response not received. | 2019-08-08 | 2163600 | 100
22637 | T1 | US SILICA COMPANY | LAMESA TEXAS FACILITY | Latitude = 32.807248, Longitude = -102.139865 | Dawson County | TX | 79331 | DAWSON | CN600128268 | RN109938530 | Wet scrubber including sump and pump, dry scrubber, attrition scrubber. | NOD response not received. | 2019-08-08 | 791674 | 100
22638 | T1 | US SILICA COMPANY | LAMESA TEXAS FACILITY | Latitude = 32.807248, Longitude = -102.139865 | Dawson County | TX | 79331 | DAWSON | CN600128268 | RN109938530 | Guzzler vacuum truck and International Water truck | NOD response not received. | 2019-08-08 | 174727 | 100
22639 | T1 | AKITA DRILLING USA CORP | DRILLING RIG NUMBER 20 | 12120 JORDY RD | MIDLAND | TX | 79707 | MIDLAND | CN605543982 | RN110756558 | Drilling rig response system consisting of a Ram-type blowout preventer, choke manifold units, and accumulators. | The following property is used 100% for pollution control and is installed to meet or exceed federal or state regulations: Drilling rig response system consisting of a Ram-type blowout preventer, choke manifold units, and accumulators. | 2019-07-03 | 786051 | 100
22640 | T1 | US SILICA COMPANY | CRANE COUNTY PLANT | 8401 N FM 1053 | CRANE | TX | 79731 | CRANE | CN600128268 | RN109826560 | Three Farr GS-6 dust collectors (#1, #2, and #3), two GS-16 dust collectors (#1 and #2), two GS-20 dust collectors (#1 and #2), nine Farr GS-2 bin vent filers (#1, #2, #3, #4, #5, #6, #7, #8, and #9), waste elevator, waste belt conveyor and waste silo. | NOD response not received. | 2019-08-08 | 2163600 | 100
22641 | T1 | US SILICA COMPANY | CRANE COUNTY PLANT | 8401 N FM 1053 | CRANE | TX | 79731 | CRANE | CN600128268 | RN109826560 | Guzzler vacuum truck and International Water truck (VIN XXXXXXXXXXXXXXXXX) | NOD response not received. | 2019-08-08 | 174727 | 100
22642 | T1 | US SILICA COMPANY | CRANE COUNTY PLANT | 8401 N FM 1053 | CRANE | TX | 79731 | CRANE | CN600128268 | RN109826560 | Wet scrubber including sump and pump, dry scrubber, attrition scrubber. | NOD response not received. | 2019-08-08 | 791674 | 100
22643 | T1 | MONARCH SILICA LLC | SOUTHERN HILLS FACILITY | Latitude = 29.189117, Longitude = -98.459214 | Bexar County | TX | 78264 | BEXAR | CN605473875 | RN110417912 | Dust collection systems. | NOD response not received. | 2019-08-13 | 1927600 | 100
22644 | T1 | MONARCH SILICA LLC | SOUTHERN HILLS FACILITY | 22631 CAMPBELLTON RD | SAN ANTONIO | TX | 78264 | BEXAR | CN605473875 | RN110417912 | Chute covers and water sprays on conveyor belts. | The following property is used 100% for pollution control and is installed to meet or exceed federal or state regulations: Chute covers and water sprays on conveyor belts. | 2019-07-24 | 200000 | 100
22645 | T1 | MONARCH SILICA LLC | SOUTHERN HILLS FACILITY | 22631 CAMPBELLTON RD | SAN ANTONIO | TX | 78264 | BEXAR | CN605473875 | RN110417912 | Exhaust stacks. | NOD response not received. | 2019-08-13 | 75000 | 100
22646 | T1 | MONARCH SILICA LLC | SOUTHERN HILLS FACILITY | 22631 CAMPBELLTON RD | SAN ANTONIO | TX | 78264 | BEXAR | CN605473875 | RN110417912 | Stormwater control equipment consisting of a 620,566 square foot stormwater pond, andâ€¦ | NOD response not received. | 2019-08-13 | 300000 | 100
22647 | T1 | LONESTAR PROSPECTS LTD | VISTA SAND KERMIT TEXAS FACILITY | 10422 CR 404 | KERMIT | TX | 79745 | WINKLER | CN603845371 | RN109891374 | 2016 Model CT660S CAT Water Truck (VIN XXXXXXXXXXXXXXXXX) used exclusively to control particulate matter on plant roads and process areas. | The following property is used 100% for pollution control and is installed to meet or exceed federal or state regulations: 2016 Model CT660S CAT Water Truck (VIN XXXXXXXXXXXXXXXXX) used exclusively to control particulate matter on plant roads and process areas. | 2019-07-24 | 140000 | 100
22648 | T1 | LONESTAR PROSPECTS LTD | VISTA SAND KERMIT TEXAS FACILITY | 10422 CR 404 | KERMIT | TX | 79745 | WINKLER | CN603845371 | RN109891374 | Conveyor controls | NOD response not received. | 2019-08-08 | 1920954 | 100
22649 | T1 | EOG RESOURCES INC | MUSTANG COMPRESSOR STATION | Latitude = 29.156722, Longitude = -97.54887 | Gonzales County | TX | 78021 | GONZALES | CN600124333 | RN109823310 | SpectraSensors TDLAS Analyzer and SS500 Hydrogen Sulfide (H2S) sensor. | The following property is used 100% for pollution control and is installed to meet or exceed federal or state regulations: SpectraSensors TDLAS Analyzer and SS500 Hydrogen Sulfide (H2S) sensor. | 2019-07-19 | 26890 | 100
22650 | T1 | LONESTAR PROSPECTS LTD | VISTA SAND KERMIT TEXAS FACILITY | 10422 CR 404 | KERMIT | TX | 79745 | WINKLER | CN603845371 | RN109891374 | Dryer dust collector in Area 8, Dust collection ductwork in Area 8, Area 9, Area 10 and Area 11, Air Ventilation System (AVS) filter and fan system in Area 11. | NOD response not received. | 2019-08-08 | 1969157 | 100
22651 | T1 | LONE STAR INDUSTRIES INC | BUZZI UNICEM USA | 202 COUNTY ROAD 306 | MARYNEAL | TX | 79535 | NOLAN | CN600363683 | RN100220847 | Two dust collectors and one dust collecting hopper. | The following property is used 100% for pollution control and is installed to meet or exceed federal or state regulations: Two dust collectors and one dust collecting hopper. | 2019-06-21 | 269357.68 | 100
22652 | T1 | CAPITOL AGGREGATES INC | CAPITOL AGGREGATES CEMENT PLANT | 11551 NACOGDOCHES RD | SAN ANTONIO | TX | 78217 | BEXAR | CN604033142 | RN100211507 | Dust control vehicles 2009 Chevy Water Truck (VIN #XXXXX and S/N XXXXXXXXXXXXXXX), Sentinel Sweeper Model 830II, and Cat 621F Water Wagon. | The following property is used 100% for pollution control and is installed to meet or exceed federal or state regulations: Dust control vehicles 2009 Chevy Water Truck (VIN #XXXXX and S/N XXXXXXXXXXXXXXX), Sentinel Sweeper Model 830II, and Cat 621F Water Wagon. | 2019-07-03 | 233900 | 100
22653 | T1 | CAPITOL AGGREGATES INC | CAPITOL AGGREGATES CEMENT PLANT | 11551 NACOGDOCHES RD | SAN ANTONIO | TX | 78217 | BEXAR | CN604033142 | RN100211507 | Monitoring/analyzing equipment consisting of GMS810 Fidor Analyzer, oxygen analyzer with line to monitor kiln waste gases, NESHAP continuous emission monitoring system to monitor kiln stack emissions, gas detection system to monitor kiln combustion, and opacity monitor model 560. | The following property is used 100% for pollution control and is installed to meet or exceed federal or state regulations: Monitoring/analyzing equipment consisting of GMS810 Fidor Analyzer, oxygen analyzer with line to monitor kiln waste gases, NESHAP continuous emission monitoring system to monitor kiln stack emissions, gas detection system to monitor kiln combustion, and opacity monitor model 560. | 2019-07-03 | 1046743 | 100
22654 | T1 | EXPLORER PIPELINE COMPANY | EXPLORER PIPELINE ARLINGTON PUMPING STATION | 3301 S HIGHWAY 157 | EULESS | TX | 76040 | TARRANT | CN600424584 | RN100225739 | Internal floating roof on tank 2315. | The following property is used 100% for pollution control and is installed to meet or exceed federal or state regulations: Internal floating roof on tank 2315. | 2019-05-17 | 428542 | 100
22655 | T1 | EXPLORER PIPELINE COMPANY | FAUNA TANK FARM | 6404 UVALDE RD | HOUSTON | TX | 77049 | HARRIS | CN600424584 | RN100225432 | Internal floating roof on tank 2490. | The following property is used 100% for pollution control and is installed to meet or exceed federal or state regulations: Internal floating roof on tank 2490. | 2019-05-29 | 197978 | 100
22656 | T1 | EASTMAN CHEMICAL TEXAS CITY INC | EASTMAN CHEMICAL TEXAS CITY | 201 BAY ST S | TEXAS CITY | TX | 77590 | GALVESTON | CN600126288 | RN100212620 | Acetic Acid Ship Vent Scrubber | 7/26/2019 - Application returned due to no response to the NOD from the applicant. | 2019-06-24 | 1079530 | 100
22657 | T1 | BUILDING MATERIALS INVESTMENT CORPORATION | BUILDING MATERIALS INVESTMENT | 2600 SINGLETON BLVD | DALLAS | TX | 75212 | DALLAS | CN605251487 | RN100788959 | Dust and fume collection system. | 7/29/2019 - Application returned as no response to NOD | 2019-06-26 | 1519808.39 | 100
22658 | T1 | AGRIUM US INC | AGRIUM US BORGER NITROGEN OPERATIONS | Latitude = 35.641666, Longitude = -101.422777 | Hutchinson County | TX | 79007 | HUTCHINSON | CN600128227 | RN101865715 | No. 3 Injection Well 2300LC/WDW 351. | The following property is used 100% for pollution control and is installed to meet or exceed federal or state regulations: No. 3 Injection Well 2300LC/WDW 351. | 2019-06-11 | 3800000 | 100
22659 | T1 | AGRIUM US INC | AGRIUM US BORGER NITROGEN OPERATIONS | Latitude = 35.641666, Longitude = -101.422777 | Hutchinson County | TX | 79007 | HUTCHINSON | CN600128227 | RN101865715 | South waste water pond 2302A. | The following property is used 100% for pollution control and is installed to meet or exceed federal or state regulations: South waste water pond 2302A. | 2019-06-12 | 1540000 | 100
22660 | T1 | AGRIUM US INC | AGRIUM US BORGER NITROGEN OPERATIONS | Latitude = 35.641666, Longitude = -101.422777 | Hutchinson County | TX | 79007 | HUTCHINSON | CN600128227 | RN101865715 | North and South vertical Lift Pumps 2319-J and 2319-JA. | The following property is used 100% for pollution control and is installed to meet or exceed federal or state regulations: North and South vertical Lift Pumps 2319-J and 2319-JA. | 2019-06-12 | 262000 | 100
22661 | T1 | AGRIUM US INC | AGRIUM US BORGER NITROGEN OPERATIONS | Latitude = 35.641666, Longitude = -101.422777 | Hutchinson County | TX | 79007 | HUTCHINSON | CN600128227 | RN101865715 | Air compressor used solely to supply instrument air necessary to activate control valves that regulate flow to the No. 3 Injection Well 2300LC/WDW 351. | The following property is used 100% for pollution control and is installed to meet or exceed federal or state regulations: Air compressor used solely to supply instrument air necessary to activate control valves that regulate flow to the No. 3 Injection Well 2300LC/WDW 351. | 2019-06-12 | 23000 | 100
22662 | T1 | AGRIUM US INC | AGRIUM US BORGER NITROGEN OPERATIONS | Latitude = 35.641666, Longitude = -101.422777 | Hutchinson County | TX | 79007 | HUTCHINSON | CN600128227 | RN101865715 | Remote I/O cabinet with hardware associated with the No. 3 Injection Well 2300LC/WDW-351. | The following property is used 100% for pollution control and is installed to meet or exceed federal or state regulations: Remote I/O cabinet with hardware associated with the No. 3 Injection Well 2300LC/WDW-351. | 2019-06-12 | 41000 | 100
22663 | T1 | AGRIUM US INC | AGRIUM US BORGER NITROGEN OPERATIONS | Latitude = 35.641666, Longitude = -101.422777 | Hutchinson County | TX | 79007 | HUTCHINSON | CN600128227 | RN101865715 | The north and south injection well filters 2309-L and 2309-LA. | The following property is used 100% for pollution control and is installed to meet or exceed federal or state regulations: The north and south injection well filters 2309-L and 2309-LA. | 2019-06-12 | 48000 | 100
22664 | T1 | AGRIUM US INC | AGRIUM US BORGER NITROGEN OPERATIONS | Latitude = 35.641666, Longitude = -101.422777 | Hutchinson County | TX | 79007 | HUTCHINSON | CN600128227 | RN101865715 | Sulfuric acid tank 2323F. | The following property is used 100% for pollution control and is installed to meet or exceed federal or state regulations: Sulfuric acid tank 2323F. | 2019-06-12 | 34000 | 100
22665 | T1 | INTERNATIONAL PAPER COMPANY | INTERNATIONAL PAPER ORANGE MILL | 1750 IP WAY | ORANGE | TX | 77632 | ORANGE | CN601047830 | RN100214428 | Continuous Emissions Monitoring System (CEMS) including all instrumentation, electrical wiring and connections, climate control system, and structural supports necessary for the operation of the CEMS on the recovery furnace ESP stacks (emission point numbers (EPN) 1A- No. 1 and 1B-No. 2), bark boiler scrubber stack (EPN 2), lime kiln scrubber stack (EPN 11), PFI boiler stack (EPN 2A), and power boiler No. 3 stack (EPN 99). | The following property is used 100% for pollution control and is installed to meet or exceed federal or state regulations: Continuous Emissions Monitoring System (CEMS) including all instrumentation, electrical wiring and connections, climate control system, and structural supports necessary for the operation of the CEMS on the recovery furnace ESP stacks (emission point numbers (EPN) 1A- No. 1 and 1B-No. 2), bark boiler scrubber stack (EPN 2), lime kiln scrubber stack (EPN 11), PFI boiler stack (EPN 2A), and power boiler No. 3 stack (EPN 99). | 2019-06-10 | 2500000 | 100
22666 | T1 | ECOLAB INC | GARLAND PLANT | 2305 SHERWIN ST | GARLAND | TX | 75041 | DALLAS | CN600304745 | RN100594852 | Dust collectors DC-1, DC-2, DC-3, DC-4, DC-5, and DC-6 each consisting of an exhaust blower, ductwork, filters, a rotary airlock and fan, and a dust storage container; dust filters Fil-7, Fil-8, Fil-9, Fil-10, Fil-11, Fil-12, Fil-13, Fil-14, Fil-15; and a dust collection vacuum system consisting of a blower, hoses, high efficiency filters, a rotary airlock and fan, and a dust storage containers. | The following property is used 100% for pollution control and is installed to meet or exceed federal or state regulations: Dust collectors DC-1, DC-2, DC-3, DC-4, DC-5, and DC-6 each consisting of an exhaust blower, ductwork, filters, a rotary airlock and fan, and a dust storage container; dust filters Fil-7, Fil-8, Fil-9, Fil-10, Fil-11, Fil-12, Fil-13, Fil-14, Fil-15; and a dust collection vacuum system consisting of a blower, hoses, high efficiency filters, a rotary airlock and fan, and a dust storage containers. | 2019-06-14 | 1035000 | 100
22667 | T1 | OLDCASTLE BUILDINGENVELOPE INC | TEXAS FACILITY-TERRELL | 803 AIRPORT RD | TERRELL | TX | 75160 | KAUFMAN | CN602245813 | RN100218783 | Wastewater pretreatment system consisting of sludge filter press; two transfer tanks for equalization; three clarifier tanks; chemical precipitation system consisting of two wastewater chemical precipitation tanks, one bisulfite chemical storage tank, and chemical transfer pump; collection piping, sumps, and pumps; online analyzer and sample box; and neutralization system consisting of one wastewater neutralization tank, one caustic storage tank and chemical transfer pump including all electrical wiring and connections, instrumentation, piping, and structural supports necessary to the operation of the filter press, tanks, and chemical pumps. | The following property is used 100% for pollution control and is installed to meet or exceed federal or state regulations: Wastewater pretreatment system consisting of sludge filter press; two transfer tanks for equalization; three clarifier tanks; chemical precipitation system consisting of two wastewater chemical precipitation tanks, one bisulfite chemical storage tank, and chemical transfer pump; collection piping, sumps, and pumps; online analyzer and sample box; and neutralization system consisting of one wastewater neutralization tank, one caustic storage tank and chemical transfer pump including all electrical wiring and connections, instrumentation, piping, and structural supports necessary to the operation of the filter press, tanks, and chemical pumps. | 2019-07-17 | 1665000 | 100
22668 | T1 | BEST SEA-PACK OF TEXAS INC | BEST SEA PACK OF TEXAS FACILITY | APPROX 1.6 MI WEST OF THE INTERSECTION OF COUNTY ROADS 171 AND 203 | Brazoria County | TX | 77534 | BRAZORIA | CN601121478 | RN102077195 | Wastewater lagoons | 7/22/2019 - Application returned as no response to NOD | 2019-07-22 | 0 | 100
22669 | T1 | GEORGIA-PACIFIC WOOD PRODUCTS LLC | GEORGIA-PACIFIC WOOD PRODUCTS PINELAND MANUFACTURING COMPLEX | 105 YELLOWPINE HIGHWAY | PINELAND | TX | 75968 | SABINE | CN603126640 | RN100217744 | Wood-fired boiler emissions control system consisting of a multi cyclone dust collector including all instrumentation, piping, electrical wiring and connections, and structural supports necessary for operation of the dust collector; new collection plates, new collection plate electrodes, and new ladder bars between the collection plates on the electrostatic precipitator including all electrical wiring and connections and structural supports necessary for operation of the electrostatic precipitator; over-fire air system consisting of nozzles and ports mounted above the combustion zone in the boiler furnace; and new induced draft exhaust fan including all instrumentation, electrical wiring and connections, and structural supports necessary for the operation of the fan. | The following property is used 100% for pollution control and is installed to meet or exceed federal or state regulations: Wood-fired boiler emissions control system consisting of a multi cyclone dust collector including all instrumentation, piping, electrical wiring and connections, and structural supports necessary for operation of the dust collector; new collection plates, new collection plate electrodes, and new ladder bars between the collection plates on the electrostatic precipitator including all electrical wiring and connections and structural supports necessary for operation of the electrostatic precipitator; over-fire air system consisting of nozzles and ports mounted above the combustion zone in the boiler furnace; and new induced draft exhaust fan including all instrumentation, electrical wiring and connections, and structural supports necessary for the operation of the fan. |  | 2095000 | 100
22670 | T1 | MONSANTO SOUTHERN PRODUCTION CO LLC | LUBBOCK COTTON SEED PRODUCTION FACILITY | 11613 NORTH INTERSTATE HIGHWAY 27 | LUBBOCK | TX | 79403 | LUBBOCK | CN605072495 | RN109018028 | Dust filters 58.005F, 58.355F, and 58.405F; Dust collectors 41.930F, 42.930F, 43.930F, 51.915F, 52.915F, 53.915F, 40.900F, BLDGFUG1, BLDGFUG2, 51.965F, 51.945F, 52.945F, 53.945F, 51.955F, and 58.010F each consisting of an exhaust blower, ductwork, filters, rotary airlock and fan, neutralization bin, electrical wiring and connections, and structural supports; Dust collector for Lint Neutralization 1 (08.260F), 2 (08.261F), and 3 (08.262F) each consisting of an exhaust blower, ductwork, filters, rotary airlock and fan, neutralization bins, electrical wiring and connections, and structural supports; Dust separator cyclones 41.900F, 41.905F, 41.910F, 42.900F, 42.905F, 42.910F, 42.915F, 43.900F, 43.905F, 43.910F, and 43.915F each consisting of an exhaust blower, ductwork, cyclone, dust auger, neutralization bin, electrical wiring and connections, and structural supports; and Dust separator cyclones for Buffing Line 1 (41.930F), Buffing Line 2 (42.930F), and Buffing Line 3 (43.930F) each consisting of an exhaust blower, ductwork, cyclone, dust auger, neutralization bin, electrical wiring and connections, and structural supports. | The following property is used 100% for pollution control and is installed to meet or exceed federal or state regulations: Dust filters 58.005F, 58.355F, and 58.405F; Dust collectors 41.930F, 42.930F, 43.930F, 51.915F, 52.915F, 53.915F, 40.900F, BLDGFUG1, BLDGFUG2, 51.965F, 51.945F, 52.945F, 53.945F, 51.955F, and 58.010F each consisting of an exhaust blower, ductwork, filters, rotary airlock and fan, neutralization bin, electrical wiring and connections, and structural supports; Dust collector for Lint Neutralization 1 (08.260F), 2 (08.261F), and 3 (08.262F) each consisting of an exhaust blower, ductwork, filters, rotary airlock and fan, neutralization bins, electrical wiring and connections, and structural supports; Dust separator cyclones 41.900F, 41.905F, 41.910F, 42.900F, 42.905F, 42.910F, 42.915F, 43.900F, 43.905F, 43.910F, and 43.915F each consisting of an exhaust blower, ductwork, cyclone, dust auger, neutralization bin, electrical wiring and connections, and structural supports; and Dust separator cyclones for Buffing Line 1 (41.930F), Buffing Line 2 (42.930F), and Buffing Line 3 (43.930F) each consisting of an exhaust blower, ductwork, cyclone, dust auger, neutralization bin, electrical wiring and connections, and structural supports. |  | 10850000 | 100
22671 | T1 | INTERNATIONAL PAPER COMPANY | ORANGE MILL | 1750 IP WAY | ORANGE | TX | 77632 | ORANGE | CN601047830 | RN100214428 | Monitoring system upgrade consisting of the addition of a voice notification system on the electrostatic precipitators for Recovery Furnaces No. 1 and 2. | The following property is used 100% for pollution control and is installed to meet or exceed federal or state regulations: Monitoring system upgrade consisting of the addition of a voice notification system on the electrostatic precipitators for Recovery Furnaces No. 1 and 2. | 2019-06-26 | 500000 | 100
22672 | T1 | INTERNATIONAL PAPER COMPANY | ORANGE MILL LANDFILL | 1750 IP WAY | ORANGE | TX | 77632 | ORANGE | CN601047830 | RN103054466 | Final cover system for Landfill Cell No. 1 consisting of a geonet composite high density polyethylene (HDPE) liner, 48 inches of compacted clary soil, 18 inches of topsoil, and grass seed, and a straw blanket to control erosion; six groundwater monitoring wells (MW No. 1, MW No. 2, MW No. 3, MW No. 4, MW No. 5, and MW No. 6) for Landfill Cell No. 3, one groundwater monitoring well (MW No. 5) for Landfill Cell No. 1, and two groundwater monitoring wells for pond storing spent pulping liquor; berm improvements for Landfill Cell No. 2 including the raising of the berm height, reconstruction of the access road to the landfill, installing silt fencing, added topsoil, grass seed, and a straw blanket to control erosion; and construction of Landfill Cell No. 3 including a 36-inch compacted clay liner, a geosynthetic clay liner, a 60 mil textured HDPE geomembrane and geonet composite liner made of HDPE, a 24-inch sand layer, an earthen berm around Cell No. 3, a gravel access road to the landfill cell, and stormwater protection system to route stormwater runoff away from the landfill. | The following property is used 100% for pollution control and is installed to meet or exceed federal or state regulations: Final cover system for Landfill Cell No. 1 consisting of a geonet composite high density polyethylene (HDPE) liner, 48 inches of compacted clary soil, 18 inches of topsoil, and grass seed, and a straw blanket to control erosion; six groundwater monitoring wells (MW No. 1, MW No. 2, MW No. 3, MW No. 4, MW No. 5, and MW No. 6) for Landfill Cell No. 3, one groundwater monitoring well (MW No. 5) for Landfill Cell No. 1, and two groundwater monitoring wells for pond storing spent pulping liquor; berm improvements for Landfill Cell No. 2 including the raising of the berm height, reconstruction of the access road to the landfill, installing silt fencing, added topsoil, grass seed, and a straw blanket to control erosion; and construction of Landfill Cell No. 3 including a 36-inch compacted clay liner, a geosynthetic clay liner, a 60 mil textured HDPE geomembrane and geonet composite liner made of HDPE, a 24-inch sand layer, an earthen berm around Cell No. 3, a gravel access road to the landfill cell, and stormwater protection system to route stormwater runoff away from the landfill. | 2019-07-03 | 9300000 | 100
22673 | T1 | BASTROP CAR WASH SERVICES LLC | RAPID EXPRESS CAR WASH | 741 OLD AUSTIN HWY | BASTROP | TX | 78602 | BASTROP | CN605674019 | RN110804861 | Water Quality Detention Pond. | The following property is used 100% for pollution control and is installed to meet or exceed federal or state regulations: Water Quality Detention Pond. | 2019-12-20 | 425000 | 100
22674 | T3 | NORBORD TEXAS NACOGDOCHES INC | NORBORD TEXAS NACOGDOCHES | 2301 SE STALLINGS DR | NACOGDOCHES | TX | 75961 | NACOGDOCHES | CN603166521 | RN100543040 | Methylene Diphenyl di-Isocyanate (MDI) fines dust collection system consisting of a baghouse, blower, ductwork and all electrical wiring, connections and structural supports necessary to the operation of the dust collection system. | The following property is used 100% for pollution control and is installed to meet or exceed federal or state regulations: Methylene Diphenyl di-Isocyanate (MDI) fines dust collection system consisting of a baghouse, blower, ductwork and all electrical wiring, connections and structural supports necessary to the operation of the dust collection system. | 2019-07-11 | 2000000 | 100
22675 | T1 | MONSANTO SOUTHERN PRODUCTION CO LLC | LUBBOCK COTTON SEED PRODUCTION FACILITY | 11613 NORTH INTERSTATE HIGHWAY 27 | LUBBOCK | TX | 79403 | LUBBOCK | CN605072495 | RN109018028 | Waste collection and treatment system consisting of a waste neutralization system including three lint neutralization lines, a portable belt conveyor, two storage bins for agricultural lime, bucket elevators, augers, troughs, all electrical wiring and connections and structural supports to the operation of the waste neutralization system and all electric-driven motors used to power the augers, conveyors, and bucket elevators that are part of the waste neutralization system; an evaporation system including a surge tank, evaporator, sump, associated pumps, evaporator tank, all electrical wiring and connections, piping, and structural supports necessary to the operation of the evaporation systems, and all electric-driven motors uses to power the pumps that are part of the evaporation system; and waste collection and storage system including augers, bucket elevator, surge bin, weigh belt and scale, two sump pumps, aqueous waste storage tank, associated pumps, three collection hoppers with batch scales, four loadout bins, all electrical wiring and connections, piping, and structural supports necessary to the operation of the system, and all electric-driven motors used to power the augers, bucket elevators, and pumps that are part of the system. | The following property is used 100% for pollution control and is installed to meet or exceed federal or state regulations: Waste collection and treatment system consisting of a waste neutralization system including three lint neutralization lines, a portable belt conveyor, two storage bins for agricultural lime, bucket elevators, augers, troughs, all electrical wiring and connections and structural supports to the operation of the waste neutralization system and all electric-driven motors used to power the augers, conveyors, and bucket elevators that are part of the waste neutralization system; an evaporation system including a surge tank, evaporator, sump, associated pumps, evaporator tank, all electrical wiring and connections, piping, and structural supports necessary to the operation of the evaporation systems, and all electric-driven motors uses to power the pumps that are part of the evaporation system; and waste collection and storage system including augers, bucket elevator, surge bin, weigh belt and scale, two sump pumps, aqueous waste storage tank, associated pumps, three collection hoppers with batch scales, four loadout bins, all electrical wiring and connections, piping, and structural supports necessary to the operation of the system, and all electric-driven motors used to power the augers, bucket elevators, and pumps that are part of the system. | 2019-07-11 | 2350000 | 100
22676 | T1 | OXEA CORPORATION | OXEA BAY CITY PLANT | 2001 FM 3057 | BAY CITY | TX | 77414 | MATAGORDA | CN603164716 | RN105195655 | Hazardous waste storage tank V-5261; ancillary equipment including piping, valves, connections, flanges, transmitters, nitrogen lines, and relief valves; and 2,600 square feet concrete containment area. | The following property is used 100% for pollution control and is installed to meet or exceed federal or state regulations: Hazardous waste storage tank V-5261; ancillary equipment including piping, valves, connections, flanges, transmitters, nitrogen lines, and relief valves; and 2,600 square feet concrete containment area. | 2019-10-24 | 1310000 | 100
22677 | T1 | OXEA CORPORATION | OXEA BAY CITY PLANT | 2001 FM 3057 | BAY CITY | TX | 77414 | MATAGORDA | CN603164716 | RN105195655 | Sump system consisting of piping, pumps and motors: oily water sump P-5265/M-5721, north SW sump P-5266/M-5262, central SW sump P-5267/M-5269, and south SW sump P-5268/M-5268. | The following property is used 100% for pollution control and is installed to meet or exceed federal or state regulations: Sump system consisting of piping, pumps and motors: oily water sump P-5265/M-5721, north SW sump P-5266/M-5262, central SW sump P-5267/M-5269, and south SW sump P-5268/M-5268. | 2019-10-24 | 680000 | 100
22678 | T1 | OXEA CORPORATION | OXEA BAY CITY PLANT | 2001 FM 3057 | BAY CITY | TX | 77414 | MATAGORDA | CN603164716 | RN105195655 | Ethylene flare (303M1239) including the vent gas knockout vessel (V-860), closed vent piping, and analyzer equipment. | The following property is used 100% for pollution control and is installed to meet or exceed federal or state regulations: Ethylene flare (303M1239) including the vent gas knockout vessel (V-860), closed vent piping, and analyzer equipment. | 2019-10-24 | 1746022 | 100
22679 | T1 | OXEA CORPORATION | OXEA BAY CITY PLANT | 2001 FM 3057 | BAY CITY | TX | 77414 | MATAGORDA | CN603164716 | RN105195655 | Internal floating roofs on Propanol 2 Intermediate Storage Tanks V-5273 and Barge Tank V-5274. | The following property is used 100% for pollution control and is installed to meet or exceed federal or state regulations: Internal floating roofs on Propanol 2 Intermediate Storage Tank V-5273 and Barge Tank V-5274. | 2019-09-13 | 1260000 | 100
22680 | T3 | OXEA CORPORATION | OXEA BAY CITY PLANT | 2001 FM 3057 | BAY CITY | TX | 77414 | MATAGORDA | CN603164716 | RN105195655 | Boiler 9 (302M3077) and vapor combustion system including knock-out pots (V-5267 and V-241), vent gas ejector (M-5261), pump (P-5276), and related piping and piping components. | The following property is used 99.99% for pollution control and is installed to meet or exceed federal or state regulations: Boiler 9 (302M3077) and vapor combustion system including knock-out pots (V-5267 and V-241), vent gas ejector (M-5261), pump (P-5276), and related piping and piping components. | 2020-01-08 | 20937695 | 99.99
22681 | T1 | HALDOR TOPSOE INC | HALDOR TOPSOE | 10010 BAYPORT BLVD | PASADENA | TX | 77507 | HARRIS | CN600132435 | RN101211498 | Wastewater equipment consisting of a wastewater line, pump, tanks used to adjust the pH of the wastewater, and concrete humps to segregate process water in the tank off loading area and stormwater. | The following property is used 100% for pollution control and is installed to meet or exceed federal or state regulations: Wastewater equipment consisting of a wastewater line, pump, tanks used to adjust the pH of the wastewater, and concrete humps to segregate process water in the tank off loading area and stormwater. | 2020-02-07 | 1670423.83 | 100
22682 | T1 | KING FUELS INC | ALL STOP FOOD MARKET 1 | 3720 HARRISBURG BLVD | HOUSTON | TX | 77003 | HARRIS | CN601443484 | RN100875335 | Overfill alarms; tank top sumps; automatic tank gauging; automatic line leak detectors; liquid fuel sensors installed between the underground storage tanks and secondary containment to monitor for leaks; secondary containment consisting of a fiberglass Poly Tub around each of one 8,000 gallon, and two 6,000 gallon single walled tanks; and the incremental difference in cost between the concrete paving covering the underground tanks and pipes and the other paving at the facility calculated using the difference in cost per square foot. | The following property is used 100% for pollution control and is installed to meet or exceed federal or state regulations: Overfill alarms; tank top sumps; automatic tank gauging; automatic line leak detectors; liquid fuel sensors installed between the underground storage tanks and secondary containment to monitor for leaks; secondary containment consisting of a fiberglass Poly Tub around each of one 8,000 gallon, and two 6,000 gallon single walled tanks; and the incremental difference in cost between the concrete paving covering the underground tanks and pipes and the other paving at the facility calculated using the difference in cost per square foot. | 2019-09-05 | 202950 | 100
22683 | T1 | KING FUELS INC | HAMILTON SHELL | 2100 HAMILTON ST | HOUSTON | TX | 77003 | HARRIS | CN601443484 | RN101855179 | Overfill alarms; tank top sumps; automatic tank gauging; automatic line leak detectors; liquid fuel sensors installed between the double walls of tanks and pipes to monitor for leaks; the incremental difference in cost between one 20,000 gallon double-walled tank and a comparable single-walled tank; the incremental difference in cost between double-walled piping and single-walled piping; and the incremental difference in cost between the concrete paving covering the underground tanks and pipes and the other paving at the facility calculated using the difference in cost per square foot. | The following property is used 100% for pollution control and is installed to meet or exceed federal or state regulations: Overfill alarms; tank top sumps; automatic tank gauging; automatic line leak detectors; liquid fuel sensors installed between the double walls of tanks and pipes to monitor for leaks; the incremental difference in cost between one 20,000 gallon double-walled tank and a comparable single-walled tank; the incremental difference in cost between double-walled piping and single-walled piping; and the incremental difference in cost between the concrete paving covering the underground tanks and pipes and the other paving at the facility calculated using the difference in cost per square foot. | 2019-09-05 | 224724 | 100
22684 | T1 | KING FUELS INC | KING FUELS FOOD STORE | 720 RANKIN RD | HOUSTON | TX | 77073 | HARRIS | CN601443484 | RN102247582 | Overfill alarms; tank top sumps; automatic tank gauging; automatic line leak detectors; liquid fuel sensors installed between the underground storage tanks and secondary containment to monitor for leaks; secondary containment consisting of a fiberglass Poly Tub around each of three 10,000 gallon single walled tanks; and the incremental difference in cost between the concrete paving covering the underground tanks and pipes and the other paving at the facility calculated using the difference in cost per square foot. | The following property is used 100% for pollution control and is installed to meet or exceed federal or state regulations: Overfill alarms; tank top sumps; automatic tank gauging; automatic line leak detectors; liquid fuel sensors installed between the underground storage tanks and secondary containment to monitor for leaks; secondary containment consisting of a fiberglass Poly Tub around each of three 10,000 gallon single walled tanks; and the incremental difference in cost between the concrete paving covering the underground tanks and pipes and the other paving at the facility calculated using the difference in cost per square foot. | 2019-09-05 | 202950 | 100
22685 | T1 | KING FUELS INC | SHOP & GO 7 | 1532 FM 1960 E | HUMBLE | TX | 77338 | HARRIS | CN601443484 | RN102480050 | Overfill alarms; tank top sumps; automatic tank gauging; automatic line leak detectors; liquid fuel sensors installed between the underground storage tanks and secondary containment to monitor for leaks; secondary containment consisting of a fiberglass Poly Tub around each of four 12,000 gallon single walled tanks; and the incremental difference in cost between the concrete paving covering the underground tanks and pipes and the other paving at the facility calculated using the difference in cost per square foot. | The following property is used 100% for pollution control and is installed to meet or exceed federal or state regulations: Overfill alarms; tank top sumps; automatic tank gauging; automatic line leak detectors; liquid fuel sensors installed between the underground storage tanks and secondary containment to monitor for leaks; secondary containment consisting of a fiberglass Poly Tub around each of four 12,000 gallon single walled tanks; and the incremental difference in cost between the concrete paving covering the underground tanks and pipes and the other paving at the facility calculated using the difference in cost per square foot. | 2019-09-05 | 196050 | 100
22686 | T1 | KING FUELS INC | MARINA SHELL | 12947 LAKE CONROE HILLS DR | WILLIS | TX | 77318 | MONTGOMERY | CN601443484 | RN101912327 | Overfill alarms; tank top sumps; automatic tank gauging; automatic line leak detectors; liquid fuel sensors installed between the underground storage tanks and secondary containment to monitor for leaks; secondary containment consisting of a fiberglass Poly Tub around each of one 12,000 gallon, two 10,000 gallon, and one 4,000 gallon single walled tanks; and the incremental difference in cost between the concrete paving covering the underground tanks and pipes and the other paving at the facility calculated using the difference in cost per square foot. | The following property is used 100% for pollution control and is installed to meet or exceed federal or state regulations: Overfill alarms; tank top sumps; automatic tank gauging; automatic line leak detectors; liquid fuel sensors installed between the underground storage tanks and secondary containment to monitor for leaks; secondary containment consisting of a fiberglass Poly Tub around each of one 12,000 gallon, two 10,000 gallon, and one 4,000 gallon single walled tanks; and the incremental difference in cost between the concrete paving covering the underground tanks and pipes and the other paving at the facility calculated using the difference in cost per square foot. | 2019-09-05 | 196050 | 100
22687 | T1 | KING FUELS INC | CORNER SHELL | 21502 ALDINE WESTFIELD RD | HUMBLE | TX | 77338 | HARRIS | CN601443484 | RN102424116 | Overfill alarms; tank top sumps; automatic tank gauging; automatic line leak detectors; liquid fuel sensors installed between the underground storage tanks and secondary containment to monitor for leaks; secondary containment consisting of a fiberglass Poly Tub around each of two 20,000 gallon single walled tanks; and the incremental difference in cost between the concrete paving covering the underground tanks and pipes and the other paving at the facility calculated using the difference in cost per square foot. | The following property is used 100% for pollution control and is installed to meet or exceed federal or state regulations: Overfill alarms; tank top sumps; automatic tank gauging; automatic line leak detectors; liquid fuel sensors installed between the underground storage tanks and secondary containment to monitor for leaks; secondary containment consisting of a fiberglass Poly Tub around each of two 20,000 gallon single walled tanks; and the incremental difference in cost between the concrete paving covering the underground tanks and pipes and the other paving at the facility calculated using the difference in cost per square foot. | 2019-09-27 | 166050 | 100
22688 | T1 | KING FUELS INC | KINGWOOD FOOD MART | 1800 NORTHPARK DR | KINGWOOD | TX | 77339 | MONTGOMERY | CN601443484 | RN102062213 | Overfill alarms; tank top sumps; automatic tank gauging; automatic line leak detectors; liquid fuel sensors installed between the underground storage tanks and secondary containment to monitor for leaks; secondary containment consisting of a fiberglass Poly Tub around each of two 20,000 gallon single walled tanks; and the incremental difference in cost between the concrete paving covering the underground tanks and pipes and the other paving at the facility calculated using the difference in cost per square foot. | The following property is used 100% for pollution control and is installed to meet or exceed federal or state regulations: Overfill alarms; tank top sumps; automatic tank gauging; automatic line leak detectors; liquid fuel sensors installed between the underground storage tanks and secondary containment to monitor for leaks; secondary containment consisting of a fiberglass Poly Tub around each of two 20,000 gallon single walled tanks; and the incremental difference in cost between the concrete paving covering the underground tanks and pipes and the other paving at the facility calculated using the difference in cost per square foot. | 2019-09-24 | 166050 | 100
22689 | T1 | KING FUELS INC | MEMONA EXPRESS | 3117 MAIN ST | HOUSTON | TX | 77002 | HARRIS | CN601443484 | RN101911618 | Overfill alarms; tank top sumps; automatic tank gauging; automatic line leak detectors; liquid fuel sensors installed between the underground storage tanks and secondary containment to monitor for leaks; secondary containment consisting of a fiberglass Poly Tub around each of two 10,000 gallon single walled tanks; and the incremental difference in cost between the concrete paving covering the underground tanks and pipes and the other paving at the facility calculated using the difference in cost per square foot. | The following property is used 100% for pollution control and is installed to meet or exceed federal or state regulations: Overfill alarms; tank top sumps; automatic tank gauging; automatic line leak detectors; liquid fuel sensors installed between the underground storage tanks and secondary containment to monitor for leaks; secondary containment consisting of a fiberglass Poly Tub around each of two 10,000 gallon single walled tanks; and the incremental difference in cost between the concrete paving covering the underground tanks and pipes and the other paving at the facility calculated using the difference in cost per square foot. | 2019-09-24 | 166050 | 100
22690 | T1 | KING FUELS INC | STOP N GO | 10030 HOMESTEAD RD | HOUSTON | TX | 77016 | HARRIS | CN601443484 | RN101446771 | Overfill alarms; tank top sumps; automatic tank gauging; automatic line leak detectors; liquid fuel sensors installed between the underground storage tanks and secondary containment to monitor for leaks; secondary containment consisting of a fiberglass Poly Tub around each of one 14,000 gallon and one 18,000 gallon single walled tanks; and the incremental difference in cost between the concrete paving covering the underground tanks and pipes and the other paving at the facility calculated using the difference in cost per square foot. | The following property is used 100% for pollution control and is installed to meet or exceed federal or state regulations: Overfill alarms; tank top sumps; automatic tank gauging; automatic line leak detectors; liquid fuel sensors installed between the underground storage tanks and secondary containment to monitor for leaks; secondary containment consisting of a fiberglass Poly Tub around each of one 14,000 gallon and one 18,000 gallon single walled tanks; and the incremental difference in cost between the concrete paving covering the underground tanks and pipes and the other paving at the facility calculated using the difference in cost per square foot. | 2019-09-27 | 166050 | 100
22691 | T1 | KING FUELS INC | WINNERS CORNER 2 | 11219 EASTEX FWY | HOUSTON | TX | 77093 | HARRIS | CN601443484 | RN101213916 | Overfill alarms; tank top sumps; automatic tank gauging; automatic line leak detectors; liquid fuel sensors installed between the underground storage tanks and secondary containment to monitor for leaks; secondary containment consisting of a fiberglass Poly Tub around each of one 10,000 gallon and one 20,000 gallon single walled tanks; and the incremental difference in cost between the concrete paving covering the underground tanks and pipes and the other paving at the facility calculated using the difference in cost per square foot. | The following property is used 100% for pollution control and is installed to meet or exceed federal or state regulations: Overfill alarms; tank top sumps; automatic tank gauging; automatic line leak detectors; liquid fuel sensors installed between the underground storage tanks and secondary containment to monitor for leaks; secondary containment consisting of a fiberglass Poly Tub around each of one 10,000 gallon and one 20,000 gallon single walled tanks; and the incremental difference in cost between the concrete paving covering the underground tanks and pipes and the other paving at the facility calculated using the difference in cost per square foot. | 2019-09-27 | 166050 | 100
22692 | T1 | KING FUELS INC | HARDY SHELL | 743 N SAM HOUSTON PKWY E | HOUSTON | TX | 77060 | HARRIS | CN601443484 | RN102377447 | Overfill alarms; tank top sumps; automatic tank gauging; automatic line leak detectors; liquid fuel sensors installed between the underground storage tanks and secondary containment to monitor for leaks; secondary containment consisting of a fiberglass Poly Tub around one 20,000 gallon single walled tank; and the incremental difference in cost between the concrete paving covering the underground tanks and pipes and the other paving at the facility calculated using the difference in cost per square foot. | The following property is used 100% for pollution control and is installed to meet or exceed federal or state regulations: Overfill alarms; tank top sumps; automatic tank gauging; automatic line leak detectors; liquid fuel sensors installed between the underground storage tanks and secondary containment to monitor for leaks; secondary containment consisting of a fiberglass Poly Tub around one 20,000 gallon single walled tank; and the incremental difference in cost between the concrete paving covering the underground tanks and pipes and the other paving at the facility calculated using the difference in cost per square foot. | 2019-09-24 | 166050 | 100
22693 | T1 | KING FUELS INC | NOORANS DIAMOND | 392 N SAM HOUSTON PKWY E | HOUSTON | TX | 77060 | HARRIS | CN601443484 | RN102846219 | Overfill alarms; tank top sumps; automatic tank gauging; automatic line leak detectors; liquid fuel sensors installed between the underground storage tanks and secondary containment to monitor for leaks; secondary containment consisting of a fiberglass Poly Tub around each of two 20,000 gallon single walled tanks; and the incremental difference in cost between the concrete paving covering the underground tanks and pipes and the other paving at the facility calculated using the difference in cost per square foot. | The following property is used 100% for pollution control and is installed to meet or exceed federal or state regulations: Overfill alarms; tank top sumps; automatic tank gauging; automatic line leak detectors; liquid fuel sensors installed between the underground storage tanks and secondary containment to monitor for leaks; secondary containment consisting of a fiberglass Poly Tub around each of two 20,000 gallon single walled tanks; and the incremental difference in cost between the concrete paving covering the underground tanks and pipes and the other paving at the facility calculated using the difference in cost per square foot. | 2019-09-24 | 166050 | 100
22694 | T1 | KING FUELS INC | EVERYDAY 4 | 40600 HIGHWAY 290 | WALLER | TX | 77484 | WALLER | CN601443484 | RN101887255 | Overfill alarms; tank top sumps; automatic tank gauging; automatic line leak detectors; liquid fuel sensors installed between the underground storage tanks and secondary containment to monitor for leaks; secondary containment consisting of a fiberglass Poly Tub around each of four 12,000 gallon single walled tanks; and the incremental difference in cost between the concrete paving covering the underground tanks and pipes and the other paving at the facility calculated using the difference in cost per square foot. | The following property is used 100% for pollution control and is installed to meet or exceed federal or state regulations: Overfill alarms; tank top sumps; automatic tank gauging; automatic line leak detectors; liquid fuel sensors installed between the underground storage tanks and secondary containment to monitor for leaks; secondary containment consisting of a fiberglass Poly Tub around each of four 12,000 gallon single walled tanks; and the incremental difference in cost between the concrete paving covering the underground tanks and pipes and the other paving at the facility calculated using the difference in cost per square foot. | 2019-09-27 | 196050 | 100
22695 | T1 | KING FUELS INC | OST FOOD MART | 3250 OLD SPANISH TRL | HOUSTON | TX | 77021 | HARRIS | CN601443484 | RN102037124 | Overfill alarms; tank top sumps; automatic tank gauging; automatic line leak detectors; liquid fuel sensors installed between the underground storage tanks and secondary containment to monitor for leaks; secondary containment consisting of a fiberglass Poly Tub around each of two 20,000 gallon single walled tanks; and the incremental difference in cost between the concrete paving covering the underground tanks and pipes and the other paving at the facility calculated using the difference in cost per square foot. | The following property is used 100% for pollution control and is installed to meet or exceed federal or state regulations: Overfill alarms; tank top sumps; automatic tank gauging; automatic line leak detectors; liquid fuel sensors installed between the underground storage tanks and secondary containment to monitor for leaks; secondary containment consisting of a fiberglass Poly Tub around each of two 20,000 gallon single walled tanks; and the incremental difference in cost between the concrete paving covering the underground tanks and pipes and the other paving at the facility calculated using the difference in cost per square foot. | 2019-09-27 | 166050 | 100
22696 | T1 | KING FUELS INC | FUEL EXPRESS | 7555 SCOTT ST | HOUSTON | TX | 77021 | HARRIS | CN601443484 | RN102359627 | Overfill alarms; tank top sumps; automatic tank gauging; automatic line leak detectors; liquid fuel sensors installed between the underground storage tanks and secondary containment to monitor for leaks; secondary containment consisting of a fiberglass Poly Tub around one 20,000 gallon single walled tank; and the incremental difference in cost between the concrete paving covering the underground tanks and pipes and the other paving at the facility calculated using the difference in cost per square foot. | The following property is used 100% for pollution control and is installed to meet or exceed federal or state regulations: Overfill alarms; tank top sumps; automatic tank gauging; automatic line leak detectors; liquid fuel sensors installed between the underground storage tanks and secondary containment to monitor for leaks; secondary containment consisting of a fiberglass Poly Tub around one 20,000 gallon single walled tank; and the incremental difference in cost between the concrete paving covering the underground tanks and pipes and the other paving at the facility calculated using the difference in cost per square foot. | 2019-09-24 | 133025 | 100
22697 | T1 | ALLSUP PETROLEUM INC | ALLSUPS 192 | 600 W LONE STAR | SILVERTON | TX | 79257 | BRISCOE | CN601099260 | RN102059987 | Overfill alarms; tank top sumps; automatic tank gauging probes and control console monitors; secondary containment monitoring equipment to monitor interstitial space in double-walled tanks or double-walled pipes for leaks; automatic line leak detectors; the incremental difference in cost between two 12,000 gallon and two 20,000 gallon double-walled tanks and comparable single-walled tanks; and the incremental difference in cost between double-walled pipes and single-walled pipes. | The following property is used 100% for pollution control and is installed to meet or exceed federal or state regulations: Overfill alarms; tank top sumps; automatic tank gauging probes and control console monitors; secondary containment monitoring equipment to monitor interstitial space in double-walled tanks or double-walled pipes for leaks; automatic line leak detectors; the incremental difference in cost between two 12,000 gallon and two 20,000 gallon double-walled tanks and comparable single-walled tanks; and the incremental difference in cost between double-walled pipes and single-walled pipes. | 2019-09-25 | 255122.14 | 100
22698 | T1 | ALLSUP PETROLEUM INC | ALLSUPS 96 | 309 N HOBART ST | PAMPA | TX | 79065 | GRAY | CN601099260 | RN102064045 | Overfill alarms; tank top sumps; automatic tank gauging probes and control console monitors; secondary containment monitoring equipment to monitor interstitial space in double-walled tanks or double-walled pipes for leaks; automatic line leak detectors; the incremental difference in cost between two 12,000 gallon and one 20,000 gallon double-walled tanks and comparable single-walled tanks; and the incremental difference in cost between double-walled pipes and single-walled pipes. | The following property is used 100% for pollution control and is installed to meet or exceed federal or state regulations: Overfill alarms; tank top sumps; automatic tank gauging probes and control console monitors; secondary containment monitoring equipment to monitor interstitial space in double-walled tanks or double-walled pipes for leaks; automatic line leak detectors; the incremental difference in cost between two 12,000 gallon and one 20,000 gallon double-walled tanks and comparable single-walled tanks; and the incremental difference in cost between double-walled pipes and single-walled pipes. | 2019-09-25 | 174015.76 | 100
22699 | T1 | ALLSUP PETROLEUM INC | ALLSUPS 75 | 500 E COMMERCE ST | CROWELL | TX | 79227 | FOARD | CN601099260 | RN102059946 | Overfill alarms; tank top sumps; automatic tank gauging probes and control console monitors; secondary containment monitoring equipment to monitor interstitial space in double-walled tanks or double-walled pipes for leaks; automatic line leak detectors; the incremental difference in cost between two 12,000 gallon and two 25,000 gallon double-walled tanks and comparable single-walled tanks; and the incremental difference in cost between double-walled pipes and single-walled pipes. | The following property is used 100% for pollution control and is installed to meet or exceed federal or state regulations: Overfill alarms; tank top sumps; automatic tank gauging probes and control console monitors; secondary containment monitoring equipment to monitor interstitial space in double-walled tanks or double-walled pipes for leaks; automatic line leak detectors; the incremental difference in cost between two 12,000 gallon and two 25,000 gallon double-walled tanks and comparable single-walled tanks; and the incremental difference in cost between double-walled pipes and single-walled pipes. | 2019-09-25 | 283896.07 | 100
22700 | T1 | ALLSUP PETROLEUM INC | ALLSUPS 169 | 14753 US HIGHWAY 287 | CHILLICOTHE | TX | 79225 | HARDEMAN | CN601099260 | RN102005204 | Overfill alarms; tank top sumps; automatic tank gauging probes and control console monitors; secondary containment monitoring equipment to monitor interstitial space in double-walled tanks or double-walled pipes for leaks; automatic line leak detectors; the incremental difference in cost between two 12,000 gallon and two 25,000 gallon double-walled tanks and comparable single-walled tanks; and the incremental difference in cost between double-walled pipes and single-walled pipes. | The following property is used 100% for pollution control and is installed to meet or exceed federal or state regulations: Overfill alarms; tank top sumps; automatic tank gauging probes and control console monitors; secondary containment monitoring equipment to monitor interstitial space in double-walled tanks or double-walled pipes for leaks; automatic line leak detectors; the incremental difference in cost between two 12,000 gallon and two 25,000 gallon double-walled tanks and comparable single-walled tanks; and the incremental difference in cost between double-walled pipes and single-walled pipes. | 2019-09-25 | 283896.07 | 100
22701 | T1 | ALLSUP PETROLEUM INC | ALLSUPS 367 | 501 N COLUMBIA ST | PLAINVIEW | TX | 79072 | HALE | CN601099260 | RN101879625 | Overfill alarms; tank top sumps; automatic tank gauging probes and control console monitors; secondary containment monitoring equipment to monitor interstitial space in double-walled tanks or double-walled pipes for leaks; automatic line leak detectors; the incremental difference in cost between one 12,000 gallon, one 15,000 gallon and two 25,000 gallon double-walled tanks and comparable single-walled tanks; and the incremental difference in cost between double-walled pipes and single-walled pipes. | The following property is used 100% for pollution control and is installed to meet or exceed federal or state regulations: Overfill alarms; tank top sumps; automatic tank gauging probes and control console monitors; secondary containment monitoring equipment to monitor interstitial space in double-walled tanks or double-walled pipes for leaks; automatic line leak detectors; the incremental difference in cost between one 12,000 gallon, one 15,000 gallon and two 25,000 gallon double-walled tanks and comparable single-walled tanks; and the incremental difference in cost between double-walled pipes and single-walled pipes. | 2019-09-25 | 292127.43 | 100
22702 | T1 | WPX ENERGY PERMIAN LLC | ABERNATHY SWD | Latitude = 31.95388, Longitude = -103.88635 | Loving County | TX | 79754 | LOVING | CN603206582 | RN109789305 | 12.641 miles of 4-inch to 12-inch diameter piping including valves and connectors that connects saltwater disposal wells Abernathy 20-1, 20-2, 20-3, and 20-4. | The following property is used 100% for pollution control and is installed to meet or exceed federal or state regulations: 12.641 miles of 4-inch to 12-inch diameter piping including valves and connectors that connects saltwater disposal wells Abernathy 20-1, 20-2, 20-3, and 20-4. | 2019-12-17 | 49957.45 | 100
22703 | T1 | WPX ENERGY PERMIAN LLC | ABERNATHY 20-1 SWD | Latitude = 31.95388, Longitude = -103.88635 | Loving County | TX | 79754 | LOVING | CN603206582 | RN110858016 | Saltwater disposal injection wells consisting of five 750-barrel gun barrel separators, 13 500-barrel water tanks, two split case injection pumps, two 1,500-horsepower injection pump motors, four centrifugal charge pumps, four 7.5-horsepower charge pump motors, one centrifugal transfer pump, one 200-horsepower transfer pump motor, wellhead, well casing, tubing, meters, valves, and piping. | The following property is used 100% for pollution control and is installed to meet or exceed federal or state regulations: Saltwater disposal injection wells consisting of five 750-barrel gun barrel separators, 13 500-barrel water tanks, two split case injection pumps, two 1,500-horsepower injection pump motors, four centrifugal charge pumps, four 7.5-horsepower charge pump motors, one centrifugal transfer pump, one 200-horsepower transfer pump motor, wellhead, well casing, tubing, meters, valves, and piping. | 2019-12-17 | 1140303.55 | 100
22704 | T1 | WPX ENERGY PERMIAN LLC | ABERNATHY 20-2 SWD | Latitude = 31.95458, Longitude = -103.87322 | Loving County | TX | 79754 | LOVING | CN603206582 | RN110858081 | Saltwater disposal injection wells consisting of five 750-barrel gun barrel separators, 13 500-barrel water tanks, two split case injection pumps, two 1,500-horsepower injection pump motors, four centrifugal charge pumps, four 7.5-horsepower charge pump motors, one centrifugal transfer pump, one 200-horsepower transfer pump motor, wellhead, well casing, tubing, meters, valves, and piping. | The following property is used 100% for pollution control and is installed to meet or exceed federal or state regulations: Saltwater disposal injection wells consisting of five 750-barrel gun barrel separators, 13 500-barrel water tanks, two split case injection pumps, two 1,500-horsepower injection pump motors, four centrifugal charge pumps, four 7.5-horsepower charge pump motors, one centrifugal transfer pump, one 200-horsepower transfer pump motor, wellhead, well casing, tubing, meters, valves, and piping. | 2019-12-17 | 2088567.41 | 100
22705 | T1 | WPX ENERGY PERMIAN LLC | ABERNATHY 20-3 SWD | Latitude = 31.56371, Longitude = -103.52257 | Loving County | TX | 79754 | LOVING | CN603206582 | RN110858123 | Saltwater disposal injection wells consisting of five 750-barrel gun barrel separators, 13 500-barrel water tanks, two split case injection pumps, two 1,500-horsepower injection pump motors, four centrifugal charge pumps, four 7.5-horsepower charge pump motors, one centrifugal transfer pump, one 200-horsepower transfer pump motor, wellhead, well casing, tubing, meters, valves, and piping. | The following property is used 100% for pollution control and is installed to meet or exceed federal or state regulations: Saltwater disposal injection wells consisting of five 750-barrel gun barrel separators, 13 500-barrel water tanks, two split case injection pumps, two 1,500-horsepower injection pump motors, four centrifugal charge pumps, four 7.5-horsepower charge pump motors, one centrifugal transfer pump, one 200-horsepower transfer pump motor, wellhead, well casing, tubing, meters, valves, and piping. | 2019-12-17 | 2014073.99 | 100
22706 | T1 | WPX ENERGY PERMIAN LLC | ABERNATHY 20-4 SWD | Latitude = 31.94298, Longitude = -103.88753 | Loving County | TX | 79754 | LOVING | CN603206582 | RN110858156 | Saltwater disposal injection wells consisting of five 750-barrel gun barrel separators, 13 500-barrel water tanks, two split case injection pumps, two 1,500-horsepower injection pump motors, four centrifugal charge pumps, four 7.5-horsepower charge pump motors, one centrifugal transfer pump, one 200-horsepower transfer pump motor, wellhead, well casing, tubing, meters, valves, and piping. | The following property is used 100% for pollution control and is installed to meet or exceed federal or state regulations: Saltwater disposal injection wells consisting of five 750-barrel gun barrel separators, 13 500-barrel water tanks, two split case injection pumps, two 1,500-horsepower injection pump motors, four centrifugal charge pumps, four 7.5-horsepower charge pump motors, one centrifugal transfer pump, one 200-horsepower transfer pump motor, wellhead, well casing, tubing, meters, valves, and piping. | 2019-12-17 | 1852243.04 | 100
22707 | T1 | WPX ENERGY PERMIAN LLC | STATELINE 3035 2-1 SWD | Latitude = 31.99888, Longitude = -103.83523 | Loving County | TX | 79754 | LOVING | CN603206582 | RN110858172 | Saltwater disposal injection wells consisting of two 750-barrel gun barrel separators, 17 500-barrel water tanks, 12 quinteplex (PD) injection pumps, 12 300-horsepower injection pump motors, 12 centrifugal charge pumps, 12 7.5-horsepower charge pump motors, one centrifugal transfer pump, one 200-horsepower transfer pump motor, wellhead, well casing, tubing, meters, valves, and piping. | Saltwater disposal injection wells consisting of two 750-barrel gun barrel separators, 17 500-barrel water tanks, 12 quinteplex (PD) injection pumps, 12 300-horsepower injection pump motors, 12 centrifugal charge pumps, 12 7.5-horsepower charge pump motors, one centrifugal transfer pump, one 200-horsepower transfer pump motor, wellhead, well casing, tubing, meters, valves, and piping. | 2019-12-17 | 1909107.06 | 100
22708 | T1 | WPX ENERGY PERMIAN LLC | STATELINE 3035 2-2 SWD | Latitude = 31.99875, Longitude = -103.82105 | Loving County | TX |  | LOVING | CN603206582 | RN110858313 | Saltwater disposal injection wells consisting of two 750-barrel gun barrel separators, 17 500-barrel water tanks, 12 quinteplex (PD) injection pumps, 12 300-horsepower injection pump motors, 12 centrifugal charge pumps, 12 7.5-horsepower charge pump motors, one centrifugal transfer pump, one 200-horsepower transfer pump motor, wellhead, well casing, tubing, meters, valves, and piping. | The following property is used 100% for pollution control and is installed to meet or exceed federal or state regulations: Saltwater disposal injection wells consisting of two 750-barrel gun barrel separators, 17 500-barrel water tanks, 12 quinteplex (PD) injection pumps, 12 300-horsepower injection pump motors, 12 centrifugal charge pumps, 12 7.5-horsepower charge pump motors, one centrifugal transfer pump, one 200-horsepower transfer pump motor, wellhead, well casing, tubing, meters, valves, and piping. | 2019-12-17 | 1900647.51 | 100
22709 | T1 | WPX ENERGY PERMIAN LLC | STATELINE 3035 2-3 SWD | Latitude = 31.9868, Longitude = -103.835938 | Loving County | TX | 79754 | LOVING | CN603206582 | RN110858388 | Saltwater disposal injection wells consisting of two 750-barrel gun barrel separators, 17 500-barrel water tanks, 12 quinteplex (PD) injection pumps, 12 300-horsepower injection pump motors, 12 centrifugal charge pumps, 12 7.5-horsepower charge pump motors, one centrifugal transfer pump, one 200-horsepower transfer pump motor, wellhead, well casing, tubing, meters, valves, and piping. | The following property is used 100% for pollution control and is installed to meet or exceed federal or state regulations: Saltwater disposal injection wells consisting of two 750-barrel gun barrel separators, 17 500-barrel water tanks, 12 quinteplex (PD) injection pumps, 12 300-horsepower injection pump motors, 12 centrifugal charge pumps, 12 7.5-horsepower charge pump motors, one centrifugal transfer pump, one 200-horsepower transfer pump motor, wellhead, well casing, tubing, meters, valves, and piping. | 2019-12-17 | 1706122.18 | 100
22710 | T1 | WPX ENERGY PERMIAN LLC | STATELINE 3035 2-4 SWD | Latitude = 31.59128, Longitude = -103.49182 | Loving County | TX | 79754 | LOVING | CN603206582 | RN110858404 | Saltwater disposal injection wells consisting of two 750-barrel gun barrel separators, 17 500-barrel water tanks, 12 quinteplex (PD) injection pumps, 12 300-horsepower injection pump motors, 12 centrifugal charge pumps, 12 7.5-horsepower charge pump motors, one centrifugal transfer pump, one 200-horsepower transfer pump motor, wellhead, well casing, tubing, meters, valves, and piping. | The following property is used 100% for pollution control and is installed to meet or exceed federal or state regulations: Saltwater disposal injection wells consisting of two 750-barrel gun barrel separators, 17 500-barrel water tanks, 12 quinteplex (PD) injection pumps, 12 300-horsepower injection pump motors, 12 centrifugal charge pumps, 12 7.5-horsepower charge pump motors, one centrifugal transfer pump, one 200-horsepower transfer pump motor, wellhead, well casing, tubing, meters, valves, and piping. | 2019-12-17 | 1765324.3 | 100
22711 | T1 | WPX ENERGY PERMIAN LLC | STATELINE 3035 TX SWD PIPELINES | PIPELINES IN LOVING COUNTY TRANSPORTING SALTWATER FOR DISPOSAL | Loving County | TX | 79754 | LOVING | CN603206582 | RN110858438 | 80.2 miles of 4-inch to 18-inch diameter piping that connects saltwater disposal wells. | The following property is used 100% for pollution control and is installed to meet or exceed federal or state regulations: 80.2 miles of 4-inch to 18-inch diameter piping that connects saltwater disposal wells. | 2019-12-17 | 20616811.08 | 100
22712 | T1 | ROYAL PLUM PROPERTIES INC | FOOD BOX | 13303 ANDERSON MILL RD | CEDAR PARK | TX | 78613 | TRAVIS | CN605206531 | RN108323700 | Overfill alarms; tank top sumps; automatic tank gauging; automatic line leak detectors; liquid fuel sensors installed between the double walls of tanks and pipes to monitor for leaks; the incremental difference in cost between one 25,000 gallon double-walled tank and a comparable single-walled tank; the incremental difference in cost between double-walled piping and single-walled piping; and the incremental difference in cost between the concrete paving covering the underground tanks and pipes and the other paving at the facility calculated using the difference in cost per square foot. | The following property is used 100% for pollution control and is installed to meet or exceed federal or state regulations: Overfill alarms; tank top sumps; automatic tank gauging; automatic line leak detectors; liquid fuel sensors installed between the double walls of tanks and pipes to monitor for leaks; the incremental difference in cost between one 25,000 gallon double-walled tank and a comparable single-walled tank; the incremental difference in cost between double-walled piping and single-walled piping; and the incremental difference in cost between the concrete paving covering the underground tanks and pipes and the other paving at the facility calculated using the difference in cost per square foot. | 2019-10-03 | 249462 | 100
22713 | T1 | KING FUELS INC | KING MART 1 | 5800 ALMEDA RD | HOUSTON | TX | 77004 | HARRIS | CN601443484 | RN102220167 | Overfill alarms; tank top sumps; automatic tank gauging; automatic line leak detectors; liquid fuel sensors installed between the underground storage tanks and secondary containment to monitor for leaks; secondary containment consisting of a fiberglass Poly Tub around one 30,000 gallon single walled tank; and the incremental difference in cost between the concrete paving covering the underground tanks and pipes and the other paving at the facility calculated using the difference in cost per square foot. | The following property is used 100% for pollution control and is installed to meet or exceed federal or state regulations: Overfill alarms; tank top sumps; automatic tank gauging; automatic line leak detectors; liquid fuel sensors installed between the underground storage tanks and secondary containment to monitor for leaks; secondary containment consisting of a fiberglass Poly Tub around one 30,000 gallon single walled tank; and the incremental difference in cost between the concrete paving covering the underground tanks and pipes and the other paving at the facility calculated using the difference in cost per square foot. | 2019-10-03 | 133025 | 100
22714 | T1 | KING FUELS INC | KING FUELS FOOD STORE 4 | 3803 SAN JACINTO ST | HOUSTON | TX | 77004 | HARRIS | CN601443484 | RN101747160 | Overfill alarms; tank top sumps; automatic tank gauging; automatic line leak detectors; liquid fuel sensors installed between the underground storage tanks and secondary containment to monitor for leaks; secondary containment consisting of a fiberglass Poly Tub around one 20,000 gallon single walled tank; and the incremental difference in cost between the concrete paving covering the underground tanks and pipes and the other paving at the facility calculated using the difference in cost per square foot. | The following property is used 100% for pollution control and is installed to meet or exceed federal or state regulations: Overfill alarms; tank top sumps; automatic tank gauging; automatic line leak detectors; liquid fuel sensors installed between the underground storage tanks and secondary containment to monitor for leaks; secondary containment consisting of a fiberglass Poly Tub around one 20,000 gallon single walled tank; and the incremental difference in cost between the concrete paving covering the underground tanks and pipes and the other paving at the facility calculated using the difference in cost per square foot. | 2019-10-03 | 133025 | 100
22715 | T1 | KING FUELS INC | SHOP N GO 9 | 1999 FM 1960 RD W | HOUSTON | TX | 77090 | HARRIS | CN601443484 | RN101433993 | Overfill alarms; tank top sumps; automatic tank gauging; automatic line leak detectors; liquid fuel sensors installed between the underground storage tanks and secondary containment to monitor for leaks; secondary containment consisting of a fiberglass Poly Tub around each of three 10,000 gallon single walled tank; and the incremental difference in cost between the concrete paving covering the underground tanks and pipes and the other paving at the facility calculated using the difference in cost per square foot. | The following property is used 100% for pollution control and is installed to meet or exceed federal or state regulations: Overfill alarms; tank top sumps; automatic tank gauging; automatic line leak detectors; liquid fuel sensors installed between the underground storage tanks and secondary containment to monitor for leaks; secondary containment consisting of a fiberglass Poly Tub around each of three 10,000 gallon single walled tank; and the incremental difference in cost between the concrete paving covering the underground tanks and pipes and the other paving at the facility calculated using the difference in cost per square foot. | 2019-10-03 | 202950 | 100
22716 | T1 | KING FUELS INC | PIN OAK SHELL | 1350 PIN OAK RD | KATY | TX | 77494 | FORT BEND | CN601443484 | RN101880078 | Overfill alarms; tank top sumps; automatic tank gauging; automatic line leak detectors; liquid fuel sensors installed between the underground storage tanks and secondary containment to monitor for leaks; secondary containment consisting of a fiberglass Poly Tub around each of three 12,000 gallon single walled tank; and the incremental difference in cost between the concrete paving covering the underground tanks and pipes and the other paving at the facility calculated using the difference in cost per square foot. | The following property is used 100% for pollution control and is installed to meet or exceed federal or state regulations: Overfill alarms; tank top sumps; automatic tank gauging; automatic line leak detectors; liquid fuel sensors installed between the underground storage tanks and secondary containment to monitor for leaks; secondary containment consisting of a fiberglass Poly Tub around each of three 12,000 gallon single walled tank; and the incremental difference in cost between the concrete paving covering the underground tanks and pipes and the other paving at the facility calculated using the difference in cost per square foot. | 2019-10-03 | 202950 | 100
22717 | T1 | KING FUELS INC | MR GS | 32015 STATE HIGHWAY 249 | PINEHURST | TX | 77362 | MONTGOMERY | CN601443484 | RN102269461 | Overfill alarms; tank top sumps; automatic tank gauging; automatic line leak detectors; liquid fuel sensors installed between the underground storage tanks and secondary containment to monitor for leaks; secondary containment consisting of a fiberglass Poly Tub around each of one 6,000, one 8,000, and two 12,000 gallon single walled tank; and the incremental difference in cost between the concrete paving covering the underground tanks and pipes and the other paving at the facility calculated using the difference in cost per square foot. | The following property is used 100% for pollution control and is installed to meet or exceed federal or state regulations: Overfill alarms; tank top sumps; automatic tank gauging; automatic line leak detectors; liquid fuel sensors installed between the underground storage tanks and secondary containment to monitor for leaks; secondary containment consisting of a fiberglass Poly Tub around each of one 6,000, one 8,000, and two 12,000 gallon single walled tank; and the incremental difference in cost between the concrete paving covering the underground tanks and pipes and the other paving at the facility calculated using the difference in cost per square foot. | 2019-10-03 | 231100 | 100
22718 | T1 | KING FUELS INC | SHELDON FOOD STORE | 411 SHELDON RD | CHANNELVIEW | TX | 77530 | HARRIS | CN601443484 | RN100563212 | Overfill alarms; tank top sumps; automatic tank gauging; automatic line leak detectors; liquid fuel sensors installed between the underground storage tanks and secondary containment to monitor for leaks; secondary containment consisting of a fiberglass Poly Tub around one 30,000 gallon single walled tank; and the incremental difference in cost between the concrete paving covering the underground tanks and pipes and the other paving at the facility calculated using the difference in cost per square foot. | The following property is used 100% for pollution control and is installed to meet or exceed federal or state regulations: Overfill alarms; tank top sumps; automatic tank gauging; automatic line leak detectors; liquid fuel sensors installed between the underground storage tanks and secondary containment to monitor for leaks; secondary containment consisting of a fiberglass Poly Tub around one 30,000 gallon single walled tank; and the incremental difference in cost between the concrete paving covering the underground tanks and pipes and the other paving at the facility calculated using the difference in cost per square foot. | 2019-10-03 | 133025 | 100
22719 | T1 | WPX ENERGY PERMIAN LLC | CIRCE STATE SWD 1 | Latitude = 31.575181, Longitude = -103.691873 | Reeves County | TX | 79772 | REEVES | CN603206582 | RN110861689 | Saltwater disposal injection well consisting of one 750-barrel gun barrel separator, one 750-barrel water tank, two 500-horsepower injection pump motors, two centrifugal charge pumps, two 60-horsepower charge pump motors, wellhead, well casing, tubing, meters, valves, and piping. | The following property is used 100% for pollution control and is installed to meet or exceed federal or state regulations: Saltwater disposal injection well consisting of one 750-barrel gun barrel separator, one 750-barrel water tank, two 500-horsepower injection pump motors, two centrifugal charge pumps, two 60-horsepower charge pump motors, wellhead, well casing, tubing, meters, valves, and piping. | 2020-01-06 | 3331747.75 | 100
22720 | T1 | WPX ENERGY PERMIAN LLC | DAMSITE UNIT 1 SWD | Latitude = 31.982021, Longitude = -103.858829 | Loving County | TX | 79754 | LOVING | CN603206582 | RN109682302 | Saltwater disposal injection well consisting of one 750-barrel gun barrel separator, 10 500-barrel water tanks, four quinteplex (PD) injection pumps, four 300-horsepower injection pump motors, one centrifugal charge pump, one 10-horsepower charge pump motor, wellhead, well casing, tubing, meters, valves, and piping. | The following property is used 100% for pollution control and is installed to meet or exceed federal or state regulations: Saltwater disposal injection well consisting of one 750-barrel gun barrel separator, 10 500-barrel water tanks, four quinteplex (PD) injection pumps, four 300-horsepower injection pump motors, one centrifugal charge pump, one 10-horsepower charge pump motor, wellhead, well casing, tubing, meters, valves, and piping. | 2020-01-06 | 3483238 | 100
22721 | T1 | WPX ENERGY PERMIAN LLC | RED BLUFF DEEP 1 SWD | Latitude = 31.981939, Longitude = -103.893222 | Loving County | TX | 79754 | LOVING | CN603206582 | RN109645689 | Saltwater disposal injection well consisting of one 750-barrel gun barrel separator, 10 500-barrel water tanks, four quinteplex (PD) injection pumps, four 300-horsepower injection pump motors, four centrifugal charge pumps, four 7.5-horsepower charge pump motors, wellhead, well casing, tubing, meters, valves, and piping. | The following property is used 100% for pollution control and is installed to meet or exceed federal or state regulations: Saltwater disposal injection well consisting of one 750-barrel gun barrel separator, 10 500-barrel water tanks, four quinteplex (PD) injection pumps, four 300-horsepower injection pump motors, four centrifugal charge pumps, four 7.5-horsepower charge pump motors, wellhead, well casing, tubing, meters, valves, and piping. | 2020-01-06 | 3930191.81 | 100
22722 | T1 | WPX ENERGY PERMIAN LLC | RED BLUFF 8-1 SWD | Latitude = 31.982437, Longitude = -103.884698 | Loving County | TX | 79754 | LOVING | CN603206582 | RN109789339 | Saltwater disposal injection well consisting of two 750-barrel gun barrel separators, 10 500-barrel water tanks, four quinteplex (PD) injection pumps, four 300-horsepower injection pump motors, two centrifugal charge pumps, two 10-horsepower charge pump motors, wellhead, well casing, tubing, meters, valves, and piping. | The following property is used 100% for pollution control and is installed to meet or exceed federal or state regulations: Saltwater disposal injection well consisting of two 750-barrel gun barrel separators, 10 500-barrel water tanks, four quinteplex (PD) injection pumps, four 300-horsepower injection pump motors, two centrifugal charge pumps, two 10-horsepower charge pump motors, wellhead, well casing, tubing, meters, valves, and piping. | 2020-01-06 | 2493073 | 100
22723 | T1 | WPX ENERGY PERMIAN LLC | RED BLUFF 8-2 SWD | Latitude = 31.97463, Longitude = -103.8762 | Loving County | TX | 79754 | LOVING | CN603206582 | RN109789321 | Saltwater disposal injection well consisting of one 750-barrel gun barrel separator, 10 500-barrel water tanks, four quinteplex (PD) injection pumps, four 300-horsepower injection pump motors, four centrifugal charge pumps, four 10-horsepower charge pump motors, wellhead, well casing, tubing, meters, valves, and piping. | The following property is used 100% for pollution control and is installed to meet or exceed federal or state regulations: Saltwater disposal injection well consisting of one 750-barrel gun barrel separator, 10 500-barrel water tanks, four quinteplex (PD) injection pumps, four 300-horsepower injection pump motors, four centrifugal charge pumps, four 10-horsepower charge pump motors, wellhead, well casing, tubing, meters, valves, and piping. | 2020-01-06 | 2294957 | 100
22724 | T1 | WPX ENERGY PERMIAN LLC | UNIVERSITY 40-20 1 SWD FACILITY | Latitude = 31.660365, Longitude = -103.317505 | Winkler County | TX | 79745 | WINKLER | CN603206582 | RN109924886 | Saltwater disposal injection well consisting of two 750-barrel gun barrel separators, eight 500-barrel water tanks, two quinteplex (PD) injection pumps, two 300-horsepower injection pump motors, one centrifugal charge pump, one 7.5-horsepower charge pump motor, one 200-horsepower transfer pump motor, wellhead, well casing, tubing, meters, valves, and piping. | The following property is used 100% for pollution control and is installed to meet or exceed federal or state regulations: Saltwater disposal injection well consisting of two 750-barrel gun barrel separators, eight 500-barrel water tanks, two quinteplex (PD) injection pumps, two 300-horsepower injection pump motors, one centrifugal charge pump, one 7.5-horsepower charge pump motor, one 200-horsepower transfer pump motor, wellhead, well casing, tubing, meters, valves, and piping. | 2020-01-06 | 2563572.15 | 100
22725 | T1 | WPX ENERGY PERMIAN LLC | WILE E COYOTE ST SWD 3 | Latitude = 31.712028, Longitude = -103.765492 | Reeves County | TX | 79754 | REEVES | CN603206582 | RN110863065 | Saltwater disposal injection well consisting of five 750-barrel water tanks, two 500-horsepower injection pump motors, two centrifugal charge pumps, two 60-horsepower charge pump motors, wellhead, well casing, tubing, meters, valves, and piping. | The following property is used 100% for pollution control and is installed to meet or exceed federal or state regulations: Saltwater disposal injection well consisting of five 750-barrel water tanks, two 500-horsepower injection pump motors, two centrifugal charge pumps, two 60-horsepower charge pump motors, wellhead, well casing, tubing, meters, valves, and piping. | 2020-01-06 | 2726630.4 | 100
22726 | T1 | TOP FAMILY LLC | SETTLERS EXPRESS | 4450 E OLD SETTLERS BLVD STE 100 | ROUND ROCK | TX | 78665 | WILLIAMSON | CN604160812 | RN106548282 | Overfill alarms; tank top sumps; automatic tank gauging; automatic line leak detectors; liquid fuel sensors installed between the double walls of tanks and pipes to monitor for leaks; the incremental difference in cost between one 24,000 gallon double-walled tank and a comparable single-walled tank; the incremental difference in cost between double-walled piping and single-walled piping; and the incremental difference in cost between the concrete paving covering the underground tanks and pipes and the other paving at the facility calculated using the difference in cost per square foot. | The following property is used 100% for pollution control and is installed to meet or exceed federal or state regulations: Overfill alarms; tank top sumps; automatic tank gauging; automatic line leak detectors; liquid fuel sensors installed between the double walls of tanks and pipes to monitor for leaks; the incremental difference in cost between one 24,000 gallon double-walled tank and a comparable single-walled tank; the incremental difference in cost between double-walled piping and single-walled piping; and the incremental difference in cost between the concrete paving covering the underground tanks and pipes and the other paving at the facility calculated using the difference in cost per square foot. | 2019-10-03 | 201462 | 100
22727 | T1 | SAP BIZ INVESTMENT LLC | FOOD BOX | 115 WONDER WORLD DR | SAN MARCOS | TX | 78666 | HAYS | CN604393306 | RN106538614 | Overfill alarms; tank top sumps; automatic tank gauging; automatic line leak detectors; liquid fuel sensors installed between the double walls of tanks and pipes to monitor for leaks; the incremental difference in cost between one 24,000 gallon double-walled tank and a comparable single-walled tank; the incremental difference in cost between double-walled piping and single-walled piping; and the incremental difference in cost between the concrete paving covering the underground tanks and pipes and the other paving at the facility calculated using the difference in cost per square foot. | The following property is used 100% for pollution control and is installed to meet or exceed federal or state regulations: Overfill alarms; tank top sumps; automatic tank gauging; automatic line leak detectors; liquid fuel sensors installed between the double walls of tanks and pipes to monitor for leaks; the incremental difference in cost between one 24,000 gallon double-walled tank and a comparable single-walled tank; the incremental difference in cost between double-walled piping and single-walled piping; and the incremental difference in cost between the concrete paving covering the underground tanks and pipes and the other paving at the facility calculated using the difference in cost per square foot. | 2019-10-04 | 199462 | 100
22728 | T1 | PLUM BIZ INVESTMENT INC | FOOD BOX | 4640 S FM 1626 | KYLE | TX | 78640 | HAYS | CN605206432 | RN108323502 | Overfill alarms; tank top sumps; automatic tank gauging; automatic line leak detectors; liquid fuel sensors installed between the double walls of tanks and pipes to monitor for leaks; the incremental difference in cost between one 28,000 gallon double-walled tank and a comparable single-walled tank; the incremental difference in cost between double-walled piping and single-walled piping; and the incremental difference in cost between the concrete paving covering the underground tanks and pipes and the other paving at the facility calculated using the difference in cost per square foot. | The following property is used 100% for pollution control and is installed to meet or exceed federal or state regulations: Overfill alarms; tank top sumps; automatic tank gauging; automatic line leak detectors; liquid fuel sensors installed between the double walls of tanks and pipes to monitor for leaks; the incremental difference in cost between one 24,000 gallon double-walled tank and a comparable single-walled tank; the incremental difference in cost between double-walled piping and single-walled piping; and the incremental difference in cost between the concrete paving covering the underground tanks and pipes and the other paving at the facility calculated using the difference in cost per square foot. | 2019-10-04 | 258824 | 100
22729 | T1 | TOP FAMILY LLC | FOODBOX 4 | 100 TRADESMENS PARK DR | HUTTO | TX | 78634 | WILLIAMSON | CN604160812 | RN109962597 | Overfill alarms; tank top sumps; automatic tank gauging; automatic line leak detectors; liquid fuel sensors installed between the double walls of tanks and pipes to monitor for leaks; the incremental difference in cost between two 20,000 gallon double-walled tanks and comparable single-walled tanks; the incremental difference in cost between double-walled piping and single-walled piping; and the incremental difference in cost between the concrete paving covering the underground tanks and pipes and the other paving at the facility calculated using the difference in cost per square foot. | The following property is used 100% for pollution control and is installed to meet or exceed federal or state regulations: Overfill alarms; tank top sumps; automatic tank gauging; automatic line leak detectors; liquid fuel sensors installed between the double walls of tanks and pipes to monitor for leaks; the incremental difference in cost between two 20,000 gallon double-walled tanks and comparable single-walled tanks; the incremental difference in cost between double-walled piping and single-walled piping; and the incremental difference in cost between the concrete paving covering the underground tanks and pipes and the other paving at the facility calculated using the difference in cost per square foot. | 2019-10-04 | 331798 | 100
22730 | T1 | L & N GROUP INC | Q-WAY MART | 404 REBEL RD | KYLE | TX | 78640 | TRAVIS | CN603710997 | RN105973374 | Overfill alarms; tank top sumps; automatic tank gauging; automatic line leak detectors; liquid fuel sensors installed between the double walls of tanks and pipes to monitor for leaks; the incremental difference in cost between one 28,000 gallon double-walled tank and a comparable single-walled tank; the incremental difference in cost between double-walled piping and single-walled piping; and the incremental difference in cost between the concrete paving covering the underground tanks and pipes and the other paving at the facility calculated using the difference in cost per square foot. | The following property is used 100% for pollution control and is installed to meet or exceed federal or state regulations: Overfill alarms; tank top sumps; automatic tank gauging; automatic line leak detectors; liquid fuel sensors installed between the double walls of tanks and pipes to monitor for leaks; the incremental difference in cost between one 28,000 gallon double-walled tank and a comparable single-walled tank; the incremental difference in cost between double-walled piping and single-walled piping; and the incremental difference in cost between the concrete paving covering the underground tanks and pipes and the other paving at the facility calculated using the difference in cost per square foot. | 2019-10-03 | 226462 | 100
22731 | T1 | JIMMY & NASH ENTERPRISE LLC | APPLE MART | 2101 WICKERSHAM LN | AUSTIN | TX | 78741 | TRAVIS | CN604380428 | RN106583073 | Overfill alarms; tank top sumps; automatic tank gauging; automatic line leak detectors; liquid fuel sensors installed between the double walls of tanks and pipes to monitor for leaks; the incremental difference in cost between one 24,000 gallon double-walled tank and a comparable single-walled tank; the incremental difference in cost between double-walled piping and single-walled piping; and the incremental difference in cost between the concrete paving covering the underground tanks and pipes and the other paving at the facility calculated using the difference in cost per square foot. | The following property is used 100% for pollution control and is installed to meet or exceed federal or state regulations: Overfill alarms; tank top sumps; automatic tank gauging; automatic line leak detectors; liquid fuel sensors installed between the double walls of tanks and pipes to monitor for leaks; the incremental difference in cost between one 24,000 gallon double-walled tank and a comparable single-walled tank; the incremental difference in cost between double-walled piping and single-walled piping; and the incremental difference in cost between the concrete paving covering the underground tanks and pipes and the other paving at the facility calculated using the difference in cost per square foot. | 2019-10-03 | 226462 | 100
22732 | T1 | HALLIBURTON ENERGY SERVICES INC | ELMENDORF SAND PLANT | 16456 OLD CORPUS CHRISTI HWY | ELMENDORF | TX | 78112 | BEXAR | CN601551203 | RN107814527 | Dust collection system including dust collector (Schenck Process model MFC 144MCF494-390), dust collectors C1 and C2 (Donaldson models CPV-6), dust collectors C3, C4, C5 and C6 (Donaldson models CPV-3), Paragon loading spout filter system, enclosures on the conveyance system, and associated ducts. | The following property is used 100% for pollution control and is installed to meet or exceed federal or state regulations: Dust collection system including dust collector (Schenck Process model MFC 144MCF494-390), dust collectors C1 and C2 (Donaldson models CPV-6), dust collectors C3, C4, C5 and C6 (Donaldson models CPV-3), Paragon loading spout filter system, enclosures on the conveyance system, and associated ducts. | 2019-11-04 | 1913707 | 100
22733 | T1 | WPX ENERGY PERMIAN LLC | KYLE 10 1 SALT WATER DISPOSAL FACILITY | Latitude = 31.976353, Longitude = -103.740828 | Loving County | TX | 79754 | LOVING | CN603206582 | RN109625061 | Saltwater disposal injection well consisting of two 750-barrel gun barrel separators, eight 500-barrel water tanks, two quinteplex (PD) injection pumps, two 300-horsepower injection pump motors, one centrifugal charge pump, one 7.5-horsepower charge pump motor, one centrifugal transfer pump, one 200-horsepower transfer pump motor, wellhead, well casing, tubing, meters, valves, and piping. | The following property is used 100% for pollution control and is installed to meet or exceed federal or state regulations: Saltwater disposal injection well consisting of two 750-barrel gun barrel separators, eight 500-barrel water tanks, two quinteplex (PD) injection pumps, two 300-horsepower injection pump motors, one centrifugal charge pump, one 7.5-horsepower charge pump motor, one centrifugal transfer pump, one 200-horsepower transfer pump motor, wellhead, well casing, tubing, meters, valves, and piping. | 2020-01-06 | 1003384.44 | 100
22734 | T1 | WPX ENERGY PERMIAN LLC | HALEY 38-6 SALT WATER DISPOSAL FACILITY | Latitude = 31.743437, Longitude = -103.420875 | Loving County | TX | 79754 | LOVING | CN603206582 | RN109837716 | Saltwater disposal injection well consisting of one 750-barrel gun barrel separator, four 500-barrel water tanks, six quinteplex (PD) injection pumps, two 1,000-horsepower injection pump motors, two centrifugal charge pumps, two 60-horsepower charge pump motors, wellhead, and well casing, tubing meters, valves, and piping. | The following property is used 100% for pollution control and is installed to meet or exceed federal or state regulations: Saltwater disposal injection well consisting of one 750-barrel gun barrel separator, four 500-barrel water tanks, six quinteplex (PD) injection pumps, two 1,000-horsepower injection pump motors, two centrifugal charge pumps, two 60-horsepower charge pump motors, wellhead, and well casing, tubing meters, valves, and piping. | 2020-01-06 | 6453773.52 | 100
22735 | T1 | WPX ENERGY PERMIAN LLC | GINGER TO BOYD SWD PIPELINE | PIPELINES IN LOVING COUNTY TRANSPORTING SALTWATER | Loving County | TX | 79754 | LOVING | CN603206582 | RN110866209 | 4.43 miles of 8-inch diameter piping that connects saltwater disposal wells. | The following property is used 100% for pollution control and is installed to meet or exceed federal or state regulations: 4.43 miles of 8-inch diameter piping that connects saltwater disposal wells. | 2020-01-06 | 464908.99 | 100
22736 | T1 | WPX ENERGY PERMIAN LLC | HALEY SWD SYSTEM 3035 PIPELINES | PIPELINES IN LOVING COUNTY TRANSPORTING SALTWATER FOR DISPOSAL | Loving County | TX | 79754 | LOVING | CN603206582 | RN110867140 | 31.38 miles of 4-inch to 8-inch diameter piping that connects saltwater disposal wells. | The following property is used 100% for pollution control and is installed to meet or exceed federal or state regulations: 31.38 miles of 4-inch to 8-inch diameter piping that connects saltwater disposal wells. | 2020-01-06 | 2812038.28 | 100
22737 | T1 | WPX ENERGY PERMIAN LLC | FRASER TXL B 2W SWD | Latitude = 31.571025, Longitude = -103.725683 | Loving County | TX | 79770 | LOVING | CN603206582 | RN110867199 | Saltwater disposal injection well consisting of two 750-barrel gun barrel separators, eight 500-barrel water tanks, two quinteplex (PD) injection pumps, two 300-horsepower injection pump motors, one 7.5-horsepower charge pump motor, one centrifugal charge pump, one 200-horsepower charge pump motor, wellhead, well casing, tubing, meters, valves, and piping. | The following property is used 100% for pollution control and is installed to meet or exceed federal or state regulations: Saltwater disposal injection well consisting of two 750-barrel gun barrel separators, eight 500-barrel water tanks, two quinteplex (PD) injection pumps, two 300-horsepower injection pump motors, one 7.5-horsepower charge pump motor, one centrifugal charge pump, one 200-horsepower charge pump motor, wellhead, well casing, tubing, meters, valves, and piping. | 2020-01-06 | 642911.77 | 100
22738 | T1 | WPX ENERGY PERMIAN LLC | HALEY 38 5 SALT WATER DISPOSAL FACILITY | Latitude = 31.752428, Longitude = -103.424375 | Loving County | TX | 79754 | LOVING | CN603206582 | RN110867306 | Saltwater disposal injection wells consisting of one 750-barrel gun barrel separator, four 500-barrel water tanks, six quinteplex (PD) injection pumps, two 1,000-horsepower injection pump motors, two centrifugal charge pumps, two 60-horsepower charge pump motors, wellheads, and well casings, tubing meters, valves, and piping. | The following property is used 100% for pollution control and is installed to meet or exceed federal or state regulations: Saltwater disposal injection wells consisting of one 750-barrel gun barrel separator, four 500-barrel water tanks, six quinteplex (PD) injection pumps, two 1,000-horsepower injection pump motors, two centrifugal charge pumps, two 60-horsepower charge pump motors, wellheads, and well casings, tubing meters, valves, and piping. | 2020-01-06 | 4928926.87 | 100
22739 | T1 | WPX ENERGY PERMIAN LLC | JOHNSON 40-5 SWD | Latitude = 31.907211, Longitude = -103.553657 | Loving County | TX | 79754 | LOVING | CN603206582 | RN110197688 | Saltwater disposal injection well consisting of two 750-barrel gun barrel separators, eight 500-barrel water tanks, two quinteplex (PD) injection pumps, two 300-horsepower injection pump motors, one centrifugal charge pump, one 7.5-horsepower charge pump motor, one centrifugal transfer pump, one 200-horsepower transfer pump motor, wellheads, and well casings, tubing meters, valves, and piping. | The following property is used 100% for pollution control and is installed to meet or exceed federal or state regulations: Saltwater disposal injection well consisting of two 750-barrel gun barrel separators, eight 500-barrel water tanks, two quinteplex (PD) injection pumps, two 300-horsepower injection pump motors, one centrifugal charge pump, one 7.5-horsepower charge pump motor, one centrifugal transfer pump, one 200-horsepower transfer pump motor, wellheads, and well casings, tubing meters, valves, and piping. | 2020-01-06 | 25346.29 | 100
22740 | T1 | WPX ENERGY PERMIAN LLC | MONROE STATE SWD 1 | Latitude = 31.571155, Longitude = -103.726145 | Pecos County | TX | 79754 | PECOS | CN603206582 | RN110867330 | Saltwater disposal injection well consisting of one 750-barrel gun barrel separator, five 750-barrel water tanks, two 500-horsepower injection pump motors, two centrifugal charge pumps, two 60-horsepower charge pump motors, wellhead, and well casing, tubing meters, valves, and piping. | The following property is used 100% for pollution control and is installed to meet or exceed federal or state regulations: Saltwater disposal injection well consisting of one 750-barrel gun barrel separator, five 750-barrel water tanks, two 500-horsepower injection pump motors, two centrifugal charge pumps, two 60-horsepower charge pump motors, wellhead, and well casing, tubing meters, valves, and piping. | 2020-01-06 | 3653026.07 | 100
22741 | T1 | WPX ENERGY PERMIAN LLC | UNIVERSITY 41-20 1 SWD | Latitude = 31.648998, Longitude = -103.331058 | Ward County | TX |  | WARD | CN603206582 | RN108102328 | Saltwater disposal injection well consisting of one 750-barrel gun barrel separator, 10 500-barrel water tanks, four quinteplex (PD) injection pumps, four 300-horsepower injection pump motors, four centrifugal charge pumps, four 7.5-horsepower charge pump motors, wellhead, well casings, tubing, meters, valves, and piping. | The following property is used 100% for pollution control and is installed to meet or exceed federal or state regulations: Saltwater disposal injection well consisting of one 750-barrel gun barrel separator, 10 500-barrel water tanks, four quinteplex (PD) injection pumps, four 300-horsepower injection pump motors, four centrifugal charge pumps, four 7.5-horsepower charge pump motors, wellhead, well casings, tubing, meters, valves, and piping. | 2020-01-06 | 2518629 | 100
22742 | T1 | WPX ENERGY PERMIAN LLC | ZUNI DELAWARE UT 26-1 | Latitude = 31.932712, Longitude = -103.831858 | Loving County | TX | 79772 | LOVING | CN603206582 | RN110868593 | Saltwater disposal injection well consisting of one 750-barrel gun barrel separator, two 500-barrel water tanks, one triplex injection pump, one 300-horsepower injection pump motor, wellhead, well casing, tubing, meters, valves, and piping. | The following property is used 100% for pollution control and is installed to meet or exceed federal or state regulations: Saltwater disposal injection well consisting of one 750-barrel gun barrel separator, two 500-barrel water tanks, one triplex injection pump, one 300-horsepower injection pump motor, wellhead, well casing, tubing, meters, valves, and piping. | 2020-01-06 | 27734 | 100
22743 | T1 | WPX ENERGY PERMIAN LLC | ZUNI DELAWARE UT 26-14 | Latitude = 31.940902, Longitude = -103.822125 | Loving County | TX | 79772 | LOVING | CN603206582 | RN110868684 | Saltwater disposal injection well consisting of one 750-barrel gun barrel separator, two 500-barrel water tanks, one triplex injection pump, one 300-horsepower injection pump motor, wellhead, well casing, tubing, meters, valves, and piping. | The following property is used 100% for pollution control and is installed to meet or exceed federal or state regulations: Saltwater disposal injection well consisting of one 750-barrel gun barrel separator, two 500-barrel water tanks, one triplex injection pump, one 300-horsepower injection pump motor, wellhead, well casing, tubing, meters, valves, and piping. | 2020-01-06 | 27734 | 100
22744 | T1 | WPX ENERGY PERMIAN LLC | ZUNI DELAWARE UT 26-10 | Latitude = 31.940134, Longitude = -103.831739 | Loving County | TX | 79772 | LOVING | CN603206582 | RN110868726 | Saltwater disposal injection well consisting of one 750-barrel gun barrel separator, two 500-barrel water tanks, one triplex injection pump, one 300-horsepower injection pump motor, wellhead, well casing, tubing, meters, valves, and piping. | The following property is used 100% for pollution control and is installed to meet or exceed federal or state regulations: Saltwater disposal injection well consisting of one 750-barrel gun barrel separator, two 500-barrel water tanks, one triplex injection pump, one 300-horsepower injection pump motor, wellhead, well casing, tubing, meters, valves, and piping. | 2020-01-06 | 27734 | 100
22745 | T1 | KING FUELS INC | CZ EXPRESS | 4730 HIGHWAY 59 N | SHEPHERD | TX | 77371 | SAN JACINTO | CN601443484 | RN104341128 | Overfill alarms; tank top sumps; automatic tank gauging; automatic line leak detectors; liquid fuel sensors installed between the underground storage tanks and secondary containment to monitor for leaks; secondary containment consisting of a fiberglass Poly Tub around one 20,000 gallon single walled tank; and the incremental difference in cost between the concrete paving covering the underground tanks and pipes and the other paving at the facility calculated using the difference in cost per square foot. | The following property is used 100% for pollution control and is installed to meet or exceed federal or state regulations: Overfill alarms; tank top sumps; automatic tank gauging; automatic line leak detectors; liquid fuel sensors installed between the underground storage tanks and secondary containment to monitor for leaks; secondary containment consisting of a fiberglass Poly Tub around one 20,000 gallon single walled tank; and the incremental difference in cost between the concrete paving covering the underground tanks and pipes and the other paving at the facility calculated using the difference in cost per square foot. | 2019-10-29 | 83025 | 100
22746 | T1 | KING FUELS INC | MIDWAY STOP | 1721 S MECHANIC ST | EL CAMPO | TX | 77437 | WHARTON | CN601443484 | RN102276052 | Overfill alarms; tank top sumps; automatic tank gauging; automatic line leak detectors; liquid fuel sensors installed between the underground storage tanks and secondary containment to monitor for leaks; secondary containment consisting of a fiberglass Poly Tub around each of one 4,000 gallon, two 8,000 gallon, and one 12,000 gallon single walled tanks; and the incremental difference in cost between the concrete paving covering the underground tanks and pipes and the other paving at the facility calculated using the difference in cost per square foot. | The following property is used 100% for pollution control and is installed to meet or exceed federal or state regulations: Overfill alarms; tank top sumps; automatic tank gauging; automatic line leak detectors; liquid fuel sensors installed between the underground storage tanks and secondary containment to monitor for leaks; secondary containment consisting of a fiberglass Poly Tub around each of one 4,000 gallon, two 8,000 gallon, and one 12,000 gallon single walled tanks; and the incremental difference in cost between the concrete paving covering the underground tanks and pipes and the other paving at the facility calculated using the difference in cost per square foot. | 2019-10-31 | 204100 | 100
22747 | T1 | KING FUELS INC | WEIMAR TRAVEL CENTER | 901 S EAGLE ST | WEIMAR | TX | 78962 | COLORADO | CN601443484 | RN105988810 | Overfill alarms; tank top sumps; automatic tank gauging; automatic line leak detectors; liquid fuel sensors installed between the double walls of tanks and pipes to monitor for leaks; the incremental difference in cost between one 25,000 gallon and one 28,000 gallon double-walled tanks and comparable single-walled tanks; the incremental difference in cost between double-walled piping and single-walled piping; and the incremental difference in cost between the concrete paving covering the underground tanks and pipes and the other paving at the facility calculated using the difference in cost per square foot. | The following property is used 100% for pollution control and is installed to meet or exceed federal or state regulations: Overfill alarms; tank top sumps; automatic tank gauging; automatic line leak detectors; liquid fuel sensors installed between the double walls of tanks and pipes to monitor for leaks; the incremental difference in cost between one 25,000 gallon and one 28,000 gallon double-walled tanks and comparable single-walled tanks; the incremental difference in cost between double-walled piping and single-walled piping; and the incremental difference in cost between the concrete paving covering the underground tanks and pipes and the other paving at the facility calculated using the difference in cost per square foot. | 2019-10-31 | 268824 | 100
22748 | T1 | KING FUELS INC | TRUCKEES | 8140 US HIGHWAY 77 | SINTON | TX | 78387 | SAN PATRICIO | CN601443484 | RN101815546 | Overfill alarms; tank top sumps; automatic tank gauging; automatic line leak detectors; liquid fuel sensors installed between the underground storage tanks and secondary containment to monitor for leaks; secondary containment consisting of a fiberglass Poly Tub around each of two 20,000 gallon single walled tanks; and the incremental difference in cost between the concrete paving covering the underground tanks and pipes and the other paving at the facility calculated using the difference in cost per square foot. | The following property is used 100% for pollution control and is installed to meet or exceed federal or state regulations: Overfill alarms; tank top sumps; automatic tank gauging; automatic line leak detectors; liquid fuel sensors installed between the underground storage tanks and secondary containment to monitor for leaks; secondary containment consisting of a fiberglass Poly Tub around each of two 20,000 gallon single walled tanks; and the incremental difference in cost between the concrete paving covering the underground tanks and pipes and the other paving at the facility calculated using the difference in cost per square foot. | 2019-10-31 | 170261 | 100
22749 | T2 | CHEVRON ENVIRONMENTAL MANAGEMENT COMPANY | CHEVRONTEXACO AMARILLO PLANT | 315 S GRAND ST | AMARILLO | TX | 79104 | POTTER | CN600299457 | RN102923414 | Integrated air injection equipment and ancillary equipment including an air sparge compressor, liquid separator, air dryer, dry air receiver tank, two filtered separators, air sparge manifold, control panels, sewage grinder pump, and associated wiring and piping. | The following property is used 100% for pollution control and is installed to meet or exceed federal or state regulations: integrated air injection equipment and ancillary equipment including an air sparge compressor, liquid separator, air dryer, dry air receiver tank, two filtered separators, air sparge manifold, control panels, sewage grinder pump, and associated wiring and piping. | 2020-01-22 | 780000 | 100
22750 | T1 | WPX ENERGY PERMIAN LLC | FRASER TXL B 10 SWD | Latitude = 31.891259, Longitude = -103.824754 | Loving County | TX | 79770 | LOVING | CN603206582 | RN110881679 | Saltwater disposal injection well consisting of two 750-barrel gun barrel separators, eight 500-barrel water tanks, two Quinteplex (PD) injection pumps, two 300-horsepower injection pump motors, one centrifugal charge pump, one 7.5-horsepower charge pump motor, one centrifugal transfer pump, one 200-horsepower transfer pump motor, wellhead, well casings, tubing, meters, valves, and piping. | The following property is used 100% for pollution control and is installed to meet or exceed federal or state regulations: Saltwater disposal injection well consisting of two 750-barrel gun barrel separators, eight 500-barrel water tanks, two Quinteplex (PD) injection pumps, two 300-horsepower injection pump motors, one centrifugal charge pump, one 7.5-horsepower charge pump motor, one centrifugal transfer pump, one 200-horsepower transfer pump motor, wellhead, well casings, tubing, meters, valves, and piping. | 2020-01-06 | 682011.77 | 100
22751 | T1 | WPX ENERGY PERMIAN LLC | FRASER TXL C 6 SWD | Latitude = 31.900689, Longitude = -103.822126 | Loving County | TX | 79770 | LOVING | CN603206582 | RN110881679 | Saltwater disposal injection well consisting of two 750-barrel gun barrel separators, eight 500-barrel water tanks, two Quinteplex (PD) injection pumps, two 300-horsepower injection pump motors, one centrifugal charge pump, one 7.5-horsepower charge pump motor, one centrifugal transfer pump, one 200-horsepower transfer pump motor, wellhead, well casings, tubing, meters, valves, and piping. | The following property is used 100% for pollution control and is installed to meet or exceed federal or state regulations: Saltwater disposal injection well consisting of two 750-barrel gun barrel separators, eight 500-barrel water tanks, two Quinteplex (PD) injection pumps, two 300-horsepower injection pump motors, one centrifugal charge pump, one 7.5-horsepower charge pump motor, one centrifugal transfer pump, one 200-horsepower transfer pump motor, wellhead, well casings, tubing, meters, valves, and piping. | 2020-01-06 | 20600.89 | 100
22752 | T1 | WPX ENERGY PERMIAN LLC | JOHNSON WD JR 14 SWD | Latitude = 31.907922, Longitude = -103.831218 | Loving County | TX | 79754 | LOVING | CN603206582 | RN110881745 | Saltwater disposal injection well consisting of two 750-barrel gun barrel separators, eight 500-barrel water tanks, two Quinteplex (PD) injection pumps, two 300-horsepower injection pump motors, one centrifugal charge pump, one 7.5-horsepower charge pump motor, one centrifugal transfer pump, one 200-horsepower transfer pump motor, wellhead, well casings, tubing, meters, valves, and piping.. | The following property is used 100% for pollution control and is installed to meet or exceed federal or state regulations: Saltwater disposal injection well consisting of two 750-barrel gun barrel separators, eight 500-barrel water tanks, two Quinteplex (PD) injection pumps, two 300-horsepower injection pump motors, one centrifugal charge pump, one 7.5-horsepower charge pump motor, one centrifugal transfer pump, one 200-horsepower transfer pump motor, wellhead, well casings, tubing, meters, valves, and piping. | 2020-01-06 | 682011.77 | 100
22753 | T1 | WPX ENERGY PERMIAN LLC | JOHNSON WD JR 25 SWD | Latitude = 31.907784, Longitude = -103.82646 | Loving County | TX | 79754 | LOVING | CN603206582 | RN110881745 | Saltwater disposal injection well consisting of two 750-barrel gun barrel separators, eight 500-barrel water tanks, two Quinteplex (PD) injection pumps, two 300-horsepower injection pump motors, one centrifugal charge pump, one 7.5-horsepower charge pump motor, one centrifugal transfer pump, one 200-horsepower transfer pump motor, wellhead, well casings, tubing, meters, valves, and piping. | The following property is used 100% for pollution control and is installed to meet or exceed federal or state regulations: Saltwater disposal injection well consisting of two 750-barrel gun barrel separators, eight 500-barrel water tanks, two Quinteplex (PD) injection pumps, two 300-horsepower injection pump motors, one centrifugal charge pump, one 7.5-horsepower charge pump motor, one centrifugal transfer pump, one 200-horsepower transfer pump motor, wellhead, well casings, tubing, meters, valves, and piping. | 2020-01-06 | 677939.11 | 100
22754 | T1 | WPX ENERGY PERMIAN LLC | JOHNSON WD JR 9 SWD | Latitude = 31.900715, Longitude = -103.826777 | Loving County | TX | 79754 | LOVING | CN603206582 | RN110881745 | Saltwater disposal injection well consisting of two 750-barrel gun barrel separators, eight 500-barrel water tanks, two Quinteplex (PD) injection pumps, two 300-horsepower injection pump motors, one centrifugal charge pump, one 7.5-horsepower charge pump motor, one centrifugal transfer pump, one 200-horsepower transfer pump motor, wellhead, well casings, tubing, meters, valves, and piping. | The following property is used 100% for pollution control and is installed to meet or exceed federal or state regulations: Saltwater disposal injection well consisting of two 750-barrel gun barrel separators, eight 500-barrel water tanks, two Quinteplex (PD) injection pumps, two 300-horsepower injection pump motors, one centrifugal charge pump, one 7.5-horsepower charge pump motor, one centrifugal transfer pump, one 200-horsepower transfer pump motor, wellhead, well casings, tubing, meters, valves, and piping. | 2020-01-06 | 677939.11 | 100
22755 | T1 | STATELINE WATER LLC | BUNIN 4 SALT WATER DISPOSAL FACILITY | Latitude = 31.880359, Longitude = -103.868775 | Loving County | TX | 79754 | LOVING | CN605716190 | RN110475969 | Saltwater disposal injection well consisting of two 750-barrel gun barrel separators, eight 500-barrel water tanks, two Quinteplex (PD) injection pumps, two 300-horsepower injection pump motors, one centrifugal charge pump, one 7.5-horsepower charge pump motor, one centrifugal transfer pump, one 200-horsepower transfer pump motor, wellhead, well casings, tubing, meters, valves, and piping. | The following property is used 100% for pollution control and is installed to meet or exceed federal or state regulations: Saltwater disposal injection well consisting of two 750-barrel gun barrel separators, eight 500-barrel water tanks, two Quinteplex (PD) injection pumps, two 300-horsepower injection pump motors, one centrifugal charge pump, one 7.5-horsepower charge pump motor, one centrifugal transfer pump, one 200-horsepower transfer pump motor, wellhead, well casings, tubing, meters, valves, and piping. | 2020-01-06 | 3525500 | 100
22756 | T1 | STATELINE WATER LLC | CBR 32-32 SALT WATER DISPOSAL | Latitude = 31.880359, Longitude = -103.868775 | Loving County | TX | 79754 | LOVING | CN605716190 | RN110794666 | Saltwater disposal injection well consisting of two 750-barrel gun barrel separators, eight 500-barrel water tanks, two Quinteplex (PD) injection pumps, two 300-horsepower injection pump motors, one centrifugal charge pump, one 7.5-horsepower charge pump motor, one centrifugal transfer pump, one 200-horsepower transfer pump motor, wellhead, well casings, tubing, meters, valves, and piping. | The following property is used 100% for pollution control and is installed to meet or exceed federal or state regulations: Saltwater disposal injection well consisting of two 750-barrel gun barrel separators, eight 500-barrel water tanks, two Quinteplex (PD) injection pumps, two 300-horsepower injection pump motors, one centrifugal charge pump, one 7.5-horsepower charge pump motor, one centrifugal transfer pump, one 200-horsepower transfer pump motor, wellhead, well casings, tubing, meters, valves, and piping. | 2020-01-06 | 2465900 | 100
22757 | T1 | HALLIBURTON ENERGY SERVICES INC | MONAHANS SAND TERMINAL | Latitude = 31.6375, Longitude = -102.982222 | Ward County | TX | 79756 | WARD | CN601551203 | RN106160450 | Dust collection system including boot for railcar loadout hatches P1 and P2, dust collector (Schenck Process model MFC 144MCF494-390), dust collectors (Donaldson model CPV-6 and Donaldson model CPV-3, and P19), loading spout filter system (Paragon), and enclosures on the conveyance system. P2 are equipped with a boot that provides full enclosure to reduce PM emitted to the atmosphere during unloading operations. All other conveyance systems are enclosed and vented to dust collection systems which are used to reduce the PM2.5, PM10 and PM emitted from railcar unloading station P19 and from the conveyance systems, sand storage silos, and delivery truck loadout stations for both Process Train Nos. 1 and 2. Process Train No. 1 - PM2.5, PM10 and PM are generated from the P1 and P2 hatches during railcar unloading operations thus, each hatch is controlled via a boot that provides full enclosure during the unloading operations. PM2.5, PM10 and PM are generated from the transfer of sand from the pit conveyors 1 and 2 to the bucket elevator vents through the Donaldson model CPV-6 dust collection baghouse C1. Dust collector C1 does not vent directly to the atmosphere instead, C1 vents to the inlet of the P19 dust collector, which is operated as part of Process Train No.2 as described in the next paragraph. Donaldson model CPV-3 dust collectors were installed to control Tanks TK1 through TK6 and the corresponding conveyance system EPNs S1-2 and S1-3. All PM2.5, PM10 and PM generated from the conveyance and discharge of sand into TK1, TK2 and TK3 is vented through EPN S1-2 similarly, all PM2.5, PM10 and PM generated from the conveyance and discharge of sand into TK4, TK5 and TK6 is vented through EPN S1-3. Process Train No. 2 - PM2.5, PM10 and PM generated from the loadout of sand from the railcar to the P19 pit conveyor is vented to a dust collection system EPN P19. This dust collector will is a Schenckprocess model MFC 144MCF494-390. PM2.5, PM10 and PM generated from the transfer of sand from pit conveyor 19 to the bucket elevator vents through the Donaldson model CPV-3 dust collector C8. PM2.5, PM10 and PM generated from the conveyance and discharge of sand into TK7 and TK8 vents through Donaldson model CPV-3 dust collectors identified as C7 EPN S1-13 and C9 EPN S1-16, respectively. Particulate matter generated from the conveyance of sand from TK7 and TK8 to belt conveyor 3 will vent through the Donaldson model CPV-3 dust collector C6. Dust Collectors C6 and C8 do not vent directly to the atmosphere instead, the outlets of C6 and C8 are routed to the inlet of the P19 dust collector EPN P19. Particulate matter emissions are also generated from the unloading of sand from the sand storage silos to the delivery trucks and emitted through the tank loadout points. Each loading point is controlled via a Paragon loading spout filter system. The Paragon dust collectors are identified as EPNs S1-4 through S1-9. Any material collected in the dust collection system is removed and disposed of in a landfill. The material collected is not sold, traded, accumulated for later use, or used in a manufacturing process and is thus not a marketable product. The material that is collected consists of fine particles that cannot be reused and are not sellable. | The following property is used 100% for pollution control and is installed to meet or exceed federal or state regulations: Dust collection system including boot for railcar loadout hatches P1 and P2, dust collector (Schenck Process model MFC 144MCF494-390), dust collectors (Donaldson model CPV-6 and Donaldson model CPV-3, and P19), loading spout filter system (Paragon), and enclosures on the conveyance system. | 2020-01-22 | 1983566 | 100
22758 | T1 | TEXAS EASTERN TRANSMISSION LP | JOAQUIN COMPRESSOR STATION | 3053 FM 139 | JOAQUIN | TX | 75954 | SHELBY | CN600126221 | RN100217074 | Oxidation catalysts on four compressor engines. | The following property is used 100% for pollution control and is installed to meet or exceed federal or state regulations: Oxidation catalysts on four compressor engines. | 2020-01-08 | 1873996 | 100
22759 | T1 | TEXAS EASTERN TRANSMISSION LP | JOAQUIN COMPRESSOR STATION | 3053 FM 139 | JOAQUIN | TX | 75954 | SHELBY | CN600126221 | RN100217074 | Clean burn technology NOx control upgrades consisting of high energy ignition system modifications, high pressure fuel injection system modifications, engine turbocharger modifications, and combustion pre-chamber additions on four compressors. | The following property is used 100% for pollution control and is installed to meet or exceed federal or state regulations: Clean burn technology NOx control upgrades consisting of high energy ignition system modifications, high pressure fuel injection system modifications, engine turbocharger modifications, and combustion pre-chamber additions on four compressors. | 2020-01-22 | 17161611 | 100
22760 | T1 | RAVEN BUTENE-1 LLC | RAVEN PLANT | 9300 NEEDLEPOINT RD | BAYTOWN | TX | 77521 | HARRIS | CN604933655 | RN110461415 | Honeywell UOP Callidus Multi-Point Ground Flare (FL-951). | The following property is used 100% for pollution control and is installed to meet or exceed federal or state regulations: Honeywell UOP Callidus Multi-Point Ground Flare (FL-951). | 2020-01-08 | 3056943 | 100
22761 | T1 | NET MEXICO PIPELINE PARTNERS LLC | NET MEXICO PIPELINE SEGMENT IN STARR COUNTY | 42.49 MILES OF 16-48 INCH PIPE IN STARR COUNTY | Starr County | TX | 78536 | STARR | CN604936435 | RN110908928 | Sedimentation and erosion controls including slope breakers, silt fences, sedimentation barriers, staked hay or straw bales, matting and diking. | The following property is used 100% for pollution control and is installed to meet or exceed federal or state regulations: Sedimentation and erosion controls including slope breakers, silt fences, sedimentation barriers, staked hay or straw bales, matting and diking. | 2020-01-09 | 7764761 | 100
22762 | T1 | NET MEXICO PIPELINE PARTNERS LLC | NET MEXICO PIPELINE SEGMENT IN BROOKS COUNTY | 34.03 MILES OF 16-48 INCH PIPE IN BROOKS COUNTY | Brooks County | TX | 78353 | BROOKS | CN604936435 | RN110908936 | Sedimentation and erosion controls including slope breakers, silt fences, sedimentation barriers, staked hay or straw bales, matting and diking. | The following property is used 100% for pollution control and is installed to meet or exceed federal or state regulations: Sedimentation and erosion controls including slope breakers, silt fences, sedimentation barriers, staked hay or straw bales, matting and diking. | 2020-01-09 | 6218425 | 100
22763 | T1 | NET MEXICO PIPELINE PARTNERS LLC | NET MEXICO PIPELINE SEGMENT IN KLEBERG COUNTY | 13.53 MILES OF 16-48 INCH PIPE IN KLEBERG COUNTY | Kleberg County | TX | 78363 | KLEBERG | CN604936435 | RN110908944 | Sedimentation and erosion controls including slope breakers, silt fences, sedimentation barriers, staked hay or straw bales, matting and diking. | The following property is used 100% for pollution control and is installed to meet or exceed federal or state regulations: Sedimentation and erosion controls including slope breakers, silt fences, sedimentation barriers, staked hay or straw bales, matting and diking. | 2020-01-09 | 2472018 | 100
22764 | T1 | NET MEXICO PIPELINE PARTNERS LLC | NET MEXICO PIPELINE SEGMENT IN JIM HOGG COUNTY | 4.30 MILES OF 16-48 INCH PIPE IN JIM HOGG COUNTY | Jim Hogg County | TX | 78360 | JIM HOGG | CN604936435 | RN110908951 | Sedimentation and erosion controls including slope breakers, silt fences, sedimentation barriers, staked hay or straw bales, matting and diking. | The following property is used 100% for pollution control and is installed to meet or exceed federal or state regulations: Sedimentation and erosion controls including slope breakers, silt fences, sedimentation barriers, staked hay or straw bales, matting and diking. | 2020-01-09 | 785687 | 100
22765 | T1 | NET MEXICO PIPELINE PARTNERS LLC | NET MEXICO PIPELINE SEGMENT IN JIM WELLS COUNTY | 19.58 MILES OF 16-48 INCH PIPE IN JIM WELLS COUNTY | Jim Wells County | TX | 78332 | JIM WELLS | CN604936435 | RN110908969 | Sedimentation and erosion controls including slope breakers, silt fences, sedimentation barriers, staked hay or straw bales, matting and diking. | The following property is used 100% for pollution control and is installed to meet or exceed federal or state regulations: Sedimentation and erosion controls including slope breakers, silt fences, sedimentation barriers, staked hay or straw bales, matting and diking. | 2020-01-09 | 3577902 | 100
22766 | T1 | NET MEXICO PIPELINE PARTNERS LLC | NET MEXICO PIPELINE SEGMENT IN NUECES COUNTY | 25.23 MILES OF 16-48 INCH PIPE IN NUECES COUNTY | Nueces County | TX | 78347 | NUECES | CN604936435 | RN110908977 | Sedimentation and erosion controls including slope breakers, silt fences, sedimentation barriers, staked hay or straw bales, matting and diking. | The following property is used 100% for pollution control and is installed to meet or exceed federal or state regulations: Sedimentation and erosion controls including slope breakers, silt fences, sedimentation barriers, staked hay or straw bales, matting and diking. | 2020-01-09 | 3376134 | 100
22767 | T1 | EAGLE FORD PIPELINE LLC | EAGLE FORD PIPELINE SEGMENT IN MCMULLEN COUNTY | 37.14 MILES OF 16-30 INCH PIPE IN MCMULLEN COUNTY | Mcmullen County | TX | 78007 | MCMULLEN | CN604094508 | RN110908985 | Sedimentation and erosion controls including slope breakers, silt fences, sedimentation barriers, staked hay or straw bales, matting and diking. | The following property is used 100% for pollution control and is installed to meet or exceed federal or state regulations: Sedimentation and erosion controls including slope breakers, silt fences, sedimentation barriers, staked hay or straw bales, matting and diking. | 2020-01-09 | 1395859 | 100
22768 | T1 | EAGLE FORD PIPELINE LLC | EAGLE FORD PIPELINE SEGMENT IN NUECES COUNTY | 7.85 MILES OF 16-30 INCH PIPE IN NUECES COUNTY | Nueces County | TX | 78347 | NUECES | CN604094508 | RN110908993 | Sedimentation and erosion controls including slope breakers, silt fences, sedimentation barriers, staked hay or straw bales, matting and diking. | The following property is used 100% for pollution control and is installed to meet or exceed federal or state regulations: Sedimentation and erosion controls including slope breakers, silt fences, sedimentation barriers, staked hay or straw bales, matting and diking. | 2020-01-09 | 534754 | 100
22769 | T1 | EAGLE FORD PIPELINE LLC | EAGLE FORD PIPELINE SEGMENT IN JIM WELLS COUNTY | 32.79 MILES OF 16-30 INCH PIPE IN JIM WELLS COUNTY | Jim Wells County | TX | 78332 | JIM WELLS | CN604094508 | RN110909009 | Sedimentation and erosion controls including slope breakers, silt fences, sedimentation barriers, staked hay or straw bales, matting and diking. | The following property is used 100% for pollution control and is installed to meet or exceed federal or state regulations: Sedimentation and erosion controls including slope breakers, silt fences, sedimentation barriers, staked hay or straw bales, matting and diking | 2020-01-09 | 2223603 | 100
22770 | T1 | EAGLE FORD PIPELINE LLC | EAGLE FORD PIPELINE SEGMENT IN DUVAL COUNTY | 35.45 MILES OF 16-30 INCH PIPE IN DUVAL COUNTY | Duval County | TX | 78349 | DUVAL | CN604094508 | RN110909017 | Sedimentation and erosion controls including slope breakers, silt fences, sedimentation barriers, staked hay or straw bales, matting and diking. | The following property is used 100% for pollution control and is installed to meet or exceed federal or state regulations: Sedimentation and erosion controls including slope breakers, silt fences, sedimentation barriers, staked hay or straw bales, matting and diking. | 2020-01-09 | 2142442 | 100
22771 | T1 | EAGLE FORD PIPELINE LLC | EAGLE FORD PIPELINE SEGMENT IN LA SALLE COUNTY | 66.20 MILES OF 16-30 INCH PIPE IN LA SALLE COUNTY | La Salle County | TX | 78014 | LA SALLE | CN604094508 | RN110909025 | Sedimentation and erosion controls including slope breakers, silt fences, sedimentation barriers, staked hay or straw bales, matting and diking. | The following property is used 100% for pollution control and is installed to meet or exceed federal or state regulations: Sedimentation and erosion controls including slope breakers, silt fences, sedimentation barriers, staked hay or straw bales, matting and diking. | 2020-01-09 | 3352751 | 100
22772 | T1 | LASALLE PIPELINE LP | LASALLE PIPELINE SEGMENT IN MCMULLEN COUNTY | 23.52 MILES OF 16-INCH PIPE IN MCMULLEN COUNTY | Mcmullen County | TX | 78072 | MCMULLEN | CN605618032 | RN110909033 | Sedimentation and erosion controls including slope breakers, silt fences, sedimentation barriers, staked hay or straw bales, matting and diking. | The following property is used 100% for pollution control and is installed to meet or exceed federal or state regulations: Sedimentation and erosion controls including slope breakers, silt fences, sedimentation barriers, staked hay or straw bales, matting and diking. | 2020-01-09 | 1310487 | 100
22773 | T1 | LASALLE PIPELINE LP | LASALLE PIPELINE SEGMENT IN LASALLE COUNTY | 2.53 MILES OF 16-INCH PIPE IN LASALLE COUNTY | La Salle County | TX | 76624 | LA SALLE | CN605618032 | RN110909041 | Sedimentation and erosion controls including slope breakers, silt fences, sedimentation barriers, staked hay or straw bales, matting and diking. | The following property is used 100% for pollution control and is installed to meet or exceed federal or state regulations: Sedimentation and erosion controls including slope breakers, silt fences, sedimentation barriers, staked hay or straw bales, matting and diking. | 2020-01-09 | 133230 | 100
22774 | T1 | LASALLE PIPELINE LP | LASALLE PIPELINE SEGMENT IN FRIO COUNTY | 26.1 MILES OF 16-INCH PIPELINE IN FRIO COUNTY | Frio County | TX | 78879 | FRIO | CN605618032 | RN110909058 | Sedimentation and erosion controls including slope breakers, silt fences, sedimentation barriers, staked hay or straw bales, matting and diking. | The following property is used 100% for pollution control and is installed to meet or exceed federal or state regulations: Sedimentation and erosion controls including slope breakers, silt fences, sedimentation barriers, staked hay or straw bales, matting and diking. | 2020-01-09 | 1454240 | 100
22775 | T1 | EAGLE FORD PIPELINE LLC | EAGLE FORD PIPELINE SEGMENT IN LA SALLE COUNTY | 66.20 MILES OF 16-30 INCH PIPE IN LA SALLE COUNTY | La Salle County | TX | 78014 | LA SALLE | CN604094508 | RN110909025 | Intelligent pipeline inspection gauge (PIG) receiver and launchers located at 28°24'45.1"N 99°15'28.3"W; 28°10'52.6"N 99°11'53.7"W; and 28°08'19.6"N 98°49'43.0"W. | The following property is used 100% for pollution control and is installed to meet or exceed federal or state regulations: Intelligent pipeline inspection gauge (PIG) receiver and launchers located at 28°24'45.1"N 99°15'28.3"W; 28°10'52.6"N 99°11'53.7"W; and 28°08'19.6"N 98°49'43.0"W. | 2020-01-17 | 1094294 | 100
22776 | T1 | LASALLE PIPELINE LP | LASALLE PIPELINE SEGMENT IN FRIO COUNTY | 26.1 MILES OF 16-INCH PIPELINE IN FRIO COUNTY | Frio County | TX | 78879 | FRIO | CN605618032 | RN110909058 | Intelligent pipeline inspection gauge (PIG) receiver located at 28°55’46.5” N 99°05’23.9” W. | The following property is used 100% for pollution control and is installed to meet or exceed federal or state regulations: Intelligent pipeline inspection gauge (PIG) receiver located at 28°55’46.5” N 99°05’23.9” W. | 2020-01-10 | 206335 | 100
22777 | T1 | EAGLE FORD PIPELINE LLC | EAGLE FORD PIPELINE SEGMENT IN MCMULLEN COUNTY | 37.14 MILES OF 16-30 INCH PIPE IN MCMULLEN COUNTY | Mcmullen County | TX | 78007 | MCMULLEN | CN604094508 | RN110908985 | Intelligent pipeline inspection gauge (PIG) receiver located at 28°24’30.1” N 98°31’37.0” W. | The following property is used 100% for pollution control and is installed to meet or exceed federal or state regulations: Intelligent pipeline inspection gauge (PIG) receiver located at 28°24’30.1” N 98°31’37.0” W. | 2020-01-10 | 215775 | 100
22778 | T1 | EAGLE FORD PIPELINE LLC | EAGLE FORD PIPELINE SEGMENT IN NUECES COUNTY | 7.85 MILES OF 16-30 INCH PIPE IN NUECES COUNTY | Nueces County | TX | 78347 | NUECES | CN604094508 | RN110908993 | Intelligent pipeline inspection gauge (PIG) receiver located at 27°44’52.5” N 97°49’15.9” W. | The following property is used 100% for pollution control and is installed to meet or exceed federal or state regulations: Intelligent pipeline inspection gauge (PIG) receiver locatedat 27°44’52.5” N 97°49’15.9” W. | 2020-01-10 | 333138 | 100
22779 | T1 | NET MEXICO PIPELINE PARTNERS LLC | NET MEXICO PIPELINE SEGMENT IN NUECES COUNTY | 25.23 MILES OF 16-48 INCH PIPE IN NUECES COUNTY | Nueces County | TX | 78347 | NUECES | CN604936435 | RN110908977 | Intelligent pipeline inspection gauge (PIG) launcher located at 27°44’53.1” N 97°49’18.8” W. | The following property is used 100% for pollution control and is installed to meet or exceed federal or state regulations: Intelligent pipeline inspection gauge (PIG) launcher located at 27°44’53.1” N 97°49’18.8” W. | 2020-01-10 | 520487 | 100
22780 | T1 | NET MEXICO PIPELINE PARTNERS LLC | NET MEXICO PIPELINE SEGMENT IN STARR COUNTY | 42.49 MILES OF 16-48 INCH PIPE IN STARR COUNTY | Starr County | TX | 78536 | STARR | CN604936435 | RN110908928 | Two automatic shut-off valves at 26°35’58.0” N 98°35’15.4” W, and 26°27’27.7” N 98°41’35.7” W | The following property is used 100% for pollution control and is installed to meet or exceed federal or state regulations: Two automatic shut-off valves atat 26°35’58.0” N 98°35’15.4” W, and 26°27’27.7” N 98°41’35.7” W | 2020-01-10 | 2208928 | 100
22781 | T1 | NET MEXICO PIPELINE PARTNERS LLC | NET MEXICO PIPELINE SEGMENT IN BROOKS COUNTY | 34.03 MILES OF 16-48 INCH PIPE IN BROOKS COUNTY | Brooks County | TX | 78353 | BROOKS | CN604936435 | RN110908936 | Automatic shut-off valve at 27°03’30.7” N 98°16’04.0” W. | The following property is used 100% for pollution control and is installed to meet or exceed federal or state regulations: Automatic shut-off valve at 27°03’30.7” N 98°16’04.0” W. | 2020-01-14 | 1239295 | 100
22782 | T1 | NET MEXICO PIPELINE PARTNERS LLC | NET MEXICO PIPELINE SEGMENT IN KLEBERG COUNTY | 13.53 MILES OF 16-48 INCH PIPE IN KLEBERG COUNTY | Kleberg County | TX | 78363 | KLEBERG | CN604936435 | RN110908944 | Automatic shut-off valve at 27°32’23.3” N 98°00’19.2” W. | The following property is used 100% for pollution control and is installed to meet or exceed federal or state regulations: Automatic shut-off valve at 27°32’23.3” N 98°00’19.2” W. | 2020-01-14 | 1239295 | 100
22783 | T1 | NET MEXICO PIPELINE PARTNERS LLC | NET MEXICO PIPELINE SEGMENT IN JIM WELLS COUNTY | 19.58 MILES OF 16-48 INCH PIPE IN JIM WELLS COUNTY | Jim Wells County | TX | 78332 | JIM WELLS | CN604936435 | RN110908969 | Automatic shut-off valve at 27°18’32.2” N 98°09’44.1” W. | The following property is used 100% for pollution control and is installed to meet or exceed federal or state regulations: Automatic shut-off valve at 27°18’32.2” N 98°09’44.1” W. | 2020-01-15 | 1239295 | 100
22784 | T1 | NET MEXICO PIPELINE PARTNERS LLC | NET MEXICO PIPELINE SEGMENT IN JIM HOGG COUNTY | 4.30 MILES OF 16-48 INCH PIPE IN JIM HOGG COUNTY | Jim Hogg County | TX | 78360 | JIM HOGG | CN604936435 | RN110908951 | Automatic shut-off valve at 26°49’47.0” N 98°25’25.2” W. | The following property is used 100% for pollution control and is installed to meet or exceed federal or state regulations: Automatic shut-off valve at 26°49’47.0” N 98°25’25.2” W. | 2020-01-08 | 1104464 | 100
22785 | T1 | EAGLE FORD PIPELINE LLC | EAGLE FORD PIPELINE SEGMENT IN LA SALLE COUNTY | 66.20 MILES OF 16-30 INCH PIPE IN LA SALLE COUNTY | La Salle County | TX | 78014 | LA SALLE | CN604094508 | RN110909025 | Automatic shut-off valve at 28°17’28.5” N 98°37’07.0” W. | Withdrawn by applicant | 2020-01-15 | 300712 | 100
22786 | T1 | EAGLE FORD PIPELINE LLC | EAGLE FORD PIPELINE SEGMENT IN JIM WELLS COUNTY | 32.79 MILES OF 16-30 INCH PIPE IN JIM WELLS COUNTY | Jim Wells County | TX | 78332 | JIM WELLS | CN604094508 | RN110909009 | Automatic shut-off valve at 27°47’39.4” N 98°01’01.8” W. | The following property is used 100% for pollution control and is installed to meet or exceed federal or state regulations: Automatic shut-off valve at 27°47’39.4” N 98°01’01.8” W. | 2020-01-23 | 464275 | 100
22787 | T1 | EAGLE FORD PIPELINE LLC | EAGLE FORD PIPELINE SEGMENT IN DUVAL COUNTY | 35.45 MILES OF 16-30 INCH PIPE IN DUVAL COUNTY | Duval County | TX | 78349 | DUVAL | CN604094508 | RN110909017 | Two automatic shut-off valves at 28°00’10.8” N 98°34’01.4” W, and 27°53’16.9” N 98°16’49.0” W. | The following property is used 100% for pollution control and is installed to meet or exceed federal or state regulations: Two automatic shut-off valves at 28°00’10.8” N 98°34’01.4” W, and 27°53’16.9” N 98°16’49.0” W. | 2020-01-15 | 827527 | 100
22788 | T1 | EAGLE FORD PIPELINE LLC | EAGLE FORD PIPELINE SEGMENT IN LA SALLE COUNTY | 66.20 MILES OF 16-30 INCH PIPE IN LA SALLE COUNTY | La Salle County | TX | 78014 | LA SALLE | CN604094508 | RN110909025 | Three automatic shut-off valves at 28°06’26.6” N 98°55’38.9” W, 28°08’19.6” N 98°49’43.0” W, and 28°18’23.1” N 99°04’49.0” W. | The following property is used 100% for pollution control and is installed to meet or exceed federal or state regulations: Three automatic shut-off valves at 28°06’26.6” N 98°55’38.9” W, 28°08’19.6” N 98°49’43.0” W, and 28°18’23.1” N 99°04’49.0” W. | 2020-01-15 | 1111288 | 100
22789 | T1 | LASALLE PIPELINE LP | LASALLE PIPELINE SEGMENT IN FRIO COUNTY | 26.1 MILES OF 16-INCH PIPELINE IN FRIO COUNTY | Frio County | TX | 78879 | FRIO | CN605618032 | RN110909058 | Automatic shut-off valve at 28°45’28.6” N 98°57’59.9” W. | The following property is used 100% for pollution control and is installed to meet or exceed federal or state regulations: Automatic shut-off valve at 28°45’28.6” N 98°57’59.9” W. | 2020-01-15 | 287557 | 100
22790 | T1 | LASALLE PIPELINE LP | LASALLE PIPELINE SEGMENT IN MCMULLEN COUNTY | 23.52 MILES OF 16-INCH PIPE IN MCMULLEN COUNTY | Mcmullen County | TX | 78072 | MCMULLEN | CN605618032 | RN110909033 | Automatic shut-off valve at 28°34’08.9” N 98°45’08.9” W. | The following property is used 100% for pollution control and is installed to meet or exceed federal or state regulations: Automatic shut-off valve at 28°34’08.9” N 98°45’08.9” W. | 2020-01-15 | 287557 | 100
22791 | T2 | NET MEXICO PIPELINE PARTNERS LLC | DELMITA COMPRESSOR STATION | Latitude = 26.659218, Longitude = -98.479487 | Starr County | TX | 78588 | STARR | CN604936435 | RN108786666 | Lean burn portion of the reciprocating engines consisting of a specially designed fuel injection system that injects the fuel near the intake valves or in the power head, an open-chambered or pre-combustion chamber ignition system, and a mechanically-driven blower or turbochargers on two Caterpillar G3608 LE TA engines (ENG 1 and ENG 2). | The following property is used 100% for pollution control and is installed to meet or exceed federal or state regulations: Lean burn portion of the reciprocating engines consisting of a specially designed fuel injection system that injects the fuel near the intake valves or in the power head, an open-chambered or pre-combustion chamber ignition system, and a mechanically-driven blower or turbochargers on two Caterpillar G3608 LE TA engines (ENG 1 and ENG 2). | 2020-01-23 | 775573 | 100
22792 | T2 | EAGLE FORD MIDSTREAM LP | EFM BACKHAUL COMPRESSOR STATION | Latitude = 27.747868, Longitude = -97.818282 | Nueces County | TX | 78380 | NUECES | CN604495853 | RN109755215 | Lean burn portion of the reciprocating engines consisting of a specially designed fuel injection system that injects the fuel near the intake valves or in the power head, an open-chambered or pre-combustion chamber ignition system, and a mechanically-driven blower or turbochargers on two Caterpillar G3612 LE TA engines (ENG 1 and ENG 2). | The following property is used 100% for pollution control and is installed to meet or exceed federal or state regulations: Lean burn portion of the reciprocating engines consisting of a specially designed fuel injection system that injects the fuel near the intake valves or in the power head, an open-chambered or pre-combustion chamber ignition system, and a mechanically-driven blower or turbochargers on two Caterpillar G3612 LE TA engines (ENG 1 and ENG 2). | 2020-01-24 | 585681 | 100
22793 | T1 | NET MEXICO PIPELINE PARTNERS LLC | NET MEXICO PIPELINE SEGMENT IN STARR COUNTY | 42.49 MILES OF 16-48 INCH PIPE IN STARR COUNTY | Starr County | TX | 78536 | STARR | CN604936435 | RN110908928 | Intelligent pipeline inspection gauge (PIG) receiver located at 26°19’43.0” N 98°43’33.6” W. | The following property is used 100% for pollution control and is installed to meet or exceed federal or state regulations: Intelligent pipeline inspection gauge (PIG) receiver located at 26°19’43.0” N 98°43’33.6” W. | 2020-01-15 | 463860 | 100
22794 | T2 | NET MEXICO PIPELINE PARTNERS LLC | NET MEXICO PIPELINE SEGMENT IN BROOKS COUNTY | 34.03 MILES OF 16-48 INCH PIPE IN BROOKS COUNTY | Brooks County | TX | 78353 | BROOKS | CN604936435 | RN110908936 | Nondestructive pipeline testing expenditures – Radiography. | The following property is used 100% for pollution control and is installed to meet or exceed federal or state regulations: Nondestructive pipeline testing expenditures – Radiography. | 2020-01-15 | 2413466 | 100
22795 | T2 | NET MEXICO PIPELINE PARTNERS LLC | NET MEXICO PIPELINE SEGMENT IN STARR COUNTY | 42.49 MILES OF 16-48 INCH PIPE IN STARRCOUNTY | Starr County | TX | 78536 | STARR | CN604936435 | RN110908928 | Nondestructive pipeline testing expenditures – Radiography. | The following property is used 100% for pollution control and is installed to meet or exceed federal or state regulations: Nondestructive pipeline testing expenditures – Radiography. | 2020-01-15 | 2628779 | 100
22796 | T2 | NET MEXICO PIPELINE PARTNERS LLC | NET MEXICO PIPELINE SEGMENT IN KLEBERG COUNTY | 13.53 MILES OF 16-48 INCH PIPE IN KLEBERG COUNTY | Kleberg County | TX | 78363 | KLEBERG | CN604936435 | RN110908944 | Nondestructive pipeline testing expenditures – Radiography. | The following property is used 100% for pollution control and is installed to meet or exceed federal or state regulations: Nondestructive pipeline testing expenditures – Radiography. | 2020-01-22 | 959428 | 100
22797 | T2 | NET MEXICO PIPELINE PARTNERS LLC | NET MEXICO PIPELINE SEGMENT IN JIM HOGG COUNTY | 4.30 MILES OF 16-48 INCH PIPE IN JIM HOGG COUNTY | Jim Hogg County | TX | 78360 | JIM HOGG | CN604936435 | RN110908951 | Nondestructive pipeline testing expenditures â€“ Radiography. | The following property is used 100% for pollution control and is installed to meet or exceed federal or state regulations: Nondestructive pipeline testing expenditures – Radiography. | 2020-07-17 | 271761 | 100
22798 | T2 | NET MEXICO PIPELINE PARTNERS LLC | NET MEXICO PIPELINE SEGMENT IN JIM WELLS COUNTY | 19.58 MILES OF 16-48 INCH PIPE IN JIM WELLS COUNTY | Jim Wells County | TX | 78332 | JIM WELLS | CN604936435 | RN110908969 | Nondestructive pipeline testing expenditures â€“ Radiography. | The following property is used 100% for pollution control and is installed to meet or exceed federal or state regulations: Nondestructive pipeline testing expenditures – Radiography. | 2020-01-17 | 1356657 | 100
22799 | T2 | NET MEXICO PIPELINE PARTNERS LLC | NET MEXICO PIPELINE SEGMENT IN NUECES COUNTY | 25.23 MILES OF 16-48 INCH PIPE IN NUECES COUNTY | Nueces County | TX | 78347 | NUECES | CN604936435 | RN110908977 | Nondestructive pipeline testing expenditures â€“ Radiography. | The following property is used 100% for pollution control and is installed to meet or exceed federal or state regulations: Nondestructive pipeline testing expenditures – Radiography. | 2020-01-17 | 1173923 | 100
22800 | T2 | EAGLE FORD PIPELINE LLC | EAGLE FORD PIPELINE SEGMENT IN MCMULLEN COUNTY | 37.14 MILES OF 16-30 INCH PIPE IN MCMULLEN COUNTY | Mcmullen County | TX | 78007 | MCMULLEN | CN604094508 | RN110908985 | Nondestructive pipeline testing expenditures â€“ Radiography. | The following property is used 100% for pollution control and is installed to meet or exceed federal or state regulations: Nondestructive pipeline testing expenditures – Radiography. | 2020-01-17 | 142118 | 100
22801 | T2 | EAGLE FORD PIPELINE LLC | EAGLE FORD PIPELINE SEGMENT IN NUECES COUNTY | 7.85 MILES OF 16-30 INCH PIPE IN NUECES COUNTY | Nueces County | TX | 78347 | NUECES | CN604094508 | RN110908993 | Nondestructive pipeline testing expenditures â€“ Radiography. | The following property is used 100% for pollution control and is installed to meet or exceed federal or state regulations: Nondestructive pipeline testing expenditures – Radiography. | 2020-01-17 | 40158 | 100
22802 | T2 | EAGLE FORD PIPELINE LLC | EAGLE FORD PIPELINE SEGMENT IN JIM WELLS COUNTY | 32.79 MILES OF 16-30 INCH PIPE IN JIM WELLS COUNTY | Jim Wells County | TX | 78332 | JIM WELLS | CN604094508 | RN110909009 | Nondestructive pipeline testing expenditures â€“ Radiography. | The following property is used 100% for pollution control and is installed to meet or exceed federal or state regulations: Nondestructive pipeline testing expenditures – Radiography. | 2020-01-17 | 166985 | 100
22803 | T2 | EAGLE FORD PIPELINE LLC | EAGLE FORD PIPELINE SEGMENT IN DUVAL COUNTY | 35.45 MILES OF 16-30 INCH PIPE IN DUVAL COUNTY | Duval County | TX | 78349 | DUVAL | CN604094508 | RN110909017 | Nondestructive pipeline testing expenditures â€“ Radiography. | The following property is used 100% for pollution control and is installed to meet or exceed federal or state regulations: Nondestructive pipeline testing expenditures – Radiography. | 2020-01-17 | 160890 | 100
22804 | T2 | EAGLE FORD PIPELINE LLC | EAGLE FORD PIPELINE SEGMENT IN LA SALLE COUNTY | 66.20 MILES OF 16-30 INCH PIPE IN LA SALLE COUNTY | La Salle County | TX | 78014 | LA SALLE | CN604094508 | RN110909025 | Nondestructive pipeline testing expenditures â€“ Radiography. | The following property is used 100% for pollution control and is installed to meet or exceed federal or state regulations: Nondestructive pipeline testing expenditures – Radiography. | 2020-01-17 | 291008 | 100
22805 | T2 | LASALLE PIPELINE LP | LA SALLE PIPELINE SEGMENT IN FRIO COUNTY | 26.10 MILES OF 16-INCH PIPE IN FRIO COUNTY | Frio County | TX | 78879 | FRIO | CN605618032 | RN110909058 | Nondestructive pipeline testing expenditures â€“ Radiography. | The following property is used 100% for pollution control and is installed to meet or exceed federal or state regulations: Nondestructive pipeline testing expenditures – Radiography. | 2020-01-17 | 120824 | 100
22806 | T2 | LASALLE PIPELINE LP | LA SALLE PIPELINE SEGMENT IN LA SALLE COUNTY | 2.53 MILES OF 16-INCH PIPE IN LA SALLE COUNTY | La Salle County | TX | 76624 | LA SALLE | CN605618032 | RN110909041 | Nondestructive pipeline testing expenditures â€“ Radiography. | The following property is used 100% for pollution control and is installed to meet or exceed federal or state regulations: Nondestructive pipeline testing expenditures – Radiography. | 2020-01-17 | 11069 | 100
22807 | T2 | LASALLE PIPELINE LP | LA SALLE PIPELINE SEGMENT IN MCMULLEN COUNTY | 23.52 MILES OF 16-INCH PIPE IN MCMULLEN COUNTY | Mcmullen County | TX | 78072 | MCMULLEN | CN605618032 | RN110909033 | Nondestructive pipeline testing expenditures â€“ Radiography. | The following property is used 100% for pollution control and is installed to meet or exceed federal or state regulations: Nondestructive pipeline testing expenditures – Radiography. | 2020-01-17 | 108880 | 100
22808 | T1 | LASALLE PIPELINE LP | LA SALLE PIPELINE SEGMENT IN FRIO COUNTY | 26.10 MILES OF 16-INCH PIPE IN FRIO COUNTY | Frio County | TX | 78879 | FRIO | CN605618032 | RN110909058 | Cathodic protection; fusion-bonded epoxy (FBE) on the pipe surface; adhesive for top coat; and top coat consisting of polyethylene or polypropylene. | The following property is used 100% for pollution control and is installed to meet or exceed federal or state regulations: Cathodic protection; fusion-bonded epoxy (FBE) on the pipe surface; adhesive for top coat; and top coat consisting of polyethylene or polypropylene. | 2020-01-16 | 251581 | 100
22809 | T1 | LASALLE PIPELINE LP | LA SALLE PIPELINE SEGMENT IN LA SALLE COUNTY | 2.53 MILES OF 16-INCH PIPE IN LA SALLE COUNTY | La Salle County | TX | 76624 | LA SALLE | CN605618032 | RN110909041 | Cathodic protection; fusion-bonded epoxy (FBE) on the pipe surface; adhesive for top coat; and top coat consisting of polyethylene or polypropylene. | The following property is used 100% for pollution control and is installed to meet or exceed federal or state regulations: Cathodic protection; fusion-bonded epoxy (FBE) on the pipe surface; adhesive for top coat; and top coat consisting of polyethylene or polypropylene. | 2020-01-16 | 23049 | 100
22810 | T1 | LASALLE PIPELINE LP | LA SALLE PIPELINE SEGMENT IN MCMULLEN COUNTY | 23.52 MILES OF 16-INCH PIPE IN MCMULLEN COUNTY | Mcmullen County | TX | 78072 | MCMULLEN | CN605618032 | RN110909033 | Cathodic protection; fusion-bonded epoxy (FBE) on the pipe surface; adhesive for top coat; and top coat consisting of polyethylene or polypropylene. | The following property is used 100% for pollution control and is installed to meet or exceed federal or state regulations: Cathodic protection; fusion-bonded epoxy (FBE) on the pipe surface; adhesive for top coat; and top coat consisting of polyethylene or polypropylene. | 2020-01-16 | 226712 | 100
22811 | T1 | EAGLE FORD PIPELINE LLC | EAGLE FORD PIPELINE SEGMENT IN MCMULLEN COUNTY | 37.14 MILES OF 16-30 INCH PIPE IN MCMULLEN COUNTY | Mcmullen County | TX | 78007 | MCMULLEN | CN604094508 | RN110908985 | Cathodic protection; fusion-bonded epoxy (FBE) on the pipe surface; adhesive for top coat; and top coat consisting of polyethylene or polypropylene. | The following property is used 100% for pollution control and is installed to meet or exceed federal or state regulations: Cathodic protection; fusion-bonded epoxy (FBE) on the pipe surface; adhesive for top coat; and top coat consisting of polyethylene or polypropylene. | 2020-01-16 | 1525168 | 100
22812 | T1 | EAGLE FORD PIPELINE LLC | EAGLE FORD PIPELINE SEGMENT IN NUECES COUNTY | 7.85 MILES OF 16-30 INCH PIPE IN NUECES COUNTY | Nueces County | TX | 78347 | NUECES | CN604094508 | RN110908993 | Cathodic protection; fusion-bonded epoxy (FBE) on the pipe surface; adhesive for top coat; and top coat consisting of polyethylene or polypropylene. | The following property is used 100% for pollution control and is installed to meet or exceed federal or state regulations: Cathodic protection; fusion-bonded epoxy (FBE) on the pipe surface; adhesive for top coat; and top coat consisting of polyethylene or polypropylene. | 2020-01-16 | 430966 | 100
22813 | T1 | EAGLE FORD PIPELINE LLC | EAGLE FORD PIPELINE SEGMENT IN JIM WELLS COUNTY | 32.79 MILES OF 16-30 INCH PIPE IN JIM WELLS COUNTY | Jim Wells County | TX | 78332 | JIM WELLS | CN604094508 | RN110909009 | Cathodic protection; fusion-bonded epoxy (FBE) on the pipe surface; adhesive for top coat; and top coat consisting of polyethylene or polypropylene. | The following property is used 100% for pollution control and is installed to meet or exceed federal or state regulations: Cathodic protection; fusion-bonded epoxy (FBE) on the pipe surface; adhesive for top coat; and top coat consisting of polyethylene or polypropylene. | 2020-01-16 | 1792034 | 100
22814 | T1 | EAGLE FORD PIPELINE LLC | EAGLE FORD PIPELINE SEGMENT IN DUVAL COUNTY | 35.45 MILES OF 16-30 INCH PIPE IN DUVAL COUNTY | Duval County | TX | 78349 | DUVAL | CN604094508 | RN110909017 | Cathodic protection; fusion-bonded epoxy (FBE) on the pipe surface; adhesive for top coat; and top coat consisting of polyethylene or polypropylene. | The following property is used 100% for pollution control and is installed to meet or exceed federal or state regulations: Cathodic protection; fusion-bonded epoxy (FBE) on the pipe surface; adhesive for top coat; and top coat consisting of polyethylene or polypropylene. | 2020-01-16 | 1726625 | 100
22815 | T1 | EAGLE FORD PIPELINE LLC | EAGLE FORD PIPELINE SEGMENT IN LA SALLE COUNTY | 66.20 MILES OF 16-30 INCH PIPE IN LA SALLE COUNTY | La Salle County | TX | 78014 | LA SALLE | CN604094508 | RN110909025 | Cathodic protection; fusion-bonded epoxy (FBE) on the pipe surface; adhesive for top coat; and top coat consisting of polyethylene or polypropylene. | The following property is used 100% for pollution control and is installed to meet or exceed federal or state regulations: Cathodic protection; fusion-bonded epoxy (FBE) on the pipe surface; adhesive for top coat; and top coat consisting of polyethylene or polypropylene. | 2020-01-16 | 3123024 | 100
22816 | T1 | NET MEXICO PIPELINE PARTNERS LLC | NET MEXICO PIPELINE SEGMENT IN STARR COUNTY | 42.49 MILES OF 16-48 INCH PIPE IN STARR COUNTY | Starr County | TX | 78536 | STARR | CN604936435 | RN110908928 | Cathodic protection; fusion-bonded epoxy (FBE) on the pipe surface; adhesive for top coat; and top coat consisting of polyethylene or polypropylene. | The following property is used 100% for pollution control and is installed to meet or exceed federal or state regulations: Cathodic protection; fusion-bonded epoxy (FBE) on the pipe surface; adhesive for top coat; and top coat consisting of polyethylene or polypropylene. | 2020-01-17 | 1848755 | 100
22817 | T1 | NET MEXICO PIPELINE PARTNERS LLC | NET MEXICO PIPELINE SEGMENT IN BROOKS COUNTY | 34.03 MILES OF 16-48 INCH PIPE IN BROOKS COUNTY | Brooks County | TX | 78353 | BROOKS | CN604936435 | RN110908936 | Cathodic protection; fusion-bonded epoxy (FBE) on the pipe surface; adhesive for top coat; and top coat consisting of polyethylene or polypropylene. | The following property is used 100% for pollution control and is installed to meet or exceed federal or state regulations: Cathodic protection; fusion-bonded epoxy (FBE) on the pipe surface; adhesive for top coat; and top coat consisting of polyethylene or polypropylene. | 2020-01-23 | 1697331 | 100
22818 | T1 | NET MEXICO PIPELINE PARTNERS LLC | NET MEXICO PIPELINE SEGMENT IN KLEBERG COUNTY | 13.53 MILES OF 16-48 INCH PIPE IN KLEBERG COUNTY | Kleberg County | TX | 78363 | KLEBERG | CN604936435 | RN110908944 | Cathodic protection; fusion-bonded epoxy (FBE) on the pipe surface; adhesive for top coat; and top coat consisting of polyethylene or polypropylene. | The following property is used 100% for pollution control and is installed to meet or exceed federal or state regulations: Cathodic protection; fusion-bonded epoxy (FBE) on the pipe surface; adhesive for top coat; and top coat consisting of polyethylene or polypropylene. | 2020-01-23 | 674742 | 100
22819 | T1 | NET MEXICO PIPELINE PARTNERS LLC | NET MEXICO PIPELINE SEGMENT IN JIM HOGG COUNTY | 4.30 MILES OF 16-48 INCH PIPE IN JIM HOGG COUNTY | Jim Hogg County | TX | 78360 | JIM HOGG | CN604936435 | RN110908951 | Cathodic protection; fusion-bonded epoxy (FBE) on the pipe surface; adhesive for top coat; and top coat consisting of polyethylene or polypropylene. | The following property is used 100% for pollution control and is installed to meet or exceed federal or state regulations: Cathodic protection; fusion-bonded epoxy (FBE) on the pipe surface; adhesive for top coat; and top coat consisting of polyethylene or polypropylene. | 2020-01-23 | 191123 | 100
22820 | T1 | NET MEXICO PIPELINE PARTNERS LLC | NET MEXICO PIPELINE SEGMENT IN JIM WELLS COUNTY | 19.58 MILES OF 16-48 INCH PIPE IN JIM WELLS COUNTY | Jim Wells County | TX | 78332 | JIM WELLS | CN604936435 | RN110908969 | Cathodic protection; fusion-bonded epoxy (FBE) on the pipe surface; adhesive for top coat; and top coat consisting of polyethylene or polypropylene. | The following property is used 100% for pollution control and is installed to meet or exceed federal or state regulations: Cathodic protection; fusion-bonded epoxy (FBE) on the pipe surface; adhesive for top coat; and top coat consisting of polyethylene or polypropylene. | 2020-01-23 | 954104 | 100
22821 | T1 | NET MEXICO PIPELINE PARTNERS LLC | NET MEXICO PIPELINE SEGMENT IN NUECES COUNTY | 25.23 MILES OF 16-48 INCH PIPE IN NUECES COUNTY | Nueces County | TX | 78347 | NUECES | CN604936435 | RN110908977 | Cathodic protection; fusion-bonded epoxy (FBE) on the pipe surface; adhesive for top coat; and top coat consisting of polyethylene or polypropylene. | The following property is used 100% for pollution control and is installed to meet or exceed federal or state regulations: Cathodic protection; fusion-bonded epoxy (FBE) on the pipe surface; adhesive for top coat; and top coat consisting of polyethylene or polypropylene. | 2020-01-23 | 825591 | 100
22822 | T1 | NET MEXICO PIPELINE PARTNERS LLC | NET MEXICO PIPELINE SEGMENT IN STARR COUNTY | 42.49 MILES OF 16-48 INCH PIPE IN STARR COUNTY | Starr County | TX | 78536 | STARR | CN604936435 | RN110908928 | The NET Mexico Pipeline the Pipeline is a 16 to 48-inch diameter, 120-mile natural gas pipeline The Pipeline transports gas from nine interconnects at the Agua Dulce Hub in Nueces County, Texas to a point near Rio Grande City, Texas in Starr County The Pipeline has a current design capacity of 21 Bcf/d and was placed into service in December 2014 Required runoff controls are essential to preventing polluted runoff from reaching surface waters of the State of Texas Immediately after disturbance of the soil, erosion controls are established and maintained throughout construction and operation of the Pipeline Slope breakers are placed to reduce runoff velocity and divert water off of the construction right-of-way Silt fences are slope breakers that consist of specially developed fabrics on supporting posts If left unchecked, sediment can clog the waterway and damage natural areas Sediment barriers are intended to stop the flow of sediments and to prevent the deposition of sediments into sensitive resources Silt fences are also used as sediment barriers, along with staked hay or straw bales Matting is applied for soil stabilization purposes on short, steep slopes where erosion hazard is high to resist forces of erosion during storm events Erosion during and after construction efforts can contribute large amounts of sediment and silt to runoff waters, which can deteriorate water quality and lead to the death of fish and other ecological concerns Environmental controls silt fence structures, diking, formations, bales, etc in the form of perimeter barriers for sediment and runoff control at the edge of disturbed areas prevent storm water runoff from moving offsite and contaminating surface waters of the State of Texas | Withdrawn by applicant | 2020-01-09 | 7764761 | 100
22823 | T1 | KOPPERS INC | KOPPERS INDUSTRIES | 290 COUNTY ROAD 423 | SOMERVILLE | TX | 77879 | BURLESON | CN602411605 | RN101993764 | 79,800 square feet of asphalt paving. | The following property is used 100% for pollution control and is installed to meet or exceed federal or state regulations: 79,800 square feet of asphalt paving. | 2020-02-07 | 177373 | 100
22824 | T1 | KOPPERS INC | KOPPERS INDUSTRIES | 290 COUNTY ROAD 423 | SOMERVILLE | TX | 77879 | BURLESON | CN602411605 | RN101993764 | Secondary containment consisting of curbed concrete containment with epoxy coating at the Drip Track/Pad and a concrete pad for spill containment under the Treating Cylinders. | The following property is used 100% for pollution control and is installed to meet or exceed federal or state regulations: Secondary containment consisting of curbed concrete containment with epoxy coating at the Drip Track/Pad and a concrete pad for spill containment under the Treating Cylinders. | 2020-02-04 | 1091667 | 100
22825 | T1 | LASALLE PIPELINE LP | LASALLE PIPELINE SEGMENT IN MCMULLEN COUNTY | 23.52 MILES OF 16-INCH PIPE IN MCMULLEN COUNTY | Mcmullen County | TX | 78072 | MCMULLEN | CN605618032 | RN110909033 | Intelligent pipeline inspection gauge (PIG) launcher located at 28°24’31.8” N 98°31’36.0” W. | The following property is used 100% for pollution control and is installed to meet or exceed federal or state regulations: Intelligent pipeline inspection gauge (PIG) launcher located at 28°24’31.8” N 98°31’36.0” W. | 2020-01-17 | 206335 | 100
22826 | T1 | ENTERPRISE PRODUCTS OPERATING LLC | BEAUMONT MARINE WEST TERMINAL | 6275 HIGHWAY 347 | BEAUMONT | TX | 77705 | JEFFERSON | CN603211277 | RN101042885 | Secondary containment consisting of an earthen berm covered with a 12 mil reinforced polyethylene liner and concrete basin around tanks 2123, 2124, 2125, 2126, 2127, and 2128. | The following property is used 100% for pollution control and is installed to meet or exceed federal or state regulations: Secondary containment consisting of an earthen berm covered with a 12 mil reinforced polyethylene liner and concrete basin around tanks 2123, 2124, 2125, 2126, 2127, and 2128. | 2020-01-06 | 2043648 | 100
22827 | T1 | ENTERPRISE PRODUCTS OPERATING LLC | BEAUMONT MARINE WEST TERMINAL | 6275 HIGHWAY 347 | BEAUMONT | TX | 77705 | JEFFERSON | CN603211277 | RN101042885 | Floating roofs with mechanical shoe primary seals and rim-mounted secondary seals on tanks 2123, 2124, 2125, 2126, 2127, and 2128. | The following property is used 100% for pollution control and is installed to meet or exceed federal or state regulations: Floating roofs with mechanical shoe primary seals and rim-mounted secondary seals on tanks 2123, 2124, 2125, 2126, 2127, and 2128. | 2020-01-06 | 12840906 | 100
22828 | T1 | WPX ENERGY PERMIAN LLC | TUNSTILL SWD SYSTEM | PIPELINES IN REEVES COUNTY TRANSPORTING SALTWATER | Reeves County | TX | 79770 | REEVES | CN603206582 | RN110919412 | 17.41 miles of 4-inch to 8-inch diameter piping that connects saltwater disposal wells. | The following property is used 100% for pollution control and is installed to meet or exceed federal or state regulations: 17.41 miles of 4-inch to 8-inch diameter piping that connects saltwater disposal wells. | 2020-01-06 | 3249110.57 | 100
22829 | T1 | CHEVRON PHILLIPS CHEMICAL COMPANY LP | DRILLING SPECIALTIES ALAMO PLANT | 5450 JEFFERSON CHEMICAL RD | CONROE | TX | 77301 | MONTGOMERY | CN600303614 | RN100216381 | Boiler Number 2 fuel gas BTU analyzer. | The following property is used 100% for pollution control and is installed to meet or exceed federal or state regulations: Boiler Number 2 fuel gas BTU analyzer. | 2020-03-06 | 316000 | 100
22830 | T1 | CHEVRON PHILLIPS CHEMICAL COMPANY LP | PASADENA PLASTICS COMPLEX | 1400 JEFFERSON | PASADENA | TX | 77506 | HARRIS | CN600303614 | RN102018322 | PE 7 Flare upgrade including replacement flare tip, retractable thermocouples, east blower foundation repair, replacement flare blowers, new variable frequency drive motors and drives, and new local and remote initiation system. | The following property is used 100% for pollution control and is installed to meet or exceed federal or state regulations: PE 7 Flare upgrade including replacement flare tip, retractable thermocouples, east blower foundation repair, replacement flare blowers, new variable frequency drive motors and drives, and new local and remote initiation system. | 2020-01-06 | 2270000 | 100
22831 | T1 | CHEVRON PHILLIPS CHEMICAL COMPANY LP | PASADENA PLASTICS COMPLEX | 1400 JEFFERSON | PASADENA | TX | 77506 | HARRIS | CN600303614 | RN102018322 | PE 6 Flare upgrade including variable frequency drive (VFD) cables and cable tray in the pipe rack at the flare yard, VFD cabinets in the electrical equipment building in the flare yard, replacement of motors in the flare blowers, optical monitoring cameras, and digital control system logic. | The following property is used 100% for pollution control and is installed to meet or exceed federal or state regulations: PE 6 Flare upgrade including variable frequency drive (VFD) cables and cable tray in the pipe rack at the flare yard, VFD cabinets in the electrical equipment building in the flare yard, replacement of motors in the flare blowers, optical monitoring cameras, and digital control system logic. | 2020-01-06 | 710000 | 100
22832 | T1 | CHEVRON PHILLIPS CHEMICAL COMPANY LP | PASADENA PLASTICS COMPLEX | 1400 JEFFERSON | PASADENA | TX | 77506 | HARRIS | CN600303614 | RN102018322 | PE 8 Flare upgrade including variable frequency drive (VFD) cables and cable tray in the pipe rack at the flare yard, VFD cabinets in the electrical equipment building in the flare yard, replacement of motors in the flare blowers, optical monitoring cameras, and digital control system logic. | The following property is used 100% for pollution control and is installed to meet or exceed federal or state regulations: PE 8 Flare upgrade including variable frequency drive (VFD) cables and cable tray in the pipe rack at the flare yard, VFD cabinets in the electrical equipment building in the flare yard, replacement of motors in the flare blowers, optical monitoring cameras, and digital control system logic. | 2020-01-06 | 710000 | 100
22833 | T1 | CHEVRON PHILLIPS CHEMICAL COMPANY LP | CHEVRON PHILLIPS CHEMICAL SWEENY OLD OCEAN FACILITIES | 21441 LOOP 419 | SWEENY | TX | 77480 | BRAZORIA | CN600303614 | RN100825249 | vent seals | Withdrawn by applicant | 2020-01-31 | 293000 | 100
22834 | T1 | CHEVRON PHILLIPS CHEMICAL COMPANY LP | CHEVRON PHILLIPS CHEMICAL SWEENY OLD OCEAN FACILITIES | 21441 LOOP 419 | SWEENY | TX | 77480 | BRAZORIA | CN600303614 | RN100825249 | Isobutane/nitrogen recovery unit | Withdrawn by applicant | 2020-01-31 | 21500000 | 100
22835 | T1 | CHEVRON PHILLIPS CHEMICAL COMPANY LP | CHEVRON PHILLIPS CHEMICAL SWEENY OLD OCEAN FACILITIES | 21441 LOOP 419 | SWEENY | TX | 77480 | BRAZORIA | CN600303614 | RN100825249 | Thermal oxidizer. | The following property is used 100% for pollution control and is installed to meet or exceed federal or state regulations: Thermal oxidizer | 2020-01-06 | 12500000 | 100
22836 | T1 | CHEVRON PHILLIPS CHEMICAL COMPANY LP | PHILLIPS 66 OLD OCEAN NGL FRACTIONATION PLANT | 8189 OLD FM 524 RD | SWEENY | TX | 77480 | BRAZORIA | CN600303614 | RN106603970 | Wastewater treatment equipment. | Withdrawn by applicant | 2020-12-19 | 1384519 | 100
22837 | T1 | PHILLIPS 66 COMPANY | BORGER REFINERY | 1 STATE HWY SPUR 119 NORTH | BORGER | TX | 79007 | HUTCHINSON | CN604065912 | RN102495884 | API separator in Unit 52, Oily Sands. | The following property is used 100% for pollution control and is installed to meet or exceed federal or state regulations: API separator in Unit 52, Oily Sands. | 2020-02-07 | 26000000 | 100
22838 | T1 | ENTERPRISE HOUSTON SHIP CHANNEL LP | HOUSTON TERMINAL | 15602A JACINTOPORT BLVD | HOUSTON | TX | 77015 | HARRIS | CN600129795 | RN100224740 | Vapor combustion unit. | The following property is used 100% for pollution control and is installed to meet or exceed federal or state regulations: Vapor combustion unit. | 2020-02-07 | 1800000 | 100
22839 | T1 | ORION ENGINEERED CARBONS LLC | ORANGE CARBON BLACK PLANT | 1513 ECHO AVE | ORANGE | TX | 77632 | ORANGE | CN600123988 | RN100209386 | Twelve particulate monitors and a tail gas emission control system consisting of a tail gas blower and ducting from process units to the thermal oxidizer, thermal oxidizer, air to air exchanger, cooling fan, and selective catalytic reactor with ammonia and injection grid. | The following property is used 100% for pollution control and is installed to meet or exceed federal or state regulations: Twelve particulate monitors and a tail gas emission control system consisting of a tail gas blower and ducting from process units to the thermal oxidizer, thermal oxidizer, air to air exchanger, cooling fan, and selective catalytic reactor with ammonia and injection grid. | 2020-03-09 | 16441000 | 100
22840 | T1 | ORION ENGINEERED CARBONS LLC | BORGER CARBON BLACK PLANT | Latitude = 35.668055, Longitude = -101.432777 | Hutchinson County | TX | 79007 | HUTCHINSON | CN600123988 | RN100209659 | Tail gas emission control system | The following property is used 100% for pollution control and is installed to meet or exceed federal or state regulations: 28 particulate monitors. | 2020-03-09 | 1444000 | 100
22841 | T2 | CHENIERE CORPUS CHRISTI PIPELINE LP | CHENIERE CORPUS CHRISTI PIPELINE | 23 MILES OF 48 INCH PIPELINE IN SAN PATRICIO COUNTY | San Patricio County | TX | 78358 | SAN PATRICIO | CN604135889 | RN110933520 | Nondestructive pipeline testing expenditures – Radiography | The following property is used 100% for pollution control and is installed to meet or exceed federal or state regulations: Nondestructive pipeline testing expenditures – Radiography | 2020-01-23 | 2780000 | 100
22842 | T1 | CHENIERE CORPUS CHRISTI PIPELINE LP | CHENIERE CORPUS CHRISTI PIPELINE | 23 MILES OF 48 INCH PIPELINE IN SAN PATRICIO COUNTY | San Patricio County | TX | 78358 | SAN PATRICIO | CN604135889 | RN110933538 | Cathodic protection and coating system consisting of fusion-bonded epoxy applied on the pipe surface, an adhesive for the top-coat applied to the pipe to ensure that the top-coat adheres to the pipe and the top-coat on the pipeline. | The following property is used 100% for pollution control and is installed to meet or exceed federal or state regulations: Cathodic protection and coating system consisting of fusion-bonded epoxy applied on the pipe surface, an adhesive for the top-coat applied to the pipe to ensure that the top-coat adheres to the pipe and the top-coat on the pipeline. | 2020-01-23 | 3120000 | 100
22843 | T1 | CHENIERE CORPUS CHRISTI PIPELINE LP | CHENIERE CORPUS CHRISTI PIPELINE | 23 MILES OF 48 INCH PIPELINE IN SAN PATRICIO COUNTY | San Patricio County | TX | 78358 | SAN PATRICIO | CN604135889 | RN110933546 | Emergency shutdown system consisting of a series of pipeline sensors and eight automatic shut off valves equipped with powered actuators. | The following property is used 100% for pollution control and is installed to meet or exceed federal or state regulations: Emergency shutdown system consisting of a series of pipeline sensors and eight automatic shut off valves equipped with powered actuators. | 2020-01-30 | 8000000 | 100
22844 | T1 | CHENIERE CORPUS CHRISTI PIPELINE LP | SINTON COMPRESSOR STATION | PROCEED N ON N VINEYARD AVE HIGHWAY 77 STARTING AT THE INTERSECTION OF HIGHWAY 188 AND N VINEYARD AVE HIGHWAY 77 IN SINTON FOR APPROXIMATELY 3.7 MI TURN L ONTO A PRIVATE PAVED RD THEN PROCEED NW FOR APPROXIMATELY 1.2 MI COMPRESSOR STATION WILL BE ON THE | San Patricio County | TX | 78387 | SAN PATRICIO | CN604135889 | RN106505720 | Pipeline Inspection Gauge (PIG) launcher and receivers. | The following property is used 100% for pollution control and is installed to meet or exceed federal or state regulations: Pipeline Inspection Gauge (PIG) launcher and receivers. | 2020-01-27 | 800000 | 100
22845 | T1 | EAGLE FORD PIPELINE LLC | EAGLE FORD PIPELINE SEGMENT IN MCMULLEN COUNTY | 37.14 MILES OF 16-30 INCH PIPE IN MCMULLEN COUNTY | Mcmullen County | TX | 78007 | MCMULLEN | CN604094508 | RN110908985 | Automatic shut-off valve at 28°17'28.5"N 98°37'07.0"W. | The following property is used 100% for pollution control and is installed to meet or exceed federal or state regulations: Automatic shut-off valve at 28°17'28.5"N 98°37'07.0"W. | 2020-02-24 | 300712 | 100
22846 | T1 | ONCOR ELECTRIC DELIVERY COMPANY LLC | LOVING SUBSTATION | 16 MI W OF KERMIT ON 302 MENTONE TX 79754 | Loving County | TX | 79754 | LOVING | CN603313842 | RN109631853 | Secondary containment comprised of a concrete pad around the transformer; an oil water separator; and a metal railing. | The following property is used 100% for pollution control and is installed to meet or exceed federal or state regulations: Secondary containment comprised of a concrete pad around the transformer; an oil water separator; and a metal railing. | 2020-01-23 | 34210 | 100
22847 | T1 | ONCOR ELECTRIC DELIVERY COMPANY LLC | CARROLLTON FRANKFORD SUBSTATION | 1632 W. FRANKFORD RD | Denton County | TX | 75007 | DENTON | CN603313842 | RN110935749 | Trench unit catastrophic secondary containment consisting of an earthen berm, trench containment unit, and separator that contains oil. | The following property is used 100% for pollution control and is installed to meet or exceed federal or state regulations: Trench unit catastrophic secondary containment consisting of an earthen berm, trench containment unit, and separator that contains oil. | 2020-01-23 | 89330 | 100
22848 | T1 | ONCOR ELECTRIC DELIVERY COMPANY LLC | YARBROUGH SUB | 9761 N FM 1053 | Ector County | TX | 79756 | ECTOR | CN603313842 | RN110935756 | Secondary containment comprised of a concrete pad around the transformer; an oil water separator; and a metal railing. | The following property is used 100% for pollution control and is installed to meet or exceed federal or state regulations: Secondary containment comprised of a concrete pad around the transformer; an oil water separator; and a metal railing. | 2020-01-23 | 33530 | 100
22849 | T1 | ONCOR ELECTRIC DELIVERY COMPANY LLC | KNOTT SUB BANK1 | Latitude = 32.414837, Longitude = -101.589434 | Howard County | TX | 79748 | HOWARD | CN603313842 | RN110935764 | Secondary containment comprised of a concrete pad around the transformer; an oil water separator; and a metal railing. | The following property is used 100% for pollution control and is installed to meet or exceed federal or state regulations: Secondary containment comprised of a concrete pad around the transformer; an oil water separator; and a metal railing. | 2020-01-23 | 33210 | 100
22850 | T1 | ONCOR ELECTRIC DELIVERY COMPANY LLC | IRVING GRANT STREET SUB 1 | 401 GRANT ST | Dallas County | TX | 75061 | DALLAS | CN603313842 | RN110935772 | Secondary containment comprised of a concrete pad around the transformer; an oil water separator; and a metal railing. | The following property is used 100% for pollution control and is installed to meet or exceed federal or state regulations: Secondary containment comprised of a concrete pad around the transformer; an oil water separator; and a metal railing. | 2020-01-23 | 28140 | 100
22851 | T1 | ONCOR ELECTRIC DELIVERY COMPANY LLC | HIGH SKY SUBSTATION | Latitude = 32.035863, Longitude = -102.248352 | Midland County | TX | 79707 | MIDLAND | CN603313842 | RN110935780 | Secondary containment comprised of a concrete pad around the transformer; an oil water separator; and a metal railing. | The following property is used 100% for pollution control and is installed to meet or exceed federal or state regulations: Secondary containment comprised of a concrete pad around the transformer; an oil water separator; and a metal railing. | 2020-01-23 | 32540 | 100
22852 | T1 | ONCOR ELECTRIC DELIVERY COMPANY LLC | BOURLAND SUBSTATION | Latitude = 32.569336, Longitude = -97.565803 | Parker County | TX | 76126 | PARKER | CN603313842 | RN110935798 | Trench unit catastrophic secondary containment consisting of an earthen berm, trench containment unit, and separator that contains oil and secondary containment comprised of a concrete pad around the transformer, an oil water separator, and a metal railing. | The following property is used 100% for pollution control and is installed to meet or exceed federal or state regulations: Trench unit catastrophic secondary containment consisting of an earthen berm, trench containment unit, and separator that contains oil and secondary containment comprised of a concrete pad around the transformer, an oil water separator, and a metal railing. | 2020-01-23 | 105131 | 100
22853 | T1 | ONCOR ELECTRIC DELIVERY COMPANY LLC | CASTILE HILLS SUB | Latitude = 31.828833, Longitude = -104.227214 | Culberson County | TX | 79772 | CULBERSON | CN603313842 | RN110935806 | Secondary containment comprised of a concrete pad around the transformer; an oil water separator; and a metal railing. | The following property is used 100% for pollution control and is installed to meet or exceed federal or state regulations: Secondary containment comprised of a concrete pad around the transformer; an oil water separator; and a metal railing. | 2020-01-23 | 34210 | 100
22854 | T1 | ONCOR ELECTRIC DELIVERY COMPANY LLC | CHEYENNE SUB 2 | Latitude = 31.934244, Longitude = -103.043331 | Winkler County | TX | 79745 | WINKLER | CN603313842 | RN110935814 | Secondary containment comprised of a concrete pad around the transformer; an oil water separator; and a metal railing. | The following property is used 100% for pollution control and is installed to meet or exceed federal or state regulations: Secondary containment comprised of a concrete pad around the transformer; an oil water separator; and a metal railing. | 2020-01-23 | 33120 | 100
22855 | T1 | ONCOR ELECTRIC DELIVERY COMPANY LLC | CORSICANA SUBSTATION | 901 N COMMERCE ST | CORSICANA | TX | 75110 | NAVARRO | CN603313842 | RN110935822 | Secondary containment comprised of a concrete pad around the transformer; an oil water separator; and a metal railing. | The following property is used 100% for pollution control and is installed to meet or exceed federal or state regulations: Secondary containment comprised of a concrete pad around the transformer; an oil water separator; and a metal railing. | 2020-01-23 | 27940 | 100
22856 | T1 | ONCOR ELECTRIC DELIVERY COMPANY LLC | COWDEN NORTH SUB | Latitude = 32.006777, Longitude = -102.495566 | Ector County | TX | 79741 | ECTOR | CN603313842 | RN110935830 | Secondary containment comprised of a concrete pad around the transformer; an oil water separator; and a metal railing. | The following property is used 100% for pollution control and is installed to meet or exceed federal or state regulations: Secondary containment comprised of a concrete pad around the transformer; an oil water separator; and a metal railing. | 2020-01-23 | 32540 | 100
22857 | T1 | ONCOR ELECTRIC DELIVERY COMPANY LLC | COYANOSA NW SUB 2 | 2718 FM 1450 | Reeves County | TX | 79730 | REEVES | CN603313842 | RN110935848 | Secondary containment comprised of a concrete pad around the transformer; an oil water separator; and a metal railing. | The following property is used 100% for pollution control and is installed to meet or exceed federal or state regulations: Secondary containment comprised of a concrete pad around the transformer; an oil water separator; and a metal railing. | 2020-01-23 | 33140 | 100
22858 | T1 | ONCOR ELECTRIC DELIVERY COMPANY LLC | CREEKSIDE SUBSTATION | 5310 CHIESA RD | Dallas County | TX | 75088 | DALLAS | CN603313842 | RN110935855 | Trench unit catastrophic secondary containment consisting of an earthen berm, trench containment unit, and separator that contains oil and secondary containment comprised of a concrete pad around the transformer, an oil water separator, and a metal railing. | The following property is used 100% for pollution control and is installed to meet or exceed federal or state regulations: Trench unit catastrophic secondary containment consisting of an earthen berm, trench containment unit, and separator that contains oil and secondary containment comprised of a concrete pad around the transformer, an oil water separator, and a metal railing. | 2020-01-24 | 106405 | 100
22859 | T1 | ONCOR ELECTRIC DELIVERY COMPANY LLC | ECTOR HARPER SUBSTATION1 | Latitude = 31.798322, Longitude = -102.528588 | Ector County | TX | 79763 | ECTOR | CN603313842 | RN110935863 | Secondary containment comprised of a concrete pad around the transformer; an oil water separator; and a metal railing. | The following property is used 100% for pollution control and is installed to meet or exceed federal or state regulations: Secondary containment comprised of a concrete pad around the transformer; an oil water separator; and a metal railing. | 2020-01-24 | 32540 | 100
22860 | T1 | ONCOR ELECTRIC DELIVERY COMPANY LLC | ELKTON SUBSTATION | 13790 CR 192 | Smith County | TX | 75703 | SMITH | CN603313842 | RN109627588 | Secondary containment comprised of a concrete pad around the transformer; an oil water separator; and a metal railing. | The following property is used 100% for pollution control and is installed to meet or exceed federal or state regulations: Secondary containment comprised of a concrete pad around the transformer; an oil water separator; and a metal railing. | 2020-01-27 | 14190 | 100
22861 | T1 | ONCOR ELECTRIC DELIVERY COMPANY LLC | FLOWER GROVE SUB | Latitude = 32.498688, Longitude = -101.677546 | Howard County | TX | 79713 | HOWARD | CN603313842 | RN110935871 | Secondary containment comprised of a concrete pad around the transformer; an oil water separator; and a metal railing. | The following property is used 100% for pollution control and is installed to meet or exceed federal or state regulations: Secondary containment comprised of a concrete pad around the transformer; an oil water separator; and a metal railing. | 2020-01-27 | 33210 | 100
22862 | T1 | ONCOR ELECTRIC DELIVERY COMPANY LLC | GRAVEL PIT SUBSTATION | Latitude = 31.833473, Longitude = -102.191182 | Midland County | TX | 79706 | MIDLAND | CN603313842 | RN110935889 | Secondary containment comprised of a concrete pad around the transformer; an oil water separator; and a metal railing. | The following property is used 100% for pollution control and is installed to meet or exceed federal or state regulations: Secondary containment comprised of a concrete pad around the transformer; an oil water separator; and a metal railing. | 2020-01-27 | 32540 | 100
22863 | T1 | ONCOR ELECTRIC DELIVERY COMPANY LLC | GREAT SW SUB | 2121 EXCHANGE DR. | Tarrant County | TX | 76011 | TARRANT | CN603313842 | RN110935897 | Trench unit catastrophic secondary containment consisting of an earthen berm, trench containment unit, and separator that contains oil and secondary containment comprised of a concrete pad around the transformer, an oil water separator, and a metal railing. | The following property is used 100% for pollution control and is installed to meet or exceed federal or state regulations: Trench unit catastrophic secondary containment consisting of an earthen berm, trench containment unit, and separator that contains oil and secondary containment comprised of a concrete pad around the transformer, an oil water separator, and a metal railing. | 2020-01-27 | 184363 | 100
22864 | T1 | ONCOR ELECTRIC DELIVERY COMPANY LLC | GREYS LAKE SUBSTATION | Latitude = 32.449745, Longitude = -95.23002 | Smith County | TX | 75708 | SMITH | CN603313842 | RN110648961 | Trench unit catastrophic secondary containment consisting of an earthen berm, trench containment unit, and separator that contains oil. | The following property is used 100% for pollution control and is installed to meet or exceed federal or state regulations: Trench unit catastrophic secondary containment consisting of an earthen berm, trench containment unit, and separator that contains oil. | 2020-01-27 | 87642 | 100
22865 | T1 | ONCOR ELECTRIC DELIVERY COMPANY LLC | ALKALI LAKE SUB 3 | Latitude = 32.37737, Longitude = -102.14188 | Martin County | TX | 79783 | MARTIN | CN603313842 | RN110935905 | Secondary containment comprised of a concrete pad around the transformer; an oil water separator; and a metal railing. | The following property is used 100% for pollution control and is installed to meet or exceed federal or state regulations: Secondary containment comprised of a concrete pad around the transformer; an oil water separator; and a metal railing. | 2020-01-27 | 32540 | 100
22866 | T1 | ONCOR ELECTRIC DELIVERY COMPANY LLC | MARIENSFIELD 138-25KV SUB | 1925 FM 1187 | Tarrant County | TX | 76063 | TARRANT | CN603313842 | RN110935913 | Secondary containment comprised of a concrete pad around the transformer; an oil water separator; and a metal railing. | The following property is used 100% for pollution control and is installed to meet or exceed federal or state regulations: Secondary containment comprised of a concrete pad around the transformer; an oil water separator; and a metal railing. | 2020-01-27 | 32540 | 100
22867 | T1 | ONCOR ELECTRIC DELIVERY COMPANY LLC | MARLIN SUBSTATION 2 | 157 LIVE OAK ST, P.O.DRAWER 630 | Falls County | TX | 76661 | FALLS | CN603313842 | RN110935921 | Secondary containment comprised of a concrete pad around the transformer; an oil water separator; and a metal railing. | The following property is used 100% for pollution control and is installed to meet or exceed federal or state regulations: Secondary containment comprised of a concrete pad around the transformer; an oil water separator; and a metal railing. | 2020-01-27 | 34014 | 100
22868 | T1 | ONCOR ELECTRIC DELIVERY COMPANY LLC | MAVERICK DRAW SUB | Latitude = 31.666319, Longitude = -104.118791 | Culberson County | TX | 79772 | CULBERSON | CN603313842 | RN110935939 | Secondary containment comprised of a concrete pad around the transformer; an oil water separator; and a metal railing. | The following property is used 100% for pollution control and is installed to meet or exceed federal or state regulations: Secondary containment comprised of a concrete pad around the transformer; an oil water separator; and a metal railing. | 2020-01-27 | 34210 | 100
22869 | T1 | ONCOR ELECTRIC DELIVERY COMPANY LLC | WHITE SETTLEMENT SWITCH | 530 BOMBER RD. | Tarrant County | TX | 76108 | TARRANT | CN603313842 | RN110935947 | Secondary containment comprised of a concrete pad around the transformer; an oil water separator; and a metal railing. | The following property is used 100% for pollution control and is installed to meet or exceed federal or state regulations: Secondary containment comprised of a concrete pad around the transformer; an oil water separator; and a metal railing. | 2020-01-27 | 29240 | 100
22870 | T1 | ONCOR ELECTRIC DELIVERY COMPANY LLC | WEST NETWORK | 913 N INDUSTRIAL AVE - ADDRESS IS NON-EXISTANT. 913 S. INDUSTRIAL AVE TURNS INTO 913 N. INSUSTRIAL AVE/913 N. RIVERFRONT BLVD | Dallas County | TX | 75207 | DALLAS | CN603313842 | RN110935954 | Repair of metal railing for secondary containment. | The following property is used 100% for pollution control and is installed to meet or exceed federal or state regulations: Repair of metal railing for secondary containment. | 2020-01-27 | 3212 | 100
22871 | T1 | ONCOR ELECTRIC DELIVERY COMPANY LLC | VEST SUBSTATION 1 | Latitude = 31.769856, Longitude = -103.035245 | Winkler County | TX | 79745 | WINKLER | CN603313842 | RN110935962 | Extension of concrete pad around the transformer for secondary containment. | The following property is used 100% for pollution control and is installed to meet or exceed federal or state regulations: Extension of concrete pad around the transformer for secondary containment. | 2020-01-27 | 14240 | 100
22872 | T1 | ONCOR ELECTRIC DELIVERY COMPANY LLC | TYLER NORTHEAST | 6153 U.S. HWY. 69 N. | Smith County | TX | 75706 | SMITH | CN603313842 | RN110935970 | Trench unit catastrophic secondary containment consisting of an earthen berm, trench containment unit, and separator that contains oil. | The following property is used 100% for pollution control and is installed to meet or exceed federal or state regulations: Trench unit catastrophic secondary containment consisting of an earthen berm, trench containment unit, and separator that contains oil. | 2020-01-27 | 132850 | 100
22873 | T1 | ONCOR ELECTRIC DELIVERY COMPANY LLC | SYCAMORE CREEK SUB 3 | 9800 CROWLEY RD. | Tarrant County | TX | 76134 | TARRANT | CN603313842 | RN110935988 | Secondary containment comprised of a concrete pad around the transformer; an oil water separator; and a metal railing. | The following property is used 100% for pollution control and is installed to meet or exceed federal or state regulations: Secondary containment comprised of a concrete pad around the transformer; an oil water separator; and a metal railing. | 2020-01-27 | 43220 | 100
22874 | T1 | ONCOR ELECTRIC DELIVERY COMPANY LLC | STONE CREEK SUBSTATION | 2002 WEST MOORE ST | Grayson County | TX | 75092 | GRAYSON | CN603313842 | RN110935996 | Trench unit catastrophic secondary containment consisting of an earthen berm, trench containment unit, and separator that contains oil and secondary containment comprised of a concrete pad around the transformer, an oil water separator, and a metal railing. | The following property is used 100% for pollution control and is installed to meet or exceed federal or state regulations: Trench unit catastrophic secondary containment consisting of an earthen berm, trench containment unit, and separator that contains oil and secondary containment comprised of a concrete pad around the transformer, an oil water separator, and a metal railing. | 2020-02-04 | 125885 | 100
22875 | T1 | ONCOR ELECTRIC DELIVERY COMPANY LLC | STERRETT SUBSTATION | 1001 LOFTLAND DR | WAXAHACHIE | TX | 75165 | ELLIS | CN603313842 | RN109631275 | Secondary containment comprised of a concrete pad around the transformer; an oil water separator; and a metal railing. | The following property is used 100% for pollution control and is installed to meet or exceed federal or state regulations: Secondary containment comprised of a concrete pad around the transformer; an oil water separator; and a metal railing. | 2020-01-27 | 55780 | 100
22876 | T1 | ONCOR ELECTRIC DELIVERY COMPANY LLC | RENTAL CAR SUBSTATION | ESTELLE CREEK CT | Dallas County | TX | 75038 | DALLAS | CN603313842 | RN110936002 | Secondary containment comprised of a concrete pad around the transformer; an oil water separator; and a metal railing. | The following property is used 100% for pollution control and is installed to meet or exceed federal or state regulations: Secondary containment comprised of a concrete pad around the transformer; an oil water separator; and a metal railing. | 2020-01-27 | 56480 | 100
22877 | T1 | ONCOR ELECTRIC DELIVERY COMPANY LLC | POWELL SUBSTATION | Latitude = 32.124331, Longitude = -96.296698 | Navarro County | TX | 75144 | NAVARRO | CN603313842 | RN110936010 | Secondary containment comprised of a concrete pad around the transformer; an oil water separator; and a metal railing. | The following property is used 100% for pollution control and is installed to meet or exceed federal or state regulations: Secondary containment comprised of a concrete pad around the transformer; an oil water separator; and a metal railing. | 2020-01-27 | 26290 | 100
22878 | T1 | ONCOR ELECTRIC DELIVERY COMPANY LLC | PLOWBOY SUB1 | Latitude = 32.447361, Longitude = -100.522303 | Nolan County | TX | 79545 | NOLAN | CN603313842 | RN110936028 | Secondary containment comprised of a concrete pad around the transformer; an oil water separator; and a metal railing. | The following property is used 100% for pollution control and is installed to meet or exceed federal or state regulations: Secondary containment comprised of a concrete pad around the transformer; an oil water separator; and a metal railing. | 2020-01-27 | 33210 | 100
22879 | T1 | ONCOR ELECTRIC DELIVERY COMPANY LLC | PEGASUS SOUTH SUB 1 | Latitude = 31.662799, Longitude = -102.22513 | Midland County | TX | 79766 | MIDLAND | CN603313842 | RN110936036 | Secondary containment comprised of a concrete pad extension around the transformer; an oil water separator; and a metal railing. | The following property is used 100% for pollution control and is installed to meet or exceed federal or state regulations: Secondary containment comprised of a concrete pad around the transformer; an oil water separator; and a metal railing. | 2020-01-27 | 13675 | 100
22880 | T1 | ONCOR ELECTRIC DELIVERY COMPANY LLC | ODESSA NORTH 5 | 3400 W COUNTY RD. | Ector County | TX | 79764 | ECTOR | CN603313842 | RN110936044 | Secondary containment comprised of a concrete pad around the transformer; an oil water separator; and a metal railing. | The following property is used 100% for pollution control and is installed to meet or exceed federal or state regulations: Secondary containment comprised of a concrete pad around the transformer; an oil water separator; and a metal railing. | 2020-01-27 | 32540 | 100
22881 | T1 | ONCOR ELECTRIC DELIVERY COMPANY LLC | NORTHAVEN SWITCH | 5700 NORTHAVEN | Dallas County | TX | 75230 | DALLAS | CN603313842 | RN110936051 | Trench unit catastrophic secondary containment consisting of an earthen berm, trench containment unit, and separator that contains oil and secondary containment comprised of a concrete pad around the transformer, an oil water separator, and a metal railing. | The following property is used 100% for pollution control and is installed to meet or exceed federal or state regulations: Trench unit catastrophic secondary containment consisting of an earthen berm, trench containment unit, and separator that contains oil and secondary containment comprised of a concrete pad around the transformer, an oil water separator, and a metal railing. | 2020-01-27 | 148229 | 100
22882 | T1 | ONCOR ELECTRIC DELIVERY COMPANY LLC | MOOREHEAD SUB CAMPBELL SUB | Latitude = 33.687833, Longitude = -95.553833 | Lamar County | TX | 75460 | LAMAR | CN603313842 | RN110936069 | Secondary containment comprised of a concrete pad around the transformer; an oil water separator; and a metal railing. | The following property is used 100% for pollution control and is installed to meet or exceed federal or state regulations: Secondary containment comprised of a concrete pad around the transformer; an oil water separator; and a metal railing. | 2020-01-27 | 55780 | 100
22883 | T1 | ONCOR ELECTRIC DELIVERY COMPANY LLC | MIDESSA SUB 2 | Latitude = 31.967094, Longitude = -102.17524 | Midland County | TX | 79706 | MIDLAND | CN603313842 | RN110936077 | Secondary containment comprised of a concrete pad around the transformer; an oil water separator; and a metal railing. | The following property is used 100% for pollution control and is installed to meet or exceed federal or state regulations: Secondary containment comprised of a concrete pad around the transformer; an oil water separator; and a metal railing. | 2020-01-27 | 32540 | 100
22884 | T1 | RAVEN BUTENE-1 LLC | RAVEN PLANT | 9300 NEEDLEPOINT RD | BAYTOWN | TX | 77521 | HARRIS | CN604933655 | RN110461415 | Vapor Recovery Unit - VRU SK-522 consisting of an Aereon rotary screw reciprocating compressor, motor, wiring, electronics, and associated equipment, mounted to an industrial structural skid. | The following property is used 100% for pollution control and is installed to meet or exceed federal or state regulations: Vapor Recovery Unit - VRU SK-522 consisting of an Aereon rotary screw reciprocating compressor, motor, wiring, electronics, and associated equipment, mounted to an industrial structural skid. | 2020-03-24 | 208028 | 100
22885 | T1 | ENCANA OIL & GAS USA INC | WINDHAM 38-1 SWD | Latitude = 31.73598, Longitude = -102.12801 | Midland County | TX | 79766 | MIDLAND | CN601451149 | RN109815647 | Noncommercial saltwater disposal facility comprised of a gun barrel tank, equalization tanks, booster or transfer pump, high-pressure pump, and Class II disposal well. | The following property is used 100% for pollution control and is installed to meet or exceed federal or state regulations: Noncommercial saltwater disposal facility comprised of a gun barrel tank, equalization tanks, booster or transfer pump, high-pressure pump, and Class II disposal well. | 2020-01-29 | 498780 | 100
22886 | T1 | ENCANA OIL & GAS USA INC | WINDHAM 33-3 SWD | Latitude = 31.761777, Longitude = -102.104639 | Midland County | TX | 79706 | MIDLAND | CN601451149 | RN109944819 | Noncommercial saltwater disposal facility comprised of a gun barrel tank, equalization tanks, booster or transfer pump, high-pressure pump, and Class II disposal well. | The following property is used 100% for pollution control and is installed to meet or exceed federal or state regulations: Noncommercial saltwater disposal facility comprised of a gun barrel tank, equalization tanks, booster or transfer pump, high-pressure pump, and Class II disposal well. | 2020-02-10 | 438590 | 100
22887 | T1 | ENCANA OIL & GAS USA INC | WINDHAM 2-2 SWD | Latitude = 31.73473, Longitude = -102.08999 | Midland County | TX | 79706 | MIDLAND | CN601451149 | RN110373966 | Noncommercial saltwater disposal facility comprised of a gun barrel tank, equalization tanks, booster or transfer pump, high-pressure pump, and Class II disposal well. | The following property is used 100% for pollution control and is installed to meet or exceed federal or state regulations: Noncommercial saltwater disposal facility comprised of a gun barrel tank, equalization tanks, booster or transfer pump, high-pressure pump, and Class II disposal well. | 2020-01-29 | 448310 | 100
22888 | T1 | ENCANA OIL & GAS USA INC | UNIVERSITY 14-7-3D SWD | Latitude = 32.423919, Longitude = -102.176137 | Martin County | TX | 79331 | MARTIN | CN601451149 | RN109944579 | Noncommercial saltwater disposal facility comprised of a gun barrel tank, equalization tanks, booster or transfer pump, high-pressure pump, and Class II disposal well. | The following property is used 100% for pollution control and is installed to meet or exceed federal or state regulations: Noncommercial saltwater disposal facility comprised of a gun barrel tank, equalization tanks, booster or transfer pump, high-pressure pump, and Class II disposal well. | 2020-02-10 | 310160 | 100
22889 | T1 | ENCANA OIL & GAS USA INC | NEAL 39 2 | Latitude = 31.535385, Longitude = -102.051526 | Upton County | TX | 79755 | UPTON | CN601451149 | RN110193737 | Noncommercial saltwater disposal facility comprised of a gun barrel tank, equalization tanks, booster or transfer pump, high-pressure pump, and Class II disposal well. | The following property is used 100% for pollution control and is installed to meet or exceed federal or state regulations: Noncommercial saltwater disposal facility comprised of a gun barrel tank, equalization tanks, booster or transfer pump, high-pressure pump, and Class II disposal well. | 2020-01-29 | 399080 | 100
22890 | T1 | ENCANA OIL & GAS USA INC | MABEE 2-5 SWD | Latitude = 32.343032, Longitude = -102.138997 | Martin County | TX | 79783 | MARTIN | CN601451149 | RN109939462 | Noncommercial saltwater disposal facility comprised of a gun barrel tank, equalization tanks, booster or transfer pump, high-pressure pump, and Class II disposal well. | The following property is used 100% for pollution control and is installed to meet or exceed federal or state regulations: Noncommercial saltwater disposal facility comprised of a gun barrel tank, equalization tanks, booster or transfer pump, high-pressure pump, and Class II disposal well. | 2020-01-29 | 455190 | 100
22891 | T1 | ENCANA OIL & GAS USA INC | HOLT RANCH 17 SWD | Latitude = 32.313498, Longitude = -102.105616 | Martin County | TX | 79783 | MARTIN | CN601451149 | RN109938266 | Noncommercial saltwater disposal facility comprised of a gun barrel tank, equalization tanks, booster or transfer pump, high-pressure pump, and Class II disposal well. | The following property is used 100% for pollution control and is installed to meet or exceed federal or state regulations: Noncommercial saltwater disposal facility comprised of a gun barrel tank, equalization tanks, booster or transfer pump, high-pressure pump, and Class II disposal well. | 2020-02-04 | 380120 | 100
22892 | T1 | ENCANA OIL & GAS USA INC | HALFMANN 36 SWD BATTERY | Latitude = 31.776901, Longitude = -101.55753 | Glasscock County | TX | 79739 | GLASSCOCK | CN601451149 | RN109938043 | Noncommercial saltwater disposal facility comprised of a gun barrel tank, equalization tanks, booster or transfer pump, high-pressure pump, and Class II disposal well. | The following property is used 100% for pollution control and is installed to meet or exceed federal or state regulations: Noncommercial saltwater disposal facility comprised of a gun barrel tank, equalization tanks, booster or transfer pump, high-pressure pump, and Class II disposal well. | 2020-02-04 | 326290 | 100
22893 | T1 | ENCANA OIL & GAS USA INC | GLASS SWD | Latitude = 32.12143, Longitude = -101.480367 | Howard County | TX | 79720 | HOWARD | CN601451149 | RN110193695 | Noncommercial saltwater disposal facility comprised of a gun barrel tank, equalization tanks, booster or transfer pump, high-pressure pump, and Class II disposal well. | The following property is used 100% for pollution control and is installed to meet or exceed federal or state regulations: Noncommercial saltwater disposal facility comprised of a gun barrel tank, equalization tanks, booster or transfer pump, high-pressure pump, and Class II disposal well. | 2020-02-04 | 390310 | 100
22894 | T1 | ENCANA OIL & GAS USA INC | DOROTHY FAYE K D1 SWD & DOROTHY FAYE K 12 | Latitude = 32.31004, Longitude = -102.156094 | Martin County | TX | 79783 | MARTIN | CN601451149 | RN110193687 | Noncommercial saltwater disposal facility comprised of a gun barrel tank, equalization tanks, booster or transfer pump, high-pressure pump, and Class II disposal well. | The following property is used 100% for pollution control and is installed to meet or exceed federal or state regulations: Noncommercial saltwater disposal facility comprised of a gun barrel tank, equalization tanks, booster or transfer pump, high-pressure pump, and Class II disposal well. | 2020-02-04 | 661980 | 100
22895 | T1 | ENCANA OIL & GAS USA INC | DAVIDSON 36-3 SWD | Latitude = 31.627964, Longitude = -102.054331 | Midland County | TX | 79706 | MIDLAND | CN601451149 | RN109934539 | Noncommercial saltwater disposal facility comprised of a gun barrel tank, equalization tanks, booster or transfer pump, high-pressure pump, and Class II disposal well. | The following property is used 100% for pollution control and is installed to meet or exceed federal or state regulations: Noncommercial saltwater disposal facility comprised of a gun barrel tank, equalization tanks, booster or transfer pump, high-pressure pump, and Class II disposal well. | 2020-02-10 | 486970 | 100
22896 | T1 | ENCANA OIL & GAS USA INC | DAVIDSON 27-01 SWD | Latitude = 31.676369, Longitude = -102.092 | Midland County | TX | 79706 | MIDLAND | CN601451149 | RN109934513 | Noncommercial saltwater disposal facility comprised of a gun barrel tank, equalization tanks, booster or transfer pump, high-pressure pump, and Class II disposal well. | The following property is used 100% for pollution control and is installed to meet or exceed federal or state regulations: Noncommercial saltwater disposal facility comprised of a gun barrel tank, equalization tanks, booster or transfer pump, high-pressure pump, and Class II disposal well. | 2020-02-04 | 421420 | 100
22897 | T1 | ENCANA OIL & GAS USA INC | COWDEN 32-4 SWD | Latitude = 31.674469, Longitude = -102.026047 | Midland County | TX | 79755 | MIDLAND | CN601451149 | RN109835561 | Noncommercial saltwater disposal facility comprised of a gun barrel tank, equalization tanks, booster or transfer pump, high-pressure pump, and Class II disposal well. | The following property is used 100% for pollution control and is installed to meet or exceed federal or state regulations: Noncommercial saltwater disposal facility comprised of a gun barrel tank, equalization tanks, booster or transfer pump, high-pressure pump, and Class II disposal well. | 2020-02-04 | 498780 | 100
22898 | T1 | ENCANA OIL & GAS USA INC | COWDEN 30-11 SWD | Latitude = 31.678103, Longitude = -102.035206 | Midland County | TX | 79706 | MIDLAND | CN601451149 | RN109934398 | Noncommercial saltwater disposal facility comprised of a gun barrel tank, equalization tanks, booster or transfer pump, high-pressure pump, and Class II disposal well. | The following property is used 100% for pollution control and is installed to meet or exceed federal or state regulations: Noncommercial saltwater disposal facility comprised of a gun barrel tank, equalization tanks, booster or transfer pump, high-pressure pump, and Class II disposal well. | 2020-02-04 | 438590 | 100
22899 | T1 | ENCANA OIL & GAS USA INC | COOKBOOKS 1024 SWD BATTERY | Latitude = 31.712881, Longitude = -101.44 | Glasscock County | TX | 79739 | GLASSCOCK | CN601451149 | RN109933804 | Noncommercial saltwater disposal facility comprised of a gun barrel tank, equalization tanks, booster or transfer pump, high-pressure pump, and Class II disposal well. | The following property is used 100% for pollution control and is installed to meet or exceed federal or state regulations: Noncommercial saltwater disposal facility comprised of a gun barrel tank, equalization tanks, booster or transfer pump, high-pressure pump, and Class II disposal well. | 2020-02-04 | 334950 | 100
22900 | T1 | ENCANA OIL & GAS USA INC | BUCKNER 4 SWD | Latitude = 31.700169, Longitude = -101.607817 | Glasscock County | TX | 79739 | GLASSCOCK | CN601451149 | RN109933499 | Noncommercial saltwater disposal facility comprised of a gun barrel tank, equalization tanks, booster or transfer pump, high-pressure pump, and Class II disposal well. | The following property is used 100% for pollution control and is installed to meet or exceed federal or state regulations: Noncommercial saltwater disposal facility comprised of a gun barrel tank, equalization tanks, booster or transfer pump, high-pressure pump, and Class II disposal well. | 2020-02-06 | 376290 | 100
22901 | T1 | ENCANA OIL & GAS USA INC | BRAUN 06-01 SWD BATTERY | Latitude = 31.73549, Longitude = -102.053233 | Midland County | TX | 79706 | MIDLAND | CN601451149 | RN109932780 | Noncommercial saltwater disposal facility comprised of a gun barrel tank, equalization tanks, booster or transfer pump, high-pressure pump, and Class II disposal well. | The following property is used 100% for pollution control and is installed to meet or exceed federal or state regulations: Noncommercial saltwater disposal facility comprised of a gun barrel tank, equalization tanks, booster or transfer pump, high-pressure pump, and Class II disposal well. | 2020-02-06 | 334950 | 100
22902 | T1 | STATELINE PROCESSING LLC | COUNTY LINE PROCESSING PLANT | Latitude = 31.870244, Longitude = -103.868664 | Reeves County | TX | 79772 | REEVES | CN605416460 | RN109946202 | Thermal oxidizer. | The following property is used 100% for pollution control and is installed to meet or exceed federal or state regulations: Thermal oxidizer. | 2020-02-06 | 990000 | 100
22903 | T1 | STATELINE PROCESSING LLC | COUNTY LINE PROCESSING PLANT | Latitude = 31.870244, Longitude = -103.868664 | Reeves County | TX | 79772 | REEVES | CN605416460 | RN109946202 | Three catalytic oxidizers and three air/fuel ratio controllers on three Caterpillar G3616 LE compressor engines. | The following property is used 100% for pollution control and is installed to meet or exceed federal or state regulations: Three catalytic oxidizers and three air/fuel ratio controllers on three Caterpillar G3616 LE compressor engines. | 2020-02-06 | 1674000 | 100
22904 | T1 | ALTUS MIDSTREAM GATHERING LP | JADE CS | FROM TOYAH TX TAKE CR 2903 SOUTH FOR 0.5 MILES TURN RIGHT ONTO CR 328 FOR 8.5 MILES SITE WILL BE ON LEFT | Reeves County | TX | 79785 | REEVES | CN605667799 | RN110277894 | Flare, the incremental cost difference for three low NOx burners versus similar burners without NOx controls, catalytic converters for stationary compression on the CAT 3606 and 3612 engines, and flare/vapor combustor (BTEX Unit). | The following property is used 100% for pollution control and is installed to meet or exceed federal or state regulations: Flare, the incremental cost difference for three low NOx burners versus similar burners without NOx controls, catalytic converters for stationary compression on the CAT 3606 and 3612 engines, and flare/vapor combustor (BTEX Unit). | 2020-01-27 | 1434000 | 100
22905 | T1 | EL PASO ELECTRIC COMPANY | MONTANA POWER STATION | 13511B MONTANA AVE | EL PASO | TX | 79938 | EL PASO | CN600352819 | RN106392624 | Sampling and monitoring equipment consisting of NOx 0-10/150PPM analyzers, CO2 0-20/1000PPM analyzers, CO2 0-25% analyzers, CO2 0-20% analyzers, NOx 0-100PPM analyzers, sample handling systems, flowmeters, four CEMS buildings, Montana Server 1 (MTSV1), server ethernet switches, dataloggers, HVAC for the CEMS, and sampling ports on four exhaust stacks. | The following property is used 100% for pollution control and is installed to meet or exceed federal or state regulations: Sampling and monitoring equipment consisting of NOx 0-10/150PPM analyzers, CO2 0-20/1000PPM analyzers, CO2 0-25% analyzers, CO2 0-20% analyzers, NOx 0-100PPM analyzers, sample handling systems, flowmeters, four CEMS buildings, Montana Server 1 (MTSV1), server ethernet switches, dataloggers, HVAC for the CEMS, and sampling ports on four exhaust stacks. | 2020-03-05 | 6807200 | 100
22906 | T1 | CORPUS CHRISTI LIQUEFACTION LLC | CORPUS CHRISTI LIQUEFACTION | 622 HWY 35 | GREGORY | TX | 78359 | SAN PATRICIO | CN604136374 | RN104104716 | Stormwater collection and control equipment including the outside the battery limits impoundment basin including pumps, sump and sump pumps stormwater drains, associated stormwater piping, and the stormwater outfall the jetty impoundment basin including associated pumps and piping and the diked or curbed secondary containment pads with valves around equipment that contains significant amounts of hydrocarbons or amine. | The following property is used 100% for pollution control and is installed to meet or exceed federal or state regulations: Stormwater collection and control equipment including the outside the battery limits impoundment basin including pumps, sump and sump pumps stormwater drains, associated stormwater piping, and the stormwater outfall the jetty impoundment basin including associated pumps and piping and the diked or curbed secondary containment pads with valves around equipment that contains significant amounts of hydrocarbons or amine. | 2020-02-21 | 28700000 | 100
22907 | T1 | CORPUS CHRISTI LIQUEFACTION LLC | CORPUS CHRISTI LIQUEFACTION | 622 HWY 35 | GREGORY | TX | 78359 | SAN PATRICIO | CN604136374 | RN104104716 | Process wastewater/oily water collection system including the wastewater tank, containment pad and associated pumps and pipes, the wash down pad, oily water sump, and the three compressor area collection tanks and containment pads. | The following property is used 100% for pollution control and is installed to meet or exceed federal or state regulations: Process wastewater/oily water collection system including the wastewater tank, containment pad and associated pumps and pipes, the wash down pad, oily water sump, and the three compressor area collection tanks and containment pads. | 2020-02-07 | 2500000 | 100
22908 | T1 | CORPUS CHRISTI LIQUEFACTION LLC | CORPUS CHRISTI LIQUEFACTION | 622 HWY 35 | GREGORY | TX | 78359 | SAN PATRICIO | CN604136374 | RN104104716 | Fuel injection system on Diesel Firewater Pump 2. | The following property is used 100% for pollution control and is installed to meet or exceed federal or state regulations: Fuel injection system on Diesel Firewater Pump 2. | 2020-02-10 | 127500 | 100
22909 | T1 | CORPUS CHRISTI LIQUEFACTION LLC | CORPUS CHRISTI LIQUEFACTION | 622 HWY 35 | GREGORY | TX | 78359 | SAN PATRICIO | CN604136374 | RN104104716 | Fuel injection system on Diesel Firewater Pump 1. | The following property is used 100% for pollution control and is installed to meet or exceed federal or state regulations: Fuel injection system on Diesel Firewater Pump 1. | 2020-02-10 | 127500 | 100
22910 | T1 | CORPUS CHRISTI LIQUEFACTION LLC | CORPUS CHRISTI LIQUEFACTION | 622 HWY 35 | GREGORY | TX | 78359 | SAN PATRICIO | CN604136374 | RN104104716 | Internal floating roof and seals for condensate storage tank IFRTK1. | The following property is used 100% for pollution control and is installed to meet or exceed federal or state regulations: Internal floating roof and seals for condensate storage tank IFRTK1. | 2020-02-07 | 400000 | 100
22911 | T1 | CROWN CORK & SEAL USA INC | CROWN CORK & SEAL | 2501 N FRAZIER ST | CONROE | TX | 77303 | MONTGOMERY | CN602717332 | RN100711118 | Regenerative thermal oxidizer. | The following property is used 100% for pollution control and is installed to meet or exceed federal or state regulations: Regenerative thermal oxidizer. | 2020-02-06 | 1786345.44 | 100
22912 | T1 | CORPUS CHRISTI LIQUEFACTION LLC | CORPUS CHRISTI LIQUEFACTION | 622 HWY 35 | GREGORY | TX | 78359 | SAN PATRICIO | CN604136374 | RN104104716 | Electronically controlled fuel injection system on Standby Generator Gen 4. | The following property is used 100% for pollution control and is installed to meet or exceed federal or state regulations: Electronically controlled fuel injection system on Standby Generator Gen 4. | 2020-02-11 | 772500 | 100
22913 | T1 | CORPUS CHRISTI LIQUEFACTION LLC | CORPUS CHRISTI LIQUEFACTION | 622 HWY 35 | GREGORY | TX | 78359 | SAN PATRICIO | CN604136374 | RN104104716 | Electronically controlled fuel injection system on Standby Generator Gen 3. | The following property is used 100% for pollution control and is installed to meet or exceed federal or state regulations: Electronically controlled fuel injection system on Standby Generator Gen 3. | 2020-02-11 | 772500 | 100
22914 | T1 | CORPUS CHRISTI LIQUEFACTION LLC | CORPUS CHRISTI LIQUEFACTION | 622 HWY 35 | GREGORY | TX | 78359 | SAN PATRICIO | CN604136374 | RN104104716 | Electronically controlled fuel injection system on Standby Generator Gen 2. | The following property is used 100% for pollution control and is installed to meet or exceed federal or state regulations: Electronically controlled fuel injection system on Standby Generator Gen 2. | 2020-02-11 | 772500 | 100
22915 | T1 | CORPUS CHRISTI LIQUEFACTION LLC | CORPUS CHRISTI LIQUEFACTION | 622 HWY 35 | GREGORY | TX | 78359 | SAN PATRICIO | CN604136374 | RN104104716 | Electronically controlled fuel injection system on Standby Generator Gen 1. | The following property is used 100% for pollution control and is installed to meet or exceed federal or state regulations: Electronically controlled fuel injection system on Standby Generator Gen 1. | 2020-02-11 | 772500 | 100
22916 | T1 | CORPUS CHRISTI LIQUEFACTION LLC | CORPUS CHRISTI LIQUEFACTION | 622 HWY 35 | GREGORY | TX | 78359 | SAN PATRICIO | CN604136374 | RN104104716 | Exhaust stacks for train 3 methane gas turbines TRB17 and TRB18. | The following property is used 100% for pollution control and is installed to meet or exceed federal or state regulations:Exhaust stacks for train 3 methane gas turbines TRB17 and TRB18. | 2020-02-21 | 12819295 | 100
22917 | T1 | CORPUS CHRISTI LIQUEFACTION LLC | CORPUS CHRISTI LIQUEFACTION | 622 HWY 35 | GREGORY | TX | 78359 | SAN PATRICIO | CN604136374 | RN104104716 | Exhaust stacks for train 3 ethylene gas turbines TRB11 and TRB12. | The following property is used 100% for pollution control and is installed to meet or exceed federal or state regulations: Exhaust stacks for train 3 ethylene gas turbines TRB11 and TRB12. | 2020-02-21 | 12819295 | 100
22918 | T1 | CORPUS CHRISTI LIQUEFACTION LLC | CORPUS CHRISTI LIQUEFACTION | 622 HWY 35 | GREGORY | TX | 78359 | SAN PATRICIO | CN604136374 | RN104104716 | Exhaust stacks for train 2 ethylene gas turbines TRB9 and TRB10. | The following property is used 100% for pollution control and is installed to meet or exceed federal or state regulations: Exhaust stacks for train 2 ethylene gas turbines TRB9 and TRB10. | 2020-02-21 | 12819295 | 100
22919 | T1 | CORPUS CHRISTI LIQUEFACTION LLC | CORPUS CHRISTI LIQUEFACTION | 622 HWY 35 | GREGORY | TX | 78359 | SAN PATRICIO | CN604136374 | RN104104716 | Exhaust stacks for Train 1 ethylene gas turbines TRB7 and TRB8. | The following property is used 100% for pollution control and is installed to meet or exceed federal or state regulations: Exhaust stacks for Train 1 ethylene gas turbines TRB7 and TRB8. | 2020-02-21 | 12819295 | 100
22920 | T2 | CORPUS CHRISTI LIQUEFACTION LLC | CORPUS CHRISTI LIQUEFACTION | 622 HWY 35 | GREGORY | TX | 78359 | SAN PATRICIO | CN604136374 | RN104104716 | Dry low emission systems consisting of inlet air chilling, electric inlet guide vanes or bleed valves, universal gas fuel dual fuel injectors, parallel fuel valve module, fuel system plumbing, augmented backside cooled combustor liner, and sensors and controls on train 2 propane refrigerant turbines TRB3 and TRB4. | The following property is used 100% for pollution control and is installed to meet or exceed federal or state regulations: Dry low emission systems consisting of inlet air chilling, electric inlet guide vanes or bleed valves, universal gas fuel dual fuel injectors, parallel fuel valve module, fuel system plumbing, augmented backside cooled combustor liner, and sensors and controls on train 2 propane refrigerant turbines TRB3 and TRB4. | 2020-02-21 | 2000000 | 100
22921 | T2 | CORPUS CHRISTI LIQUEFACTION LLC | CORPUS CHRISTI LIQUEFACTION | 622 HWY 35 | GREGORY | TX | 78359 | SAN PATRICIO | CN604136374 | RN104104716 | Dry low emission systems consisting of inlet air chilling, electric inlet guide vanes or bleed valves, universal gas fuel dual fuel injectors, parallel fuel valve module, fuel system plumbing, augmented backside cooled combustor liner, and sensors and controls on train 1 propane refrigerant turbines TRB1 and TRB2. | The following property is used 100% for pollution control and is installed to meet or exceed federal or state regulations: Dry low emission systems consisting of inlet air chilling, electric inlet guide vanes or bleed valves, universal gas fuel dual fuel injectors, parallel fuel valve module, fuel system plumbing, augmented backside cooled combustor liner, and sensors and controls on train 1 propane refrigerant turbines TRB1 and TRB2. | 2020-02-21 | 2000000 | 100
22922 | T1 | CORPUS CHRISTI LIQUEFACTION LLC | CORPUS CHRISTI LIQUEFACTION | 622 HWY 35 | GREGORY | TX | 78359 | SAN PATRICIO | CN604136374 | RN104104716 | Exhaust stacks for Train 3 propane gas turbines TRB5 and TRB6. | The following property is used 100% for pollution control and is installed to meet or exceed federal or state regulations: Exhaust stacks for Train 3 propane gas turbines TRB5 and TRB6. | 2020-02-21 | 12819295 | 100
22923 | T1 | CORPUS CHRISTI LIQUEFACTION LLC | CORPUS CHRISTI LIQUEFACTION | 622 HWY 35 | GREGORY | TX | 78359 | SAN PATRICIO | CN604136374 | RN104104716 | Exhaust stacks for the Train 2 propane gas turbines TRB3 and TRB4. | The following property is used 100% for pollution control and is installed to meet or exceed federal or state regulations: Exhaust stacks for the Train 2 propane gas turbines TRB3 and TRB4. | 2020-02-21 | 12819295 | 100
22924 | T1 | CORPUS CHRISTI LIQUEFACTION LLC | CORPUS CHRISTI LIQUEFACTION | 622 HWY 35 | GREGORY | TX | 78359 | SAN PATRICIO | CN604136374 | RN104104716 | Exhaust stacks for the train 1 propane gas turbines TRB1 and TRB2. | The following property is used 100% for pollution control and is installed to meet or exceed federal or state regulations: Exhaust stacks for the train 1 propane gas turbines TRB1 and TRB2. | 2020-02-25 | 12819295 | 100
22925 | T2 | CORPUS CHRISTI LIQUEFACTION LLC | CORPUS CHRISTI LIQUEFACTION | 622 HWY 35 | GREGORY | TX | 78359 | SAN PATRICIO | CN604136374 | RN104104716 | Dry low emission systems consisting of inlet air chilling, electric inlet guide vanes or bleed valves, universal gas fuel dual fuel injectors, parallel fuel valve module, fuel system plumbing, augmented backside cooled combustor liner, and sensors and controls on train 3 methane refrigerant turbines TRB17 and TRB18. | The following property is used 100% for pollution control and is installed to meet or exceed federal or state regulations: Dry low emission systems consisting of inlet air chilling, electric inlet guide vanes or bleed valves, universal gas fuel dual fuel injectors, parallel fuel valve module, fuel system plumbing, augmented backside cooled combustor liner, and sensors and controls on train 3 methane refrigerant turbines TRB17 and TRB18. | 2020-02-10 | 2000000 | 100
22926 | T2 | CORPUS CHRISTI LIQUEFACTION LLC | CORPUS CHRISTI LIQUEFACTION | 622 HWY 35 | GREGORY | TX | 78359 | SAN PATRICIO | CN604136374 | RN104104716 | Dry low emission systems consisting of inlet air chilling, electric inlet guide vanes or bleed valves, universal gas fuel dual fuel injectors, parallel fuel valve module, fuel system plumbing, augmented backside cooled combustor liner, and sensors and controls on train 3 methane refrigerant turbines TRB15 and TRB16. | The following property is used 100% for pollution control and is installed to meet or exceed federal or state regulations: Dry low emission systems consisting of inlet air chilling, electric inlet guide vanes or bleed valves, universal gas fuel dual fuel injectors, parallel fuel valve module, fuel system plumbing, augmented backside cooled combustor liner, and sensors and controls on train 3 methane refrigerant turbines TRB15 and TRB16. | 2020-02-10 | 2000000 | 100
22927 | T2 | CORPUS CHRISTI LIQUEFACTION LLC | CORPUS CHRISTI LIQUEFACTION | 622 HWY 35 | GREGORY | TX | 78359 | SAN PATRICIO | CN604136374 | RN104104716 | Dry low emission systems consisting of inlet air chilling, electric inlet guide vanes or bleed valves, universal gas fuel dual fuel injectors, parallel fuel valve module, fuel system plumbing, augmented backside cooled combustor liner, and sensors and controls on train 1 methane refrigerant turbines TRB13 and TRB14. | The following property is used 100% for pollution control and is installed to meet or exceed federal or state regulations: Dry low emission systems consisting of inlet air chilling, electric inlet guide vanes or bleed valves, universal gas fuel dual fuel injectors, parallel fuel valve module, fuel system plumbing, augmented backside cooled combustor liner, and sensors and controls on train 1 methane refrigerant turbines TRB13 and TRB14. | 2020-02-10 | 2000000 | 100
22928 | T2 | CORPUS CHRISTI LIQUEFACTION LLC | CORPUS CHRISTI LIQUEFACTION | 622 HWY 35 | GREGORY | TX | 78359 | SAN PATRICIO | CN604136374 | RN104104716 | Dry low emission systems consisting of inlet air chilling, electric inlet guide vanes or bleed valves, universal gas fuel dual fuel injectors, parallel fuel valve module, fuel system plumbing, augmented backside cooled combustor liner, and sensors and controls on train 3 methane refrigerant turbines TRB11 and TRB12. | The following property is used 100% for pollution control and is installed to meet or exceed federal or state regulations: Dry low emission systems consisting of inlet air chilling, electric inlet guide vanes or bleed valves, universal gas fuel dual fuel injectors, parallel fuel valve module, fuel system plumbing, augmented backside cooled combustor liner, and sensors and controls on train 3 methane refrigerant turbines TRB11 and TRB12. | 2020-02-10 | 2000000 | 100
22929 | T2 | CORPUS CHRISTI LIQUEFACTION LLC | CORPUS CHRISTI LIQUEFACTION | 622 HWY 35 | GREGORY | TX | 78359 | SAN PATRICIO | CN604136374 | RN104104716 | Dry low emission systems consisting of inlet air chilling, electric inlet guide vanes or bleed valves, universal gas fuel dual fuel injectors, parallel fuel valve module, fuel system plumbing, augmented backside cooled combustor liner, and sensors and controls on train 2 ethylene refrigerant turbines TRB9 and TRB10. | The following property is used 100% for pollution control and is installed to meet or exceed federal or state regulations: Dry low emission systems consisting of inlet air chilling, electric inlet guide vanes or bleed valves, universal gas fuel dual fuel injectors, parallel fuel valve module, fuel system plumbing, augmented backside cooled combustor liner, and sensors and controls on train 2 ethylene refrigerant turbines TRB9 and TRB10. | 2020-02-10 | 2000000 | 100
22930 | T2 | CORPUS CHRISTI LIQUEFACTION LLC | CORPUS CHRISTI LIQUEFACTION | 622 HWY 35 | GREGORY | TX | 78359 | SAN PATRICIO | CN604136374 | RN104104716 | Dry low emission systems consisting of inlet air chilling, electric inlet guide vanes or bleed valves, universal gas fuel dual fuel injectors, parallel fuel valve module, fuel system plumbing, augmented backside cooled combustor liner, and sensors and controls on train 1 ethylene refrigerant turbines TRB7 and TRB8. | The following property is used 100% for pollution control and is installed to meet or exceed federal or state regulations: Dry low emission systems consisting of inlet air chilling, electric inlet guide vanes or bleed valves, universal gas fuel dual fuel injectors, parallel fuel valve module, fuel system plumbing, augmented backside cooled combustor liner, and sensors and controls on train 1 ethylene refrigerant turbines TRB7 and TRB8. | 2020-02-10 | 2000000 | 100
22931 | T2 | CORPUS CHRISTI LIQUEFACTION LLC | CORPUS CHRISTI LIQUEFACTION | 622 HWY 35 | GREGORY | TX | 78359 | SAN PATRICIO | CN604136374 | RN104104716 | Dry low emission systems consisting of inlet air chilling, electric inlet guide vanes or bleed valves, universal gas fuel dual fuel injectors, parallel fuel valve module, fuel system plumbing, augmented backside cooled combustor liner, and sensors and controls on train 3 propane refrigerant turbines TRB5 and TRB6. | The following property is used 100% for pollution control and is installed to meet or exceed federal or state regulations: Dry low emission systems consisting of inlet air chilling, electric inlet guide vanes or bleed valves, universal gas fuel dual fuel injectors, parallel fuel valve module, fuel system plumbing, augmented backside cooled combustor liner, and sensors and controls on train 3 propane refrigerant turbines TRB5 and TRB6. | 2020-02-10 | 2000000 | 100
22932 | T1 | HALDOR TOPSOE INC | HALDOR TOPSOE | 10010 BAYPORT BLVD | PASADENA | TX | 77507 | HARRIS | CN600132435 | RN101211498 | VK Unit multipurpose scrubber. | The following property is used 100% for pollution control and is installed to meet or exceed federal or state regulations: VK Unit multipurpose scrubber. | 2020-02-07 | 3693836.24 | 100
22933 | T1 | STOLT-NIELSEN USA INC | STOLT TANK CLEANING FACILITY AND DEPOT | 16300 DE ZAVALLA RD STE 3 | CHANNELVIEW | TX | 77530 | HARRIS | CN602524019 | RN102562063 | Secondary containment for the Loaded Storage Area consisting of 15-inch-thick reinforced concrete, curbing, dikes, and a 2-foot high containment wall located on the low side of the area. | The following property is used 100% for pollution control and is installed to meet or exceed federal or state regulations: Secondary containment for the Loaded Storage Area consisting of 15-inch-thick reinforced concrete, curbing, dikes, and a 2-foot high containment wall located on the low side of the area. | 2020-02-10 | 950800 | 100
22934 | T1 | CONQUEST COMPLETION SERVICES LLC | CONQUEST COMPLETION SERVICES | 10214 W COUNTY ROAD 160 | MIDLAND | TX | 79706 | MIDLAND | CN604737387 | RN110314671 | Seven Ram blowout preventers on units CT01 - CT06 and a new unit acquired in 2019. | The following property is used 100% for pollution control and is installed to meet or exceed federal or state regulations: Seven Ram blowout preventers on units CT01 - CT06 and a new unit acquired in 2019. | 2020-03-20 | 6018777 | 100
22935 | T1 | MODA INGLESIDE LLC | MODA INGLESIDE ENERGY CENTER | 1450 LEXINGTON BLVD | INGLESIDE | TX | 78362 | SAN PATRICIO | CN605745140 | RN101225746 | Steel floating roofs with mechanical shoe primary seals and rim-mounted secondary seals on tanks 121 through 125. | The following property is used 100% for pollution control and is installed to meet or exceed federal or state regulations: Steel floating roofs with mechanical shoe primary seals and rim-mounted secondary seals on tanks 121 through 125. | 2020-02-14 | 6650000 | 100
22936 | T1 | MODA INGLESIDE LLC | MODA INGLESIDE ENERGY CENTER | 1450 LEXINGTON BLVD | INGLESIDE | TX | 78362 | SAN PATRICIO | CN605745140 | RN101225746 | Secondary containment consisting of a concrete berm around tanks, a concrete pit around a piping manifold, and the land used to contain the secondary containment between the berm and tanks and pit and manifold. This use determination does not include the land containing the tanks, manifold, temporary construction trailers or any other structures. | The following property is used 100% for pollution control and is installed to meet or exceed federal or state regulations: Secondary containment consisting of a concrete berm around tanks, a concrete pit around a piping manifold, and the land used to contain the secondary containment between the berm and tanks and pit and manifold. This use determination does not include the land containing the tanks, manifold, temporary construction trailers or any other structures. | 2020-05-27 | 5337360 | 100
22937 | T1 | MARKWEST TORNADO GP LLC | TORNADO GAS PLANT | Latitude = 31.982053, Longitude = -103.704396 | Loving County | TX | 79754 | LOVING | CN605563352 | RN110481942 | Seven air/fuel ratio and seven catalytic converters on seven CAT 3608 compressor engines. | The following property is used 100% for pollution control and is installed to meet or exceed federal or state regulations: Seven air/fuel ratio and seven catalytic converters on seven CAT 3608 compressor engines. | 2020-03-13 | 3031000 | 100
22938 | T1 | MODA INGLESIDE LLC | MODA INGLESIDE ENERGY CENTER | 1450 LEXINGTON BLVD | INGLESIDE | TX | 78362 | SAN PATRICIO | CN605745140 | RN101225746 | Three vapor combustion units. | The following property is used 100% for pollution control and is installed to meet or exceed federal or state regulations: Three vapor combustion units | 2020-03-30 | 10109721 | 100
22939 | T1 | MODA INGLESIDE LLC | MODA INGLESIDE ENERGY CENTER | 1450 LEXINGTON BLVD | INGLESIDE | TX | 78362 | SAN PATRICIO | CN605745140 | RN101225746 | Cathodic protection and dielectric coatings on tanks T121-T125. | The following property is used 100% for pollution control and is installed to meet or exceed federal or state regulations: Cathodic protection and dielectric coatings on tanks T121-T125 | 2020-03-30 | 1250000 | 100
22940 | T1 | MUSKET CORPORATION | GREENS PORT TRANSLOADING FACILITY | 1755 FEDERAL RD | HOUSTON | TX | 77015 | HARRIS | CN603417643 | RN106209760 | Flare. | The following property is used 100% for pollution control and is installed to meet or exceed federal or state regulations :Flare. | 2020-03-05 | 112700 | 100
22941 | T1 | MUSKET CORPORATION | MUSKET FORT WORTH FUEL TERMINAL | 5101 LONE STAR BLVD | FORT WORTH | TX | 76106 | TARRANT | CN603417643 | RN105156632 | Primary vapor combustion unit VCU2. | The following property is used 100% for pollution control and is installed to meet or exceed federal or state regulations: Primary vapor combustion unit VCU2. | 2020-03-05 | 228296 | 100
22942 | T1 | ENTERPRISE HOUSTON SHIP CHANNEL LP | HOUSTON TERMINAL | 15602A JACINTOPORT BLVD | HOUSTON | TX | 77015 | HARRIS | CN600129795 | RN100224740 | External floating roof, mechanical shoe primary seals and rim mounted secondary seals on Tank #9. | The following property is used 100% for pollution control and is installed to meet or exceed federal or state regulations: External floating roof, mechanical shoe primary seals and rim mounted secondary seals on Tank #9. | 2020-02-11 | 345030 | 100
22943 | T1 | ENTERPRISE HOUSTON SHIP CHANNEL LP | HOUSTON TERMINAL | 15602A JACINTOPORT BLVD | HOUSTON | TX | 77015 | HARRIS | CN600129795 | RN100224740 | Earthen berm around crude oil storage Tank-9 including an associated reinforced polyethylene liner. | The following property is used 100% for pollution control and is installed to meet or exceed federal or state regulations: Earthen berm around crude oil storage Tank-9 including an associated reinforced polyethylene liner. | 2020-02-11 | 502000 | 100
22944 | T1 | KIRBY INLAND MARINE LP | KIRBY INLAND MARINE CHANNELVIEW OPERATIONS | 16538 DE ZAVALLA RD | CHANNELVIEW | TX | 77530 | HARRIS | CN600611206 | RN104352265 | The incremental cost difference between a single-hulled barge and a double-hulled barge, perimeter deck spill rails, high level overflow alarms, and closed gauging on barges Kirby 27727, Kirby 27728, Kirby 27729, Kirby 27730, Kirby 27731, Kirby 27732, Kirby 27733, Kirby 27735, Kirby 27736, Kirby 27738, CTCO 342, CTCO 343, ACT 101, ACT 102, CTCO 250, CTCO 251, CTCO 252, CTCO 253, CTCO 254, CTCO 255, CTCO 314, CTCO 315, CTCO 316, CTCO 317, CTCO 318, CTCO 319, CTCO 320, CTCO 321, CTCO 322, CTCO 323, Kirby 29040, Kirby 29041, Kirby 29042, Kirby 29043, Kirby 29044, Kirby 29045, CTCO 344, CTCO 345, Kirby 27014, CTCO 354B, Kirby 27016, CTCO 355B, Kirby 27017, CTCO356B, Kirby 27018, CTCO 357B, CTCO 258, Kirby 27020, HBC 301, HBC 302, HBC 303, HBC 304, HBC 305, HBC 306, HBC 307, HBC 308, HBC 309, HBC 310, HBC 311, HBC 312, and CTCO 3000. | The following property is used 100% for pollution control and is installed to meet or exceed federal or state regulations: The incremental cost difference between a single-hulled barge and a double-hulled barge, perimeter deck spill rails, high level overflow alarms, and closed gauging on barges Kirby 27727, Kirby 27728, Kirby 27729, Kirby 27730, Kirby 27731, Kirby 27732, Kirby 27733, Kirby 27735, Kirby 27736, Kirby 27738, CTCO 342, CTCO 343, ACT 101, ACT 102, CTCO 250, CTCO 251, CTCO 252, CTCO 253, CTCO 254, CTCO 255, CTCO 314, CTCO 315, CTCO 316, CTCO 317, CTCO 318, CTCO 319, CTCO 320, CTCO 321, CTCO 322, CTCO 323, Kirby 29040, Kirby 29041, Kirby 29042, Kirby 29043, Kirby 29044, Kirby 29045, CTCO 344, CTCO 345, Kirby 27014, CTCO 354B, Kirby 27016, CTCO 355B, Kirby 27017, CTCO356B, Kirby 27018, CTCO 357B, CTCO 358, Kirby 27020, HBC 301, HBC 302, HBC 303, HBC 304, HBC 305, HBC 306, HBC 307, HBC 308, HBC 309, HBC 310, HBC 311, HBC 312, CTCO 3000, Kirby 16843, Kirby 18750, Kirby 27714, Kirby 27715, Kirby 28748, Kirby 29021, Kirby 29022, Kirby 29023, Kirby 29024, and Kirby 18701. | 2020-03-10 | 52912437 | 100
22945 | T1 | KIRBY INLAND MARINE LP | KIRBY INLAND MARINE CHANNELVIEW OPERATIONS | 16538 DE ZAVALLA RD | CHANNELVIEW | TX | 77530 | HARRIS | CN600611206 | RN104352265 | Vapor control system on barges Kirby 27727, Kirby 27728, Kirby 27729, Kirby 27730, Kirby 27731, Kirby 27732, Kirby 27733, Kirby 27735, Kirby 27736, Kirby 27738, CTCO 342, CTCO 343, ACT 101, ACT 102, CTCO 250, CTCO 251, CTCO 252, CTCO 253, CTCO 254, CTCO 255, CTCO 314, CTCO 315, CTCO 316, CTCO 317, CTCO 318, CTCO 319, CTCO 320, CTCO 321, CTCO 322, CTCO 323, Kirby 29040, Kirby 29041, Kirby 29042, Kirby 29043, Kirby 29044, Kirby 29045, CTCO 344, CTCO 345, Kirby 27014, CTCO 354B, Kirby 27016, CTCO 355B, Kirby 27017, CTCO356B, Kirby 27018, CTCO 357B, CTCO 258, Kirby 27020, HBC 301, HBC 302, HBC 303, HBC 304, HBC 305, HBC 306, HBC 307, HBC 308, HBC 309, HBC 310, HBC 311, HBC 312, CTCO 3000, Kirby 16843, Kirby 18750, Kirby 27714, Kirby 27715, Kirby 28748, Kirby 29021, Kirby 29022, Kirby 29023, Kirby 29024, and Kirby 18701. | The following property is used 100% for pollution control and is installed to meet or exceed federal or state regulations: Vapor control system on barges Kirby 27727, Kirby 27728, Kirby 27729, Kirby 27730, Kirby 27731, Kirby 27732, Kirby 27733, Kirby 27735, Kirby 27736, Kirby 27738, CTCO 342, CTCO 343, ACT 101, ACT 102, CTCO 250, CTCO 251, CTCO 252, CTCO 253, CTCO 254, CTCO 255, CTCO 314, CTCO 315, CTCO 316, CTCO 317, CTCO 318, CTCO 319, CTCO 320, CTCO 321, CTCO 322, CTCO 323, Kirby 29040, Kirby 29041, Kirby 29042, Kirby 29043, Kirby 29044, Kirby 29045, CTCO 344, CTCO 345, Kirby 27014, CTCO 354B, Kirby 27016, CTCO 355B, Kirby 27017, CTCO356B, Kirby 27018, CTCO 357B, CTCO 358, Kirby 27020, HBC 301, HBC 302, HBC 303, HBC 304, HBC 305, HBC 306, HBC 307, HBC 308, HBC 309, HBC 310, HBC 311, HBC 312, CTCO 3000, Kirby 16843, Kirby 18750, Kirby 27714, Kirby 27715, Kirby 28748, Kirby 29021, Kirby 29022, Kirby 29023, Kirby 29024, and Kirby 18701. | 2020-03-10 | 8818739 | 100
22946 | T1 | CANAL BARGE CO INC | CANAL BARGE BOATS BARGES | Latitude = 29.763217, Longitude = -95.091921 | Harris County | TX | 77530 | HARRIS | CN605190974 | RN110139961 | The incremental cost difference between a single-hulled barge and a double-hulled barge, perimeter deck spill rails, high level overflow alarms, and closed gauging on barges CBC 1408, CBC 1409, CBC 1410, CBC 1411, CBC 1412, CBC 1413, CBC 1414, CBC 1415, CBC 1416, CBC 1417, CBC 1419, CBC 1700, CBC 1701, CBC 1702, CBC 1703, CBC 1704, CBC 1705. | The following property is used 100% for pollution control and is installed to meet or exceed federal or state regulations: The incremental cost difference between a single-hulled barge and a double-hulled barge, perimeter deck spill rails, high level overflow alarms, and closed gauging on barges CBC 1408, CBC 1409, CBC 1410, CBC 1411, CBC 1412, CBC 1413, CBC 1414, CBC 1415, CBC 1416, CBC 1417, CBC 1419, CBC 1700, CBC 1701, CBC 1702, CBC 1703, CBC 1704, CBC 1705. | 2020-02-14 | 9308418 | 100
22947 | T1 | CANAL BARGE CO INC | CANAL BARGE BOATS BARGES | Latitude = 29.763217, Longitude = -95.091921 | Harris County | TX | 77530 | HARRIS | CN605190974 | RN110139961 | Vapor control system on barges CBC 1408, CBC 1409, CBC 1410, CBC 1411, CBC 1412, CBC 1413, CBC 1414, CBC 1415, CBC 1416, CBC 1417, CBC 1419, CBC 1700, CBC 1701, CBC 1702, CBC 1703, CBC 1704, CBC 1705. | The following property is used 100% for pollution control and is installed to meet or exceed federal or state regulations: Vapor control system on barges CBC 1408, CBC 1409, CBC 1410, CBC 1411, CBC 1412, CBC 1413, CBC 1414, CBC 1415, CBC 1416, CBC 1417, CBC 1419, CBC 1700, CBC 1701, CBC 1702, CBC 1703, CBC 1704, CBC 1705. | 2020-02-14 | 1551403 | 100
22948 | T1 | SOUTHWEST SHIPYARD LP | SOUTHWEST SHIPYARD | 18310 MARKET ST | CHANNELVIEW | TX | 77530 | HARRIS | CN600135354 | RN100248749 | Stormwater treatment system at outfall SW-008 consisting of an underground sump, two centrifugal separators and a sand filer and dissolved air flotation unit. | The following property is used 100% for pollution control and is installed to meet or exceed federal or state regulations: Stormwater treatment system at outfall SW-008 consisting of an underground sump, two centrifugal separators and a sand filter skid and dissolved air flotation unit. | 2020-04-03 | 631000 | 100
22949 | T1 | PILGRIMS PRIDE CORPORATION | PILGRIMS PRIDE | 928 MARTIN LUTHER KING JR BLVD | NACOGDOCHES | TX | 75961 | NACOGDOCHES | CN601276660 | RN104306501 | The property is post-production waste solids removal and water pre-treatment on-site prior to discharge into the City of Nacogdoches, TX Municipal Water Treatment System. The system uses centrifuges to separate and remove non-dischargeable/treatable solids from the wastewater, piping those solids into trailers for off-site destruction. Wastewater proceeds further through system for pre-treatment via the use of a DAF system that discharges into the City of Nacogdoches wastewater system. | The following property is used 100% for pollution control and is installed to meet or exceed federal or state regulations: The property is post-production waste solids removal and water pre-treatment on-site prior to discharge into the City of Nacogdoches, TX Municipal Water Treatment System. The system uses centrifuges to separate and remove non-dischargeable/treatable solids from the wastewater, piping those solids into trailers for off-site destruction. Wastewater proceeds further through system for pre-treatment via the use of a DAF system that discharges into the City of Nacogdoches wastewater system. | 2020-04-22 | 9300000 | 100
22950 | T1 | NABORS LUX 2 | NABORS LUX 2 RIG-00X51 | Latitude = 28.770089, Longitude = -99.430883 | Zavala County | TX | 78839 | ZAVALA | CN604268243 | RN110958873 | Single ram blowout preventer, double ram blowout preventer, BOP accumulator unit, choke manifold, and drilling mud degasser. | The following property is used 100% for pollution control and is installed to meet or exceed federal or state regulations: Single ram blowout preventer, double ram blowout preventer, BOP accumulator unit, choke manifold, and drilling mud degasser. | 2020-03-24 | 1488162 | 100
22951 | T1 | NABORS LUX 2 | NABORS LUX 2 RIG-00X50 | Latitude = 31.643897, Longitude = -103.059179 | Winkler County | TX | 79789 | WINKLER | CN604268243 | RN110958881 | Single ram blowout preventer, double ram blowout preventer, BOP accumulator unit, choke manifold, and drilling mud degasser. | The following property is used 100% for pollution control and is installed to meet or exceed federal or state regulations: Single ram blowout preventer, double ram blowout preventer, BOP accumulator unit, choke manifold, and drilling mud degasser. | 2020-03-24 | 1367145 | 100
22952 | T1 | NABORS LUX 2 | NABORS LUX 2 RIG-00X31 | Latitude = 31.750422, Longitude = -103.3281 | Winkler County | TX | 79789 | WINKLER | CN604268243 | RN110958899 | Single ram blowout preventer, double ram blowout preventer, BOP accumulator unit, choke manifold, and drilling mud degasser. | The following property is used 100% for pollution control and is installed to meet or exceed federal or state regulations: Single ram blowout preventer, double ram blowout preventer, BOP accumulator unit, choke manifold, and drilling mud degasser. | 2020-03-24 | 1332933 | 100
22953 | T1 | NABORS LUX 2 | NABORS LUX 2 RIG-01203 | Latitude = 27.938042, Longitude = -99.309311 | Webb County | TX | 78019 | WEBB | CN604268243 | RN110958907 | Single ram blowout preventer, double ram blowout preventer, BOP accumulator unit, choke manifold, and drilling mud degasser. | The following property is used 100% for pollution control and is installed to meet or exceed federal or state regulations: Single ram blowout preventer, double ram blowout preventer, BOP accumulator unit, choke manifold, and drilling mud degasser. | 2020-03-24 | 1551359 | 100
22954 | T1 | NABORS LUX 2 | NABORS LUX 2 RIG-00X37 | Latitude = 28.151975, Longitude = -100.055417 | Webb County | TX | 78041 | WEBB | CN604268243 | RN110958915 | Single ram blowout preventer, double ram blowout preventer, BOP accumulator unit, choke manifold, and drilling mud degasser. | The following property is used 100% for pollution control and is installed to meet or exceed federal or state regulations: Single ram blowout preventer, double ram blowout preventer, BOP accumulator unit, choke manifold, and drilling mud degasser. | 2020-03-24 | 915053 | 100
22955 | T1 | NABORS LUX 2 | NABORS LUX 2 RIG-00X23 | Latitude = 28.20964, Longitude = -99.60866 | Webb County | TX | 78827 | WEBB | CN604268243 | RN110958923 | Single ram blowout preventer, double ram blowout preventer, BOP accumulator unit, choke manifold, and drilling mud degasser. | The following property is used 100% for pollution control and is installed to meet or exceed federal or state regulations: Single ram blowout preventer, double ram blowout preventer, BOP accumulator unit, choke manifold, and drilling mud degasser. | 2020-03-24 | 1099681 | 100
22956 | T1 | NABORS LUX 2 | NABORS LUX 2 RIG-00X05 | Latitude = 31.621557, Longitude = -103.354667 | Ward County | TX | 79719 | WARD | CN604268243 | RN110958931 | Single ram blowout preventer, double ram blowout preventer, BOP accumulator unit, choke manifold, and drilling mud degasser. | The following property is used 100% for pollution control and is installed to meet or exceed federal or state regulations: Single ram blowout preventer, double ram blowout preventer, BOP accumulator unit, choke manifold, and drilling mud degasser. | 2020-03-24 | 1192868 | 100
22957 | T1 | NABORS LUX 2 | NABORS LUX 2 RIG-00B11 | Latitude = 31.510086, Longitude = -103.165343 | Ward County | TX | 79719 | WARD | CN604268243 | RN110958949 | Single ram blowout preventer, double ram blowout preventer, BOP accumulator unit, choke manifold, and drilling mud degasser. | The following property is used 100% for pollution control and is installed to meet or exceed federal or state regulations: Single ram blowout preventer, double ram blowout preventer, BOP accumulator unit, choke manifold, and drilling mud degasser. | 2020-03-24 | 1151526 | 100
22958 | T1 | NABORS LUX 2 | NABORS LUX 2 RIG-00B15 | Latitude = 32.335597, Longitude = -95.104254 | Smith County | TX | 75707 | SMITH | CN604268243 | RN110958956 | Single ram blowout preventer, double ram blowout preventer, BOP accumulator unit, choke manifold, and drilling mud degasser. | The following property is used 100% for pollution control and is installed to meet or exceed federal or state regulations: Single ram blowout preventer, double ram blowout preventer, BOP accumulator unit, choke manifold, and drilling mud degasser. | 2020-03-24 | 1459050 | 100
22959 | T1 | NABORS LUX 2 | NABORS LUX 2 RIG-00891 | Latitude = 31.999974, Longitude = -103.987031 | Reeves County | TX | 79770 | REEVES | CN604268243 | RN110958964 | Single ram blowout preventer, double ram blowout preventer, BOP accumulator unit, choke manifold, and drilling mud degasser. | The following property is used 100% for pollution control and is installed to meet or exceed federal or state regulations: Single ram blowout preventer, double ram blowout preventer, BOP accumulator unit, choke manifold, and drilling mud degasser. | 2020-03-24 | 1694927 | 100
22960 | T1 | NABORS LUX 2 | NABORS LUX 2 RIG-00F37 | Latitude = 31.114405, Longitude = -103.118194 | Pecos County | TX | 79730 | PECOS | CN604268243 | RN110958980 | Single ram blowout preventer, double ram blowout preventer, BOP accumulator unit, choke manifold, and drilling mud degasser. | The following property is used 100% for pollution control and is installed to meet or exceed federal or state regulations: Single ram blowout preventer, double ram blowout preventer, BOP accumulator unit, choke manifold, and drilling mud degasser. | 2020-03-24 | 744383 | 100
22961 | T1 | NABORS LUX 2 | NABORS LUX 2 RIG-00X35 | Latitude = 31.459693, Longitude = -94.487423 | Nacogdoches County | TX | 75961 | NACOGDOCHES | CN604268243 | RN110958998 | Single ram blowout preventer, double ram blowout preventer, BOP accumulator unit, choke manifold, and drilling mud degasser. | The following property is used 100% for pollution control and is installed to meet or exceed federal or state regulations: Single ram blowout preventer, double ram blowout preventer, BOP accumulator unit, choke manifold, and drilling mud degasser. | 2020-03-24 | 1291064 | 100
22962 | T1 | NABORS LUX 2 | NABORS LUX 2 RIG-00X07 | Latitude = 31.459695, Longitude = -94.482611 | Nacogdoches County | TX | 75961 | NACOGDOCHES | CN604268243 | RN110959004 | Single ram blowout preventer, double ram blowout preventer, BOP accumulator unit, choke manifold, and drilling mud degasser. | The following property is used 100% for pollution control and is installed to meet or exceed federal or state regulations: Single ram blowout preventer, double ram blowout preventer, BOP accumulator unit, choke manifold, and drilling mud degasser. | 2020-03-30 | 864033 | 100
22963 | T1 | NABORS LUX 2 | NABORS LUX 2 RIG 00X48 | Latitude = 31.554662, Longitude = -102.084068 | Midland County | TX | 79706 | MIDLAND | CN604268243 | RN110959012 | Single ram blowout preventer, double ram blowout preventer, BOP accumulator unit, choke manifold, and drilling mud degasser. | The following property is used 100% for pollution control and is installed to meet or exceed federal or state regulations: Single ram blowout preventer, double ram blowout preventer, BOP accumulator unit, choke manifold, and drilling mud degasser. | 2020-03-30 | 1270546 | 100
22964 | T1 | NABORS LUX 2 | NABORS LUX 2 RIG-00X12 | Latitude = 31.897131, Longitude = -102.130853 | Midland County | TX | 79706 | MIDLAND | CN604268243 | RN110959020 | Single ram blowout preventer, double ram blowout preventer, BOP accumulator unit, choke manifold, and drilling mud degasser. | The following property is used 100% for pollution control and is installed to meet or exceed federal or state regulations: Single ram blowout preventer, double ram blowout preventer, BOP accumulator unit, choke manifold, and drilling mud degasser. | 2020-03-30 | 790892 | 100
22965 | T1 | NABORS LUX 2 | NABORS LUX 2 RIG-01201 | Latitude = 32.13437, Longitude = -101.761267 | Martin County | TX | 79782 | MARTIN | CN604268243 | RN110959038 | Single ram blowout preventer, double ram blowout preventer, BOP accumulator unit, choke manifold, and drilling mud degasser. | The following property is used 100% for pollution control and is installed to meet or exceed federal or state regulations: Single ram blowout preventer, double ram blowout preventer, BOP accumulator unit, choke manifold, and drilling mud degasser. | 2020-03-30 | 1742179 | 100
22966 | T1 | NABORS LUX 2 | NABORS LUX 2 RIG-00896 | Latitude = 32.198855, Longitude = -101.742114 | Martin County | TX | 79782 | MARTIN | CN604268243 | RN110959046 | Single ram blowout preventer, double ram blowout preventer, BOP accumulator unit, choke manifold, and drilling mud degasser. | The following property is used 100% for pollution control and is installed to meet or exceed federal or state regulations: Single ram blowout preventer, double ram blowout preventer, BOP accumulator unit, choke manifold, and drilling mud degasser. | 2020-03-30 | 1053874 | 100
22967 | T1 | NABORS LUX 2 | NABORS LUX 2 RIG-00892 | Latitude = 32.199113, Longitude = -101.74223 | Martin County | TX | 79782 | MARTIN | CN604268243 | RN110959061 | Single ram blowout preventer, double ram blowout preventer, BOP accumulator unit, choke manifold, and drilling mud degasser. | The following property is used 100% for pollution control and is installed to meet or exceed federal or state regulations: Single ram blowout preventer, double ram blowout preventer, BOP accumulator unit, choke manifold, and drilling mud degasser. | 2020-03-30 | 1353660 | 100
22968 | T1 | NABORS LUX 2 | NABORS LUX 2 RIG-01208 | Latitude = 31.941586, Longitude = -103.680363 | Loving County | TX | 79754 | LOVING | CN604268243 | RN110959079 | Single ram blowout preventer, double ram blowout preventer, BOP accumulator unit, choke manifold, and drilling mud degasser. | The following property is used 100% for pollution control and is installed to meet or exceed federal or state regulations: Single ram blowout preventer, double ram blowout preventer, BOP accumulator unit, choke manifold, and drilling mud degasser. | 2020-03-30 | 1625767 | 100
22969 | T1 | NABORS LUX 2 | NABORS LUX 2 RIG-00X04 | Latitude = 31.826583, Longitude = -103.494883 | Loving County | TX | 79754 | LOVING | CN604268243 | RN110959087 | Single ram blowout preventer, double ram blowout preventer, BOP accumulator unit, choke manifold, and drilling mud degasser. | The following property is used 100% for pollution control and is installed to meet or exceed federal or state regulations: Single ram blowout preventer, double ram blowout preventer, BOP accumulator unit, choke manifold, and drilling mud degasser. | 2020-03-30 | 1428724 | 100
22970 | T1 | NABORS LUX 2 | NABORS LUX 2 RIG-00F36 | Latitude = 31.912918, Longitude = -103.570721 | Loving County | TX | 79754 | LOVING | CN604268243 | RN110959095 | Single ram blowout preventer, double ram blowout preventer, BOP accumulator unit, choke manifold, and drilling mud degasser. | The following property is used 100% for pollution control and is installed to meet or exceed federal or state regulations: Single ram blowout preventer, double ram blowout preventer, BOP accumulator unit, choke manifold, and drilling mud degasser. | 2020-03-30 | 580480 | 100
22971 | T1 | NABORS LUX 2 | NABORS LUX 2 RIG-00F23 | Latitude = 31.912923, Longitude = -103.567941 | Loving County | TX | 79754 | LOVING | CN604268243 | RN110959103 | Single ram blowout preventer, double ram blowout preventer, BOP accumulator unit, choke manifold, and drilling mud degasser. | The following property is used 100% for pollution control and is installed to meet or exceed federal or state regulations: Single ram blowout preventer, double ram blowout preventer, BOP accumulator unit, choke manifold, and drilling mud degasser. | 2020-03-30 | 723344 | 100
22972 | T1 | NABORS LUX 2 | NABORS LUX 2 RIG-M7506 | Latitude = 28.443368, Longitude = -99.037207 | La Salle County | TX | 78014 | LA SALLE | CN604268243 | RN110959111 | Single ram blowout preventer, double ram blowout preventer, BOP accumulator unit, choke manifold, and drilling mud degasser. | The following property is used 100% for pollution control and is installed to meet or exceed federal or state regulations: Single ram blowout preventer, double ram blowout preventer, BOP accumulator unit, choke manifold, and drilling mud degasser. | 2020-03-30 | 1747106 | 100
22973 | T1 | NABORS LUX 2 | NABORS LUX 2 RIG-00X17 | Latitude = 32.516463, Longitude = -94.134234 | Harrison County | TX | 75692 | HARRISON | CN604268243 | RN110959129 | Single ram blowout preventer, double ram blowout preventer, BOP accumulator unit, choke manifold, and drilling mud degasser. | The following property is used 100% for pollution control and is installed to meet or exceed federal or state regulations: Single ram blowout preventer, double ram blowout preventer, BOP accumulator unit, choke manifold, and drilling mud degasser. | 2020-03-30 | 1276405 | 100
22974 | T1 | NABORS LUX 2 | NABORS LUX 2 M7501 | Latitude = 29.480529, Longitude = -97.234139 | Gonzales County | TX | 77984 | GONZALES | CN604268243 | RN110959137 | Single ram blowout preventer, double ram blowout preventer, BOP accumulator unit, choke manifold, and drilling mud degasser. | The following property is used 100% for pollution control and is installed to meet or exceed federal or state regulations: Single ram blowout preventer, double ram blowout preventer, BOP accumulator unit, choke manifold, and drilling mud degasser. | 2020-03-30 | 910542 | 100
22975 | T1 | NABORS LUX 2 | NABORS LUX 2 01209 | Latitude = 28.760827, Longitude = -99.403738 | Frio County | TX | 78061 | FRIO | CN604268243 | RN110959145 | Single ram blowout preventer, double ram blowout preventer, BOP accumulator unit, choke manifold, and drilling mud degasser. | The following property is used 100% for pollution control and is installed to meet or exceed federal or state regulations: Single ram blowout preventer, double ram blowout preventer, BOP accumulator unit, choke manifold, and drilling mud degasser. | 2020-03-30 | 1934946 | 100
22976 | T1 | NABORS LUX 2 | NABORS LUX 2 RIG-01202 | Latitude = 28.702518, Longitude = -98.910923 | Frio County | TX | 78061 | FRIO | CN604268243 | RN110959152 | Single ram blowout preventer, double ram blowout preventer, BOP accumulator unit, choke manifold, and drilling mud degasser. | The following property is used 100% for pollution control and is installed to meet or exceed federal or state regulations: Single ram blowout preventer, double ram blowout preventer, BOP accumulator unit, choke manifold, and drilling mud degasser. | 2020-03-30 | 1877857 | 100
22977 | T1 | NABORS LUX 2 | NABORS LUX 2 RIG-00X29 | Latitude = 29.363668, Longitude = -97.23582 | Dewitt County | TX | 77995 | DEWITT | CN604268243 | RN110959160 | Single ram blowout preventer, double ram blowout preventer, BOP accumulator unit, choke manifold, and drilling mud degasser. | The following property is used 100% for pollution control and is installed to meet or exceed federal or state regulations: Single ram blowout preventer, double ram blowout preventer, BOP accumulator unit, choke manifold, and drilling mud degasser. | 2020-03-30 | 1045638 | 100
22978 | T1 | NABORS LUX 2 | NABORS LUX 2 RIG-00X53 | Latitude = 31.974236, Longitude = -104.062587 | Culberson County | TX | 79770 | CULBERSON | CN604268243 | RN110959178 | Single ram blowout preventer, double ram blowout preventer, BOP accumulator unit, choke manifold, and drilling mud degasser. | The following property is used 100% for pollution control and is installed to meet or exceed federal or state regulations: Single ram blowout preventer, double ram blowout preventer, BOP accumulator unit, choke manifold, and drilling mud degasser. | 2020-03-30 | 1298027 | 100
22979 | T1 | NABORS LUX 2 | NABORS LUX 2 | Latitude = 31.999986, Longitude = -104.354323 | Culberson County | TX | 79770 | CULBERSON | CN604268243 | RN110959186 | Single ram blowout preventer, double ram blowout preventer, BOP accumulator unit, choke manifold, and drilling mud degasser on drilling rig 00X49. | The following property is used 100% for pollution control and is installed to meet or exceed federal or state regulations: Single ram blowout preventer, double ram blowout preventer, BOP accumulator unit, choke manifold, and drilling mud degasser on drilling rig 00X49. | 2020-03-30 | 1414777 | 100
22980 | T1 | NABORS LUX 2 | NABORS LUX 2 RIG 01207 | Latitude = 28.826456, Longitude = -98.17935 | Atascosa County | TX | 78113 | ATASCOSA | CN604268243 | RN110959194 | Single ram blowout preventer, double ram blowout preventer, BOP accumulator unit, choke manifold, and drilling mud degasser. | The following property is used 100% for pollution control and is installed to meet or exceed federal or state regulations: Single ram blowout preventer, double ram blowout preventer, BOP accumulator unit, choke manifold, and drilling mud degasser. | 2020-04-22 | 1743196 | 100
22981 | T1 | NABORS LUX 2 | NABORS LUX 2 RIG-00X09 | Latitude = 28.749661, Longitude = -98.216453 | Atascosa County | TX | 79714 | ATASCOSA | CN604268243 | RN110959202 | Single ram blowout preventer, double ram blowout preventer, BOP accumulator unit, choke manifold, and drilling mud degasser. | The following property is used 100% for pollution control and is installed to meet or exceed federal or state regulations: Single ram blowout preventer, double ram blowout preventer, BOP accumulator unit, choke manifold, and drilling mud degasser. | 2020-04-22 | 961333 | 100
22982 | T1 | NABORS LUX 2 | NABORS LUX 2 RIG-00X46 | Latitude = 32.346, Longitude = -102.568 | Andrews County | TX | 79914 | ANDREWS | CN604268243 | RN110959210 | Single ram blowout preventer, double ram blowout preventer, BOP accumulator unit, choke manifold, and drilling mud degasser. | The following property is used 100% for pollution control and is installed to meet or exceed federal or state regulations: Single ram blowout preventer, double ram blowout preventer, BOP accumulator unit, choke manifold, and drilling mud degasser. | 2020-04-22 | 1401075 | 100
22983 | T1 | KBX LLC | KBX | 3055A FM 1006 | ORANGE | TX | 77630 | ORANGE | CN605751494 | RN110960010 | The following property is used 100% for pollution control and is installed to meet or exceed federal or state regulations: The incremental cost difference between a single-hulled barge and a double-hulled barge, perimeter deck spill rails, high level overflow alarms, and closed gauging on barges KBX Barge 2000-H482, KBX Barge 2003-H478, and KBX Barge 2004-H479. | The following property is used 100% for pollution control and is installed to meet or exceed federal or state regulations: The incremental cost difference between a single-hulled barge and a double-hulled barge, perimeter deck spill rails, high level overflow alarms, and closed gauging on barges KBX Barge 2000-H482, KBX Barge 2003-H478, and KBX Barge 2004-H479. | 2020-02-14 | 8189730 | 100
22984 | T1 | KBX LLC | KBX | 3055A FM 1006 | ORANGE | TX | 77630 | ORANGE | CN605751494 | RN110960010 | Vapor control system on barges KBX Barge 2000-H482, KBX Barge 2003-H478, and KBX Barge 2004-H479. | The following property is used 100% for pollution control and is installed to meet or exceed federal or state regulations: Vapor control system on barges KBX Barge 2000-H482, KBX Barge 2003-H478, and KBX Barge 2004-H479. | 2020-02-14 | 1364955 | 100
22985 | T1 | KBX LLC | KBX | 2695 OLD BLOOMINGTON RD N | VICTORIA | TX | 77905 | VICTORIA | CN605751494 | RN110960036 | The incremental cost difference between a single-hulled barge and a double-hulled barge, perimeter deck spill rails, high level overflow alarms, and closed gauging on barges KBX Barge 2001-H476, KBX Barge 2002-H477, and KBX Barge 2005-H480. | The following property is used 100% for pollution control and is installed to meet or exceed federal or state regulations: The incremental cost difference between a single-hulled barge and a double-hulled barge, perimeter deck spill rails, high level overflow alarms, and closed gauging on barges KBX Barge 2001-H476, KBX Barge 2002-H477, and KBX Barge 2005-H480. | 2020-02-14 | 8167821 | 100
22986 | T1 | KBX LLC | KBX | 2695 OLD BLOOMINGTON RD N | VICTORIA | TX | 77905 | VICTORIA | CN605751494 | RN110960036 | Vapor control system on barges KBX Barge 2001-H476, KBX Barge 2002-H477, and KBX Barge 2005-H480. | The following property is used 100% for pollution control and is installed to meet or exceed federal or state regulations: Vapor control system on barges KBX Barge 2001-H476, KBX Barge 2002-H477, and KBX Barge 2005-H480. | 2020-02-14 | 1361303 | 100
22987 | T1 | ENTERPRISE CRUDE PIPELINE LLC | MILTON CRUDE STATION | 1463 CR 293 | GILLETT | TX | 78116 | KARNES | CN603272592 | RN106036395 | Pontoon floating roof and primary and secondary seals on MLT - TK - 3704. | The following property is used 100% for pollution control and is installed to meet or exceed federal or state regulations: Pontoon floating roof and primary and secondary seals on MLT - TK - 3704. | 2020-02-14 | 1588815 | 100
22988 | T1 | CORPUS CHRISTI LIQUEFACTION LLC | CORPUS CHRISTI LIQUEFACTION | 622 HWY 35 | GREGORY | TX | 78359 | SAN PATRICIO | CN604136374 | RN104104716 | Exhaust stacks for the train 2 methane gas turbines TRB15 and TRB16. | The following property is used 100% for pollution control and is installed to meet or exceed federal or state regulations: Exhaust stacks for the train 2 methane gas turbines TRB15 and TRB16. | 2020-04-14 | 12819295 | 100
22989 | T1 | CORPUS CHRISTI LIQUEFACTION LLC | CORPUS CHRISTI LIQUEFACTION | 622 HWY 35 | GREGORY | TX | 78359 | SAN PATRICIO | CN604136374 | RN104104716 | Exhaust stacks for the train 1 methane gas turbines TRB13 and TRB14. | The following property is used 100% for pollution control and is installed to meet or exceed federal or state regulations: Exhaust stacks for the train 1 methane gas turbines TRB13 and TRB14. | 2020-04-17 | 12819295 | 100
22990 | T3 | NATGASOLINE LLC | BEAUMONT GAS TO GASOLINE PLANT | 2366 SULPHUR PLANT RD | BEAUMONT | TX | 77705 | JEFFERSON | CN604256412 | RN106586795 | Flare system including a steam preheater, ignitor, pilot burners, flare stack, valves, limit switches, solenoids, flow meters, analyzers with fault switches, temperature transmitter, thermocouples, level gauges for the knockout drums, piping and valves used to route volatile organic compounds (VOC) and hazardous air pollutants (HAP) emissions from process equipment, flare header, separators used to condense and separate water vapor from VOC and HAP emissions and send the water to the plant’s wastewater treatment system, knockout drums, electric motor driven pumps, and all electrical wiring and connectors and structural supports necessary to the operation of the flare combustion, flare monitoring, flare emissions collection, and vapor collection components of the flare system. | The following property is used 100% for pollution control and is installed to meet or exceed federal or state regulations: Flare system including a steam preheater, ignitor, pilot burners, flare stack, valves, limit switches, solenoids, flow meters, analyzers with fault switches, temperature transmitter, thermocouples, level gauges for the knockout drums, piping and valves used to route volatile organic compounds (VOC) and hazardous air pollutants (HAP) emissions from process equipment, flare header, separators used to condense and separate water vapor from VOC and HAP emissions and send the water to the plant’s wastewater treatment system, knockout drums, electric motor driven pumps, and all electrical wiring and connectors and structural supports necessary to the operation of the flare combustion, flare monitoring, flare emissions collection, and vapor collection components of the flare system. | 2020-04-22 | 11340000 | 100
22991 | T1 | SEAWAY CRUDE PIPELINE COMPANY | JONES CREEK TERMINAL | 6225 HIGHWAY 36 | JONES CREEK | TX | 77541 | BRAZORIA | CN603281544 | RN103115754 | External floating roof and primary and secondary seals on tank JCR - TK - 6011. | The following property is used 100% for pollution control and is installed to meet or exceed federal or state regulations: External floating roof and primary and secondary seals on tank JCR - TK - 6011. | 2020-02-18 | 3399310 | 100
22992 | T2 | SEAWAY CRUDE PIPELINE COMPANY | JONES CREEK TERMINAL | 6225 HIGHWAY 36 | JONES CREEK | TX | 77541 | BRAZORIA | CN603281544 | RN103115754 | Geodesic dome roof on tank JCR - TK - 6011. | The following property is used 100% for pollution control and is installed to meet or exceed federal or state regulations: Geodesic dome roof on tank JCR - TK - 6011. | 2020-02-18 | 541005 | 100
22993 | T1 | SEAWAY CRUDE PIPELINE COMPANY | JONES CREEK TERMINAL | 6225 HIGHWAY 36 | JONES CREEK | TX | 77541 | BRAZORIA | CN603281544 | RN103115754 | Earthen berm covered by a 12 mil reinforced polyethylene liner around tank JCR - TK - 6011. | The following property is used 100% for pollution control and is installed to meet or exceed federal or state regulations: Earthen berm covered by a 12 mil reinforced polyethylene liner around tank JCR - TK - 6011. | 2020-02-18 | 961053 | 100
22994 | T1 | ENTERPRISE CRUDE PIPELINE LLC | LOVING COUNTY CRUDE STATION | 2836 CR 300 | MENTONE | TX | 79754 | LOVING | CN603272592 | RN110061629 | Pontoon floating roof and primary and secondary seals on tanks LOV - TK - 2019 and LOV - TK - 2020. | The following property is used 100% for pollution control and is installed to meet or exceed federal or state regulations: Pontoon floating roof and primary and secondary seals on tanks LOV - TK - 2019 and LOV - TK - 2020. | 2020-02-18 | 3411286 | 100
22995 | T1 | ENTERPRISE CRUDE PIPELINE LLC | MIDLAND TERMINAL | 4500 E HIGHWAY 80 | MIDLAND | TX | 79706 | MIDLAND | CN603272592 | RN100214089 | Floating roofs and primary and secondary seals on tanks MID - TK - 5663 and MID - TK - 5664. | The following property is used 100% for pollution control and is installed to meet or exceed federal or state regulations: Floating roofs and primary and secondary seals on tanks MID - TK - 5663 and MID - TK - 5664. | 2020-02-20 | 3344353 | 100
22996 | T1 | INDEPENDENCE CONTRACT DRILLING INC | MIDLAND YARD | 9101 E COUNTY RD 127 | MIDLAND | TX | 79708 | MIDLAND | CN604152918 | RN109632273 | Drilling mud recycling system consisting of shaker tank system, shale shaker, de-silter, de-sander, and de-gasser on Rig #201, Rig #202, Rig #204, Rig #205, Rig #209, Rig #210, Rig #214, Rig #218, Rig #220, Rig #222, Rig #223, Rig #127, Rig #228, Rig #229, Rig #301, Rig #302, Rig #303, Rig #304, Rig #305, Rig #306, Rig #307, Rig #319, and Rig #321. | The following property is used 100% for pollution control and is installed to meet or exceed federal or state regulations: Drilling mud recycling system consisting of shaker tank system, shale shaker, de-silter, de-sander, and de-gasser on Rig #201, Rig #202, Rig #204, Rig #205, Rig #209, Rig #210, Rig #214, Rig #218, Rig #220, Rig #222, Rig #223, Rig #127, Rig #228, Rig #229, Rig #301, Rig #302, Rig #303, Rig #304, Rig #305, Rig #306, Rig #307, Rig #319, and Rig #321. | 2020-04-03 | 24776704 | 100
22997 | T1 | UNIT DRILLING COMPANY | STINNETT YARD | Latitude = 35.840769, Longitude = -101.447623 | Hutchinson County | TX | 79083 | HUTCHINSON | CN600969356 | RN110106473 | Drilling mud recycling system consisting of shaker tank system, shale shaker, de-silter, de-sander, and de-gasser on Rig #306, Rig #316, Rig #319, Rig #401, Rig #405, Rig #407, Rig #412, and Rig #413. | The following property is used 100% for pollution control and is installed to meet or exceed federal or state regulations: Drilling mud recycling system consisting of shaker tank system, shale shaker, de-silter, de-sander, and de-gasser on Rig #306, Rig #316, Rig #319, Rig #401, Rig #405, Rig #407, Rig #412, and Rig #413. | 2020-04-03 | 8116000 | 100
22998 | T2 | SOUTH TEXAS GATEWAY OPERATING LLC | BUCKEYE SOUTH TEXAS GATEWAY TERMINAL | 200 FM RD 1069 | INGLESIDE | TX | 78362 | SAN PATRICIO | CN605516392 | RN110369758 | Dock area erosion control consisting of geotextile fabric on a 17-acre slope at the dock basin, pre-cast articulated concrete block matting, cast-in-place concrete mattressing, and Revet-anchor blocks. | The following property is used 100% for pollution control and is installed to meet or exceed federal or state regulations: Dock area erosion control consisting of geotextile fabric on a 17-acre slope at the dock basin, pre-cast articulated concrete block matting, cast-in-place concrete mattressing, and Revet-anchor blocks | 2020-03-30 | 12610000 | 100
22999 | T1 | SOUTH TEXAS GATEWAY OPERATING LLC | BUCKEYE SOUTH TEXAS GATEWAY TERMINAL | 200 FM RD 1069 | INGLESIDE | TX | 78362 | SAN PATRICIO | CN605516392 | RN110369758 | Cathodic protection on storage tanks 1001-1008, 2001-2008, and 3001-3004 used to store oil/petroleum products. | The following property is used 100% for pollution control and is installed to meet or exceed federal or state regulations: Cathodic protection on storage tanks 1001-1008, 2001-2008, and 3001-3004 used to store oil/petroleum products. | 2020-04-22 | 1260000 | 100
23000 | T1 | SOUTH TEXAS GATEWAY OPERATING LLC | BUCKEYE SOUTH TEXAS GATEWAY TERMINAL | 200 FM RD 1069 | INGLESIDE | TX | 78362 | SAN PATRICIO | CN605516392 | RN110369758 | Valve manifold secondary containment consisting of a concrete floor and walls. | The following property is used 100% for pollution control and is installed to meet or exceed federal or state regulations: Valve manifold secondary containment consisting of a concrete floor and walls. | 2020-04-30 | 9170000 | 100
23001 | T1 | SOUTH TEXAS GATEWAY OPERATING LLC | BUCKEYE SOUTH TEXAS GATEWAY TERMINAL | 200 FM RD 1069 | INGLESIDE | TX | 78362 | SAN PATRICIO | CN605516392 | RN110369758 | Secondary containment consisting of earthen dikes forming a basin around the tank areas on site including approximately 50 acres of land containing the secondary containment, less the area of the tanks situated within the containment area. This use determination does not include land containing the tanks. | The following property is used 100% for pollution control and is installed to meet or exceed federal or state regulations: Secondary containment consisting of earthen dikes forming a basin around the tank areas on site including approximately 50 acres of land containing the secondary containment, less the area of the tanks situated within the containment area. This use determination does not include land containing the tanks. | 2020-03-30 | 11080000 | 100
23002 | T1 | SOUTH TEXAS GATEWAY OPERATING LLC | BUCKEYE SOUTH TEXAS GATEWAY TERMINAL | 200 FM RD 1069 | INGLESIDE | TX | 78362 | SAN PATRICIO | CN605516392 | RN110369758 | Stormwater controls used during construction including grading, eight-inch culverts, catch basins, silt fences and sediment logs. | The following property is used 100% for pollution control and is installed to meet or exceed federal or state regulations: Stormwater controls used during construction including grading, eight-inch culverts, catch basins, silt fences and sediment logs. | 2020-04-30 | 6340000 | 100
23003 | T2 | SOUTH TEXAS GATEWAY OPERATING LLC | BUCKEYE SOUTH TEXAS GATEWAY TERMINAL | 200 FM RD 1069 | INGLESIDE | TX | 78362 | SAN PATRICIO | CN605516392 | RN110369758 | Compensatory wetlands consisting of culverts and 272 acres of land. | The following property is used 100% for pollution control and is installed to meet or exceed federal or state regulations: Compensatory wetlands consisting of culverts and 272 acres of land. | 2020-05-06 | 4590000 | 100
23004 | T1 | SOUTH TEXAS GATEWAY OPERATING LLC | BUCKEYE SOUTH TEXAS GATEWAY TERMINAL | 200 FM RD 1069 | INGLESIDE | TX | 78362 | SAN PATRICIO | CN605516392 | RN110369758 | Dredged material placement area consisting of approximately 60 acres of land including dike walls. | The following property is used 100% for pollution control and is installed to meet or exceed federal or state regulations: Dredged material placement area consisting of approximately 60 acres of land including dike walls. | 2020-04-30 | 11016000 | 100
23005 | T1 | SOUTH TEXAS GATEWAY OPERATING LLC | BUCKEYE SOUTH TEXAS GATEWAY TERMINAL | 200 FM RD 1069 | INGLESIDE | TX | 78362 | SAN PATRICIO | CN605516392 | RN110369758 | Dredged spoil placement area including dike walls, piping, civil work, and 196 acres of land. | The following property is used 100% for pollution control and is installed to meet or exceed federal or state regulations: Dredged spoil placement area including dike walls, piping, civil work, and 196 acres of land. | 2020-04-30 | 23970000 | 100
23006 | T2 | SOUTH TEXAS GATEWAY OPERATING LLC | BUCKEYE SOUTH TEXAS GATEWAY TERMINAL | 200 FM RD 1069 | INGLESIDE | TX | 78362 | SAN PATRICIO | CN605516392 | RN110369758 | Geodesic dome roofs on tanks 1-20. | The following property is used 100% for pollution control and is installed to meet or exceed federal or state regulations: Geodesic dome roofs on tanks 1-20. | 2020-04-30 | 24390000 | 100
23007 | T1 | SOUTH TEXAS GATEWAY OPERATING LLC | BUCKEYE SOUTH TEXAS GATEWAY TERMINAL | 200 FM RD 1069 | INGLESIDE | TX | 78362 | SAN PATRICIO | CN605516392 | RN110369758 | Four vapor combustion units (VCU) dedicated to marine loading activities and one VCU dedicated to venting from onsite storage tanks consisting of vapor piping, valves, burners, stacks and associated operational equipment. | The following property is used 100% for pollution control and is installed to meet or exceed federal or state regulations: Four vapor combustion units (VCU) dedicated to marine loading activities and one VCU dedicated to venting from onsite storage tanks consisting of vapor piping, valves, burners, stacks and associated operational equipment. | 2020-03-30 | 23500000 | 100
23008 | T1 | SOUTH TEXAS GATEWAY OPERATING LLC | BUCKEYE SOUTH TEXAS GATEWAY TERMINAL | 200 FM RD 1069 | INGLESIDE | TX | 78362 | SAN PATRICIO | CN605516392 | RN110369758 | Internal floating roofs on tanks 1-20. | The following property is used 100% for pollution control and is installed to meet or exceed federal or state regulations: Internal floating roofs on tanks 1-20. | 2020-02-18 | 12220000 | 100
23009 | T1 | INDEPENDENCE CONTRACT DRILLING INC | HYDRALIFT | 11601 N GALAYDA ST | HOUSTON | TX | 77086 | HARRIS | CN604152918 | RN100664184 | Drilling mud recycling system consisting of shaker tank system, shale shaker, de-silter, de-sander, and de-gasser on Rig #324. | The following property is used 100% for pollution control and is installed to meet or exceed federal or state regulations: Drilling mud recycling system consisting of shaker tank system, shale shaker, de-silter, de-sander, and de-gasser on Rig #324. | 2020-04-03 | 1356275 | 100
23010 | T1 | SURGE OPERATING LLC | HOWARD COUNTY SWD PIPING | INTERCONNECTING PIPING FOR SWD WELLS ACROSS HOWARD COUNTY MAP AND PIPING DETAIL ATTACHED. | Howard County | TX | 79748 | HOWARD | CN605419498 | RN110969979 | 93.6192951 miles of 3-inch to 16-inch diameter piping that connect saltwater disposal wells. | The following property is used 100% for pollution control and is installed to meet or exceed federal or state regulations: 93.6192951 miles of 3-inch to 16-inch diameter piping that connect saltwater disposal wells. | 2020-03-30 | 49378000 | 100
23011 | T1 | SURGE OPERATING LLC | BORDEN COUNTY SWD PIPING | INTERCONNECTING PIPING FOR SWD WELLS ACROSS BORDEN COUNTY MAP AND PIPING DETAIL ATTACHED. | Borden County | TX | 79720 | BORDEN | CN605419498 | RN110969987 | 24.8624978 miles of 6-inch to 16-inch diameter piping that connect saltwater disposal wells. | The following property is used 100% for pollution control and is installed to meet or exceed federal or state regulations: 24.8624978 miles of 6-inch to 16-inch diameter piping that connect saltwater disposal wells. | 2020-03-30 | 16963000 | 100
23012 | T1 | SURGE OPERATING LLC | SHROYER 2D SWD | Latitude = 32.41399, Longitude = -101.567019 | Howard County | TX | 79748 | HOWARD | CN605419498 | RN110969995 | Saltwater disposal injection well consisting of two 1,000-barrel gun barrel tanks, two 500-barrel tanks, two Triplex pumps and 130-horsepower motors, wellhead, well casing, tubing, piping, gauges, meters, and ancillary equipment. | The following property is used 100% for pollution control and is installed to meet or exceed federal or state regulations: Saltwater disposal injection well consisting of two 1,000-barrel gun barrel tanks, two 500-barrel tanks, two Triplex pumps and 130-horsepower motors, wellhead, well casing, tubing, piping, gauges, meters, and ancillary equipment. | 2020-03-30 | 7151000 | 100
23013 | T1 | SURGE OPERATING LLC | MIDDLETON 38 1 SWD | Latitude = 32.486532, Longitude = -101.585893 | Howard County | TX | 79748 | HOWARD | CN605419498 | RN110970001 | Saltwater disposal injection well consisting of two 1,000-barrel gun barrel tanks, two 500-barrel tanks, two Triplex pumps and 130-horsepower motors, wellhead, well casing, tubing, piping, gauges, meters, and ancillary equipment. | The following property is used 100% for pollution control and is installed to meet or exceed federal or state regulations: Saltwater disposal injection well consisting of two 1,000-barrel gun barrel tanks, two 500-barrel tanks, two Triplex pumps and 130-horsepower motors, wellhead, well casing, tubing, piping, gauges, meters, and ancillary equipment. | 2020-03-30 | 2890000 | 100
23014 | T1 | SURGE OPERATING LLC | MIDDLETON 2D SWD | Latitude = 32.485752, Longitude = -101.582871 | Howard County | TX | 75069 | HOWARD | CN605419498 | RN110970019 | Saltwater disposal injection well consisting of two 1,000-barrel gun barrel tanks, two 500-barrel tanks, two Triplex pumps and 130-horsepower motors, wellhead, well casing, tubing, piping, gauges, meters, and ancillary equipment. | The following property is used 100% for pollution control and is installed to meet or exceed federal or state regulations: Saltwater disposal injection well consisting of two 1,000-barrel gun barrel tanks, two 500-barrel tanks, two Triplex pumps and 130-horsepower motors, wellhead, well casing, tubing, piping, gauges, meters, and ancillary equipment. | 2020-03-30 | 4811000 | 100
23015 | T1 | SURGE OPERATING LLC | HUGHES 1D SWD | Latitude = 32.43868, Longitude = -101.6072 | Howard County | TX | 79748 | HOWARD | CN605419498 | RN110970027 | Saltwater disposal injection well consisting of two 1,000-barrel gun barrel tanks, two 500-barrel tanks, two Triplex pumps and 130-horsepower motors, wellhead, well casing, tubing, piping, gauges, meters, and ancillary equipment. | The following property is used 100% for pollution control and is installed to meet or exceed federal or state regulations: Saltwater disposal injection well consisting of two 1,000-barrel gun barrel tanks, two 500-barrel tanks, two Triplex pumps and 130-horsepower motors, wellhead, well casing, tubing, piping, gauges, meters, and ancillary equipment. | 2020-03-30 | 2308000 | 100
23016 | T1 | SURGE OPERATING LLC | GARRETT-SNELL UNIT B 36-25 1D SWD | Latitude = 32.387781, Longitude = -101.530557 | Howard County | TX | 79748 | HOWARD | CN605419498 | RN110970035 | Saltwater disposal injection well consisting of two 1,000-barrel gun barrel tanks, two 500-barrel tanks, two Triplex pumps and 130-horsepower motors, wellhead, well casing, tubing, piping, gauges, meters, and ancillary equipment. | The following property is used 100% for pollution control and is installed to meet or exceed federal or state regulations: Saltwater disposal injection well consisting of two 1,000-barrel gun barrel tanks, two 500-barrel tanks, two Triplex pumps and 130-horsepower motors, wellhead, well casing, tubing, piping, gauges, meters, and ancillary equipment. | 2020-03-30 | 5277000 | 100
23017 | T1 | SURGE OPERATING LLC | ELROD-ANTELL 1D SWD | Latitude = 32.435831, Longitude = -101.570429 | Howard County | TX | 75069 | HOWARD | CN605419498 | RN110970043 | Saltwater disposal injection well consisting of two 1,000-barrel gun barrel tanks, two 500-barrel tanks, two Triplex pumps and 130-horsepower motors, wellhead, well casing, tubing, piping, gauges, meters, and ancillary equipment. | The following property is used 100% for pollution control and is installed to meet or exceed federal or state regulations: Saltwater disposal injection well consisting of two 1,000-barrel gun barrel tanks, two 500-barrel tanks, two Triplex pumps and 130-horsepower motors, wellhead, well casing, tubing, piping, gauges, meters, and ancillary equipment. | 2020-03-30 | 5324000 | 100
23018 | T1 | SURGE OPERATING LLC | ROGERS 1 SWD | Latitude = 32.537193, Longitude = -101.448154 | Borden County | TX | 79720 | BORDEN | CN605419498 | RN110970050 | Saltwater disposal injection well consisting of two 1,000-barrel gun barrel tanks, two 500-barrel tanks, two Triplex pumps and 130-horsepower motors, wellhead, well casing, tubing, piping, gauges, meters, and ancillary equipment. | The following property is used 100% for pollution control and is installed to meet or exceed federal or state regulations: Saltwater disposal injection well consisting of two 1,000-barrel gun barrel tanks, two 500-barrel tanks, two Triplex pumps and 130-horsepower motors, wellhead, well casing, tubing, piping, gauges, meters, and ancillary equipment. | 2020-03-30 | 3784000 | 100
23019 | T1 | SURGE OPERATING LLC | GUNSIGHT 1D SWD | Latitude = 32.537097, Longitude = -101.415206 | Borden County | TX | 79720 | BORDEN | CN605419498 | RN110970068 | Saltwater disposal injection well consisting of two 1,000-barrel gun barrel tanks, two 500-barrel tanks, two Triplex pumps and 130-horsepower motors, wellhead, well casing, tubing, piping, gauges, meters, and ancillary equipment. | The following property is used 100% for pollution control and is installed to meet or exceed federal or state regulations: Saltwater disposal injection well consisting of two 1,000-barrel gun barrel tanks, two 500-barrel tanks, two Triplex pumps and 130-horsepower motors, wellhead, well casing, tubing, piping, gauges, meters, and ancillary equipment. | 2020-03-30 | 3814000 | 100
23020 | T1 | SURGE OPERATING LLC | DRAGON 1D SWD | Latitude = 32.54088, Longitude = -101.542462 | Howard County | TX | 79738 | HOWARD | CN605419498 | RN110970076 | Saltwater disposal injection well consisting of two 1,000-barrel gun barrel tanks, two 500-barrel tanks, two Triplex pumps and 130-horsepower motors, wellhead, well casing, tubing, piping, gauges, meters, and ancillary equipment. | The following property is used 100% for pollution control and is installed to meet or exceed federal or state regulations: Saltwater disposal injection well consisting of two 1,000-barrel gun barrel tanks, two 500-barrel tanks, two Triplex pumps and 130-horsepower motors, wellhead, well casing, tubing, piping, gauges, meters, and ancillary equipment. | 2020-03-30 | 4427000 | 100
23021 | T1 | INTERCONTINENTAL TERMINALS COMPANY LLC | INTERCONTINENTAL TERMINALS PASADENA TERMINAL | 1030 ETHYL ROAD | PASADENA | TX | 77503 | HARRIS | CN601470222 | RN106119175 | Vapor combustion unit #3. | The following property is used 100% for pollution control and is installed to meet or exceed federal or state regulations: Vapor combustion unit #3. | 2020-02-25 | 2771900 | 100
23022 | T1 | COVIA HOLDINGS CORPORATION | 185 BAKER | 825 GRANDVIEW ST | ODESSA | TX | 79762 | ECTOR | CN600795777 | RN106237415 | Dust collector. | NOD response not received. | 2020-05-20 | 47000 | 100
23023 | T1 | COVIA HOLDINGS CORPORATION | 19 CLEBURNE | 1788 COUNTY ROAD 308 | CLEBURNE | TX | 76033 | WARD | CN600795777 | RN101548956 | Dust collection system consisting of dust collectors and associated ducts and storage bins. | NOD response not received. | 2020-09-03 | 295000 | 100
23024 | T1 | COVIA HOLDINGS CORPORATION | 19 CLEBURNE | 1788 COUNTY ROAD 308 | CLEBURNE | TX | 76033 | WARD | CN600795777 | RN101548956 | Dry cyclones. | NOD response not received. | 2020-05-20 | 114500 | 100
23025 | T1 | COVIA HOLDINGS CORPORATION | 19 CLEBURNE | 1788 COUNTY ROAD 308 | CLEBURNE | TX | 76033 | WARD | CN600795777 | RN101548956 | Wet scrubber. | NOD response not received. | 2020-09-03 | 252350 | 100
23026 | T1 | COVIA HOLDINGS CORPORATION | 19 CLEBURNE | 1788 COUNTY ROAD 308 | CLEBURNE | TX | 76033 | WARD | CN600795777 | RN101548956 | Sumps and de-watering pumps. | NOD response not received. | 2020-09-03 | 830000 | 100
23027 | T1 | CEMEX CONSTRUCTION MATERIALS SOUTH LLC | CEMEX CEMENT OF TEXAS | 2580 WALD RD | NEW BRAUNFELS | TX | 78132 | COMAL | CN603403973 | RN102605375 | 2019 Peterbilt Vactor Guzzler High Vac PD Hibon 8702-27, 18yd Debris -VIN XXXXXXXXXXXXXXXXX, 2019 Isuzu Tymco DST-4 Dustless Regenerative Air Sweeper - VIN XXXXXXXXXXXXXXXXX, and 8,108 square feet of concrete paving. | The following property is used 100% for pollution control and is installed to meet or exceed federal or state regulations: 2019 Peterbilt Vactor Guzzler High Vac PD Hibon 8702-27, 18yd Debris -VIN XXXXXXXXXXXXXXXXX, 2019 Isuzu Tymco DST-4 Dustless Regenerative Air Sweeper - VIN XXXXXXXXXXXXXXXXX, and 8,108 square feet of concrete paving. | 2020-04-17 | 528784 | 100
23028 | T1 | E R CARPENTER LP | EPS INSULATION FACILITY DESOTO | 419 PEREGRINE WAY | DESOTO | TX | 75115 | DALLAS | CN600125058 | RN110276722 | Pentane collection system consisting of hoods, ducts, blowers, and enclosure walls around the pentane drying bed used to collect pentane. | The following property is used 100% for pollution control and is installed to meet or exceed federal or state regulations: Pentane collection system consisting of hoods, ducts, blowers, and enclosure walls around the pentane drying bed used to collect pentane. | 2020-04-17 | 632902 | 100
23029 | T1 | COVIA HOLDINGS CORPORATION | 203 CRANE | 10750 RANCH ROAD 1233 | CRANE | TX | 79731 | CRANE | CN600795777 | RN109992313 | Dust collection system including dust collectors, fans, and baghouse filters. | NOD response not received. | 2020-09-03 | 3142134 | 100
23030 | T1 | COVIA HOLDINGS CORPORATION | 203 CRANE | 10750 RANCH ROAD 1233 | CRANE | TX | 79731 | CRANE | CN600795777 | RN109992313 | Attrition scrubbers. | NOD response not received. | 2020-09-03 | 3229411 | 100
23031 | T1 | COVIA HOLDINGS CORPORATION | 203 CRANE | 10750 RANCH ROAD 1233 | CRANE | TX | 79731 | CRANE | CN600795777 | RN109992313 | Exhaust stacks and burners. | NOD response not received. | 2020-09-03 | 893428 | 100
23032 | T1 | COVIA HOLDINGS CORPORATION | 203 CRANE | 10750 RANCH ROAD 1233 | CRANE | TX | 79731 | CRANE | CN600795777 | RN109992313 | Dry cyclones and multi cyclones. | NOD response not received. | 2020-09-03 | 1025000 | 100
23033 | T1 | ENTERPRISE CRUDE PIPELINE LLC | ENTERPRISE INTERSTATE CRUDE EL CAMINO STATION | 16801 FM 1787 | ODESSA | TX | 79766 | MIDLAND | CN603272592 | RN105193858 | Floating roof and primary and secondary seals on tank ELC - TK - 2000. | The following property is used 100% for pollution control and is installed to meet or exceed federal or state regulations: Floating roof and primary and secondary seals on tank ELC - TK - 2000. | 2020-02-25 | 790734 | 100
23034 | T1 | COVIA HOLDINGS CORPORATION | 203 CRANE | 10750 RANCH ROAD 1233 | CRANE | TX | 79731 | CRANE | CN600795777 | RN109992313 | Dewatering system consisting of pumps, sumps, belt filters, and de-water wheel. | NOD response not received. | 2020-09-03 | 5355494 | 100
23035 | T1 | COVIA HOLDINGS CORPORATION | 203 CRANE | 10750 RANCH ROAD 1233 | CRANE | TX | 79731 | CRANE | CN600795777 | RN109992313 | Dewatering pumps. | NOD response not received. | 2020-09-03 | 4392917 | 100
23036 | T1 | COVIA HOLDINGS CORPORATION | KERMIT | 8031 E STATE HIGHWAY 115 | KERMIT | TX | 79745 | WINKLER | CN600795777 | RN109877159 | Sumps/dewatering pumps. | NOD response not received. | 2020-09-03 | 1510000 | 100
23037 | T1 | COVIA HOLDINGS CORPORATION | KERMIT | 8031 E STATE HIGHWAY 115 | KERMIT | TX | 79745 | WINKLER | CN600795777 | RN109877159 | Dry cyclone. | NOD response not received. | 2020-02-20 | 820000 | 100
23038 | T1 | COVIA HOLDINGS CORPORATION | KERMIT | 8031 E STATE HIGHWAY 115 | KERMIT | TX | 79745 | WINKLER | CN600795777 | RN109877159 | Dust collectors. | NOD response not received. | 2020-02-20 | 1739760 | 100
23039 | T1 | COVIA HOLDINGS CORPORATION | KERMIT | 8031 E STATE HIGHWAY 115 | KERMIT | TX | 79745 | WINKLER | CN600795777 | RN109877159 | Stacks. | NOD response not received. | 2020-05-20 | 515000 | 100
23040 | T1 | COVIA HOLDINGS CORPORATION | MONAHANS | 3847 STATE HWY 18 MONAHANS TX 79756 | Ward County | TX | 79756 | WARD | CN600795777 | RN110975034 | Exhaust stack. | NOD response not received. | 2020-05-20 | 113500 | 100
23041 | T1 | ENTERPRISE CRUDE PIPELINE LLC | ENTERPRISE CRUDE PIPELINE SEALY TERMINAL | 531 KERSTEN RD | SEALY | TX | 77474 | AUSTIN | CN603272592 | RN110079522 | Floating roofs and primary and secondary seals on tanks SLY - TK â€“ 3510 and SLY - TK - 3511. | The following property is used 100% for pollution control and is installed to meet or exceed federal or state regulations: Floating roofs and primary and secondary seals on tanks SLY - TK – 3510 and SLY - TK - 3511. | 2020-02-25 | 4940416 | 100
23042 | T1 | COVIA HOLDINGS CORPORATION | SUGARLAND | 3 SUGAR CREEK CENTER ROAD | SUGAR LAND | TX | 74478 | FORT BEND | CN600795777 | RN110976081 | Dust collector. | NOD response not received. | 2020-05-20 | 28900 | 100
23043 | T1 | COVIA HOLDINGS CORPORATION | UNIMIN TEXAS TROUP FACILITY I | 1 MI S ON SH 110 FROM JUNCTION OF HWY 110 & 135 ON W SIDE OF RD | Cherokee County | TX | 75789 | CHEROKEE | CN600795777 | RN100219120 | Dust collector. | NOD response not received. | 2020-09-03 | 160000 | 100
23044 | T1 | COVIA HOLDINGS CORPORATION | UNIMIN TEXAS TROUP FACILITY I | 1 MI S ON SH 110 FROM JUNCTION OF HWY 110 & 135 ON W SIDE OF RD | Cherokee County | TX | 75789 | CHEROKEE | CN600795777 | RN100219120 | Sumps/dewatering pumps. | NOD response not received. | 2020-05-20 | 103139 | 100
23045 | T1 | COVIA HOLDINGS CORPORATION | UNIMIN WHITSETT TERMINAL | 657 FM 99 | WHITSETT | TX | 78075 | LIVE OAK | CN600795777 | RN106200728 | Dust collection filter. | NOD response not received. | 2020-05-20 | 315000 | 100 | R
23046 | T1 | COVIA HOLDINGS CORPORATION | UNIMIN WHITSETT TERMINAL | 657 FM 99 | WHITSETT | TX | 78075 | LIVE OAK | CN600795777 | RN106200728 | Sumps/dewatering pumps. | NOD response not received. | 2020-05-20 | 60000 | 100
23047 | T1 | COVIA HOLDINGS CORPORATION | SOUTHERN COTTON OIL | 101 FM 419 | SWEETWATER | TX | 79556 | NOLAN | CN600795777 | RN101648640 | Dust collector. | NOD response not received. | 2020-09-03 | 381350 | 100
23048 | T1 | TXI OPERATIONS LP | FREEWAY RM 2 WINTERGREEN READY MIX | 1101 E WINTERGREEN RD | DESOTO | TX | 75115 | DALLAS | CN600125157 | RN102455235 | CP-7500 Dust Collector. | The following property is used 100% for pollution control and is installed to meet or exceed federal or state regulations: CP-7500 Dust Collector. | 2020-04-30 | 500000 | 100
23049 | T1 | MARTIN MARIETTA MATERIALS SOUTHWEST LLC | BEDROCK QUARRY | 5529 HIGHWAY 27 | CENTER POINT | TX | 78010 | KERR | CN605057868 | RN102168952 | Ford F750 Water Truck VIN XXXXXXXXXXXXXXXXX. | The following property is used 100% for pollution control and is installed to meet or exceed federal or state regulations: Ford F750 Water Truck VIN XXXXXXXXXXXXXXXXX. | 2020-04-03 | 99651.6 | 100
23050 | T1 | MARTIN MARIETTA MATERIALS SOUTHWEST INC | HELOTES MATERIALS SITE | 17982 TEXAS 16 | HELOTES | TX | 78023 | BEXAR | CN603213315 | RN103016002 | Wheel wash. | The following property is used 100% for pollution control and is installed to meet or exceed federal or state regulations: Wheel wash. | 2020-05-13 | 175629.07 | 100
23051 | T1 | TXI OPERATIONS LP | TXI ODESSA CEMENT TERMINAL | 2505 S GRANDVIEW AVE | ODESSA | TX | 79766 | ECTOR | CN600125157 | RN110474459 | Dust collector. | The following property is used 100% for pollution control and is installed to meet or exceed federal or state regulations: Dust collector. | 2020-04-30 | 266000 | 100
23052 | T1 | MARTIN MARIETTA MATERIALS SOUTHWEST LLC | GARWOOD PLANT | 6747 HIGHWAY 71 | GARWOOD | TX | 77442 | COLORADO | CN605057868 | RN103102398 | Spray bar gravel wash system. | The following property is used 100% for pollution control and is installed to meet or exceed federal or state regulations: Spray bar gravel wash system. | 2020-04-03 | 20735 | 100
23053 | T1 | RATLIFF READY-MIX LP | CORSICANA PLANT 27 | 1820 JESTER DR | CORSICANA | TX | 75109 | NAVARRO | CN602805442 | RN102773850 | Dust collector. | The following property is used 100% for pollution control and is installed to meet or exceed federal or state regulations: CP-7500 Dust Collector. | 2020-04-30 | 49000 | 100
23054 | T1 | TXI OPERATIONS LP | TEXARKANA 2043 | 2515 W 7TH ST | TEXARKANA | TX | 75501 | BOWIE | CN600125157 | RN102206471 | Dust collector. | The following property is used 100% for pollution control and is installed to meet or exceed federal or state regulations: Dust collector. | 2020-04-30 | 52000 | 100
23055 | T1 | RATLIFF READY-MIX LP | RATLIFF READY MIX TEMPLE PLANT 24 | 4960 WEST FM 93 | BELTON | TX | 76513 | BELL | CN602805442 | RN106418403 | CP-10000 dust collector. | The following property is used 100% for pollution control and is installed to meet or exceed federal or state regulations: CP-10000 dust collector. | 2020-06-10 | 80000 | 100
23056 | T1 | CORPUS CHRISTI LIQUEFACTION LLC | CORPUS CHRISTI LIQUEFACTION | 622 HWY 35 | GREGORY | TX | 78359 | SAN PATRICIO | CN604136374 | RN104104716 | The incremental difference in cost between liquefied natural gas double-walled storage tank (tank 3) and a comparable single-walled tank. | The following property is used 100% for pollution control and is installed to meet or exceed federal or state regulations: The incremental difference in cost between liquefied natural gas double-walled storage tank (tank 3) and a comparable single-walled tank. | 2020-04-17 | 30152973 | 100
23057 | T1 | CORPUS CHRISTI LIQUEFACTION LLC | CORPUS CHRISTI LIQUEFACTION | 622 HWY 35 | GREGORY | TX | 78359 | SAN PATRICIO | CN604136374 | RN104104716 | The incremental difference in cost between liquefied natural gas double-walled storage tank (tank 2) and a comparable single-walled tank. | The following property is used 100% for pollution control and is installed to meet or exceed federal or state regulations: The incremental difference in cost between liquefied natural gas double-walled storage tank (tank 2) and a comparable single-walled tank. | 2020-04-17 | 30152973 | 100
23058 | T1 | CORPUS CHRISTI LIQUEFACTION LLC | CORPUS CHRISTI LIQUEFACTION | 622 HWY 35 | GREGORY | TX | 78359 | SAN PATRICIO | CN604136374 | RN104104716 | The incremental difference in cost between liquefied natural gas double-walled storage tank (tank 1) and a comparable single-walled tank. | The following property is used 100% for pollution control and is installed to meet or exceed federal or state regulations: The incremental difference in cost between liquefied natural gas double-walled storage tank (tank 1) and a comparable single-walled tank. | 2020-04-17 | 30152973 | 100
23059 | T1 | TXI OPERATIONS LP | TXI GREEN READY MIX | 13101 HAROLD GREEN DR | AUSTIN | TX | 78725 | TRAVIS | CN600125157 | RN106224462 | Dust collector. | The following property is used 100% for pollution control and is installed to meet or exceed federal or state regulations: Dust collector. | 2020-04-30 | 85000 | 100
23060 | T1 | TXI OPERATIONS LP | FREEWAY RM 8 | 12900 LAKE JUNE RD | BALCH SPRINGS | TX | 75180 | DALLAS | CN600125157 | RN102455540 | CP-7500 dust collector. | The following property is used 100% for pollution control and is installed to meet or exceed federal or state regulations: CP-7500 dust collector. | 2020-04-30 | 50000 | 100
23061 | T1 | MARTIN MARIETTA MATERIALS SOUTHWEST LLC | ROBSTOWN RAIL YARD | 3901 COUNTY ROAD 36 | ROBSTOWN | TX | 78380 | NUECES | CN605057868 | RN106269210 | Ford F750 Water Truck with 2000-gallon tank VIN XXXXXXXXXXXXXXXXX. | The following property is used 100% for pollution control and is installed to meet or exceed federal or state regulations: Ford F750 Water Truck with 2000-gallon tank VIN XXXXXXXXXXXXXXXXX. | 2020-04-03 | 92826.58 | 100
23062 | T1 | TXI OPERATIONS LP | TXI - SUPER SLURRY 212 | 0.45 MILES NORTH ON BOB PHINNEY DR FROM THE INTERSECTION OF BOB PHINNEY DR AND HARMONSON RD | Tarrant County | TX | 76247 | TARRANT | CN600125157 | RN110508413 | Freightliner Water Truck M2 106 with 3000-gallon tank VIN XXXXXXXXXXXXXXXXX. | The following property is used 100% for pollution control and is installed to meet or exceed federal or state regulations: Freightliner Water Truck M2 106 with 3000-gallon tank VIN XXXXXXXXXXXXXXXXX. | 2020-03-05 | 44382.5 | 100
23063 | T1 | TXI OPERATIONS LP | TXI CHALK HILL PROPERTY | 1533 CHALK HILL RD | DALLAS | TX | 75211 | DALLAS | CN600125157 | RN104468129 | Slurry plant dust collector. | The following property is used 100% for pollution control and is installed to meet or exceed federal or state regulations: Slurry plant dust collector. | 2020-04-03 | 21729.51 | 100
23064 | T1 | AMP TEXAS PIPELINES LLC | BATTLE HORSE PLANT | 10356 OLD MILL CREEK RD | BRENHAM | TX | 77833 | WASHINGTON | CN605548759 | RN110521051 | Flare system consisting of flare tips, pumps, burners, stacks and flow meters. | The following property is used 100% for pollution control and is installed to meet or exceed federal or state regulations: Flare system consisting of flare tips, pumps, burners, stacks and flow meters. | 2020-04-08 | 1925750 | 100
23065 | T1 | BLACK MOUNTAIN SAND EAGLE FORD LLC | CARRIZO FACILITY | 1176 MERZ CIR | CARRIZO SPRINGS | TX | 78834 | DIMMIT | CN605568229 | RN110796018 | Dust collection system consisting of hoods, ducts, collectors, fans, motors, and baghouse. | The following property is used 100% for pollution control and is installed to meet or exceed federal or state regulations: Dust collection system consisting of hoods, ducts, collectors, fans, motors, and baghouse. | 2020-05-13 | 4500000 | 100
23066 | T1 | BLUEWING MIDSTREAM LLC | BLUEWING ROYAL | 1005 W ANCHOR RD | BROWNSVILLE | TX | 78521 | CAMERON | CN605433085 | RN104735782 | Internal floating roofs and ancillary seals on tanks 2401, 3004, 3005, 3006, 3007, 3008, 4301, and 4302. | The following property is used 100% for pollution control and is installed to meet or exceed federal or state regulations: Internal floating roofs and ancillary seals on tanks 2401, 3004, 3005, 3006, 3007, 3008, 4301, and 4302. | 2020-05-20 | 1060000 | 100
23067 | T1 | BLACK MOUNTAIN SAND EAGLE FORD LLC | BIGFOOT FACILITY | 4606 FM 2504 | POTEET | TX | 78065 | ATASCOSA | CN605568229 | RN110172962 | Dust collection system consisting of hoods, ducts, collectors, fans, motors, and baghouse. | The following property is used 100% for pollution control and is installed to meet or exceed federal or state regulations: Dust collection system consisting of hoods, ducts, collectors, fans, motors, and baghouse. | 2020-06-13 | 4500000 | 100
23068 | T1 | BLUEWING ONE LLC | BROWNSVILLE TERMINAL | 11700 OLD HIGHWAY 48 | BROWNSVILLE | TX | 78521 | CAMERON | CN605283233 | RN105195317 | Internal floating roofs and ancillary seals on tanks 1, 2, 3, 4, 5, 6, 7, 10, 11, 12, and 13. | The following property is used 100% for pollution control and is installed to meet or exceed federal or state regulations: Internal floating roofs and ancillary seals on tanks 1, 2, 3, 4, 5, 6, 7, 10, 11, 12, and 13. | 2020-05-20 | 2462000 | 100
23069 | T1 | MVP TERMINALLING LLC | PASADENA TERMINAL | Latitude = 29.728728, Longitude = -95.159751 | Harris County | TX | 77503 | HARRIS | CN605429364 | RN109347518 | Internal floating roofs and seals on tanks TK- 1608, TK- 1609, TK- 1610, TK- 1611, TK- 1612, TK- 1635, TK- 1636, TK- 1637, TK- 1638, TK- 1639, TK- 1640, TK- 1641, TK- 1642, TK- 1643, TK- 1644, TK- 1645, TK- 1646, TK- 1647, TK- 1648, TK- 1649, TK- 1650, TK- 1651, TK- 1652, TK- 1653, TK- 101, TK- 102, TK- 103, TK- 201, TK- 202, TK- 203, TK- 204, TK- 602, TK-603, and TK-804. | The following property is used 100% for pollution control and is installed to meet or exceed federal or state regulations: Internal floating roofs and seals on tanks TK- 1608, TK- 1609, TK- 1610, TK- 1611, TK- 1612, TK- 1635, TK- 1636, TK- 1637, TK- 1638, TK- 1639, TK- 1640, TK- 1641, TK- 1642, TK- 1643, TK- 1644, TK- 1645, TK- 1646, TK- 1647, TK- 1648, TK- 1649, TK- 1650, TK- 1651, TK- 1652, TK- 1653, TK- 101, TK- 102, TK- 103, TK- 201, TK- 202, TK- 203, TK- 204, TK- 602, TK-603, and TK-804. | 2020-04-15 | 39133500 | 100
23070 | T1 | DARLING INGREDIENTS INC | GRAPELAND SITE | 834 FM 227 E | GRAPELAND | TX | 75844 | HOUSTON | CN600480826 | RN109834754 | Baghouse (BH-1 and BH-2) system consisting of Feather Bin Bag House, Silo Bag House #1, and Silo Bag House #2. | The following property is used 100% for pollution control and is installed to meet or exceed federal or state regulations: Baghouse (BH-1 and BH-2) system consisting of Feather Bin Bag House, Silo Bag House #1, and Silo Bag House #2. | 2020-05-06 | 111480 | 100
23071 | T1 | DARLING INGREDIENTS INC | GRAPELAND SITE | 834 FM 227 E | GRAPELAND | TX | 75844 | HOUSTON | CN600480826 | RN109834754 | Air Room Scrubber (RASCRUB) system consisting of a cross flow air scrubber. | The following property is used 100% for pollution control and is installed to meet or exceed federal or state regulations: Air Room Scrubber (RASCRUB) system consisting of a cross flow air scrubber. | 2020-05-06 | 372950 | 100
23072 | T1 | REDI-MIX LLC | REDI-MIX | 406 E SYCAMORE ST | DENTON | TX | 76205 | DENTON | CN603242058 | RN102557642 | Central Baghouse Dust Collector. | The following property is used 100% for pollution control and is installed to meet or exceed federal or state regulations: Central Baghouse Dust Collector. | 2020-04-17 | 45080 | 100
23073 | T1 | REDI-MIX LLC | REDI MIX - GAINESVILLE PLT 7 | 508 E SCOTT ST | GAINESVILLE | TX | 76240 | COOKE | CN603242058 | RN102193307 | Replacement of Central Baghouse Dust Collector. | The following property is used 100% for pollution control and is installed to meet or exceed federal or state regulations: Replacement of Central Baghouse Dust Collector. | 2020-04-17 | 45130 | 100
23074 | T1 | REDI-MIX LLC | CUSTOM CRETE JOE FIELD SITE | 2624 JOE FIELD RD | DALLAS | TX | 75229 | DALLAS | CN603242058 | RN100711480 | Silo-top baghouse/dust collector used to control particulate matter during the delivery of cement/flyash to the material silos. The silo-top baghouse/dust collector prevents particulate matter from escaping to ambient air by filtering through filters/bags. When filters/bags have reached their useful life and unable to filter they are thrown away and replaced with new. | The following property is used 100% for pollution control and is installed to meet or exceed federal or state regulations: Silo-top baghouse/dust collector. | 2020-04-17 | 15548 | 100
23075 | T1 | DARLING INGREDIENTS INC | GRAPELAND SITE | 834 FM 227 E | GRAPELAND | TX | 75844 | HOUSTON | CN600480826 | RN109834754 | Regenerative thermal oxidizer system consisting of a 10K Scrubber, Regenerative Thermal Oxidizer, 5k Venturi Scrubber, 10k Venturi Scrubber, 60HP Fan, and 5K Scrubber. | The following property is used 100% for pollution control and is installed to meet or exceed federal or state regulations: Regenerative thermal oxidizer system consisting of a 10K Scrubber, Regenerative Thermal Oxidizer, 5k Venturi Scrubber, 10k Venturi Scrubber, 60HP Fan, and 5K Scrubber. | 2020-05-06 | 1198914 | 100
23076 | T1 | DARLING INGREDIENTS INC | GRAPELAND SITE | 834 FM 227 E | GRAPELAND | TX | 75844 | HOUSTON | CN600480826 | RN109834754 | Wastewater treatment system consisting of an Air Condenser for 2600 Cooker, Final Effluent Lagoon Floating Aerator, Polymer Feed Pump-Dissolved Air Flotation (DAF) Clarifier, ACC 420 Air Condenser for 4300 Cooker, DAF Clarifier, Lagoon Liner System, Air Condenser for 4300 Feather Dryer, Floating Cover System, Pretreatment DAF #1, Aerobic Reactor Floating Aerator, Dry Polymer Batching System-DAF Clarifier, Lagoon Sludge Recovery System, Jet Aeration System Manifold, and Pretreatment DAF #2. | The following property is used 100% for pollution control and is installed to meet or exceed federal or state regulations:The following property is used 100% for pollution control and is installed to meet or exceed federal or state regulations: Wastewater treatment system consisting of an Air Condenser for 2600 Cooker, Final Effluent Lagoon Floating Aerator, Polymer Feed Pump-Dissolved Air Flotation (DAF) Clarifier, ACC 420 Air Condenser for 4300 Cooker, DAF Clarifier, Lagoon Liner System, Air Condenser for 4300 Feather Dryer, Floating Cover System, Pretreatment DAF #1, Aerobic Reactor Floating Aerator, Dry Polymer Batching System-DAF Clarifier, Lagoon Sludge Recovery System, Jet Aeration System Manifold, and Pretreatment DAF #2. | 2020-05-06 | 2973740.65 | 100
23077 | T1 | DARLING INGREDIENTS INC | DARLING INGREDIENTS DALLAS | 1240 SARGENT RD | DALLAS | TX | 75203 | DALLAS | CN600480826 | RN100795160 | Grease high intensity scrubber system consisting of two packed tower pumps, mist eliminator, YG Plant Packing, 48 Packed Tower Fan, 48 Aeiovent Fan, and a scrubber. | The following property is used 100% for pollution control and is installed to meet or exceed federal or state regulations: Grease high intensity scrubber system consisting of two packed tower pumps, mist eliminator, YG Plant Packing, 48 Packed Tower Fan, 48 Aeiovent Fan, and a scrubber. | 2020-05-06 | 193894 | 100
23078 | T1 | DARLING INGREDIENTS INC | GRAPELAND SITE | Latitude = 31.497604, Longitude = -95.461458 | Houston County | TX | 75844 | HOUSTON | CN600480826 | RN109834754 | Biogas handling system including a pond flare. | The following property is used 100% for pollution control and is installed to meet or exceed federal or state regulations: Biogas handling system consisting of a pond flare. | 2020-05-06 | 249111 | 100
23080 | T1 | DARLING INGREDIENTS INC | DARLING INGREDIENTS DALLAS | 1240 SARGENT RD | DALLAS | TX | 75203 | DALLAS | CN600480826 | RN100795160 | Rendering room air scrubber system consisting of a Radox chemical system upgrade, mist eliminator – second stage, first stage mist eliminator section, crossflow tanks #1 and #2, crossflow fan 66 D9 Vaneaxial, crossflow mist eliminator – 2nd, and caustic tank. | The following property is used 100% for pollution control and is installed to meet or exceed federal or state regulations: Rendering room air scrubber system consisting of a Radox chemical system upgrade, mist eliminator – second stage, first stage mist eliminator section, crossflow tanks #1 and #2, crossflow fan 66 D9 Vaneaxial, crossflow mist eliminator – 2nd, and caustic tank. | 2020-05-06 | 103111 | 100
23081 | T1 | DARLING INGREDIENTS INC | DARLING INGREDIENTS BASTROP | 264 FM 2336 | BASTROP | TX | 78602 | BASTROP | CN600480826 | RN101638641 | Wastewater treatment system consisting of a cleanout WW ponds 3 and 4, dissolved air flotation (DAF) system, DAF electrical system, aerators #1 and #2 in ponds #4 and #5, aerators #3 and #4 in pond#4, wastewater pond #1 Flumper, two 75hp aerators, one 50 hp aerator, one 25 hp aerator, Bastrop treated wastewater (construction of aerated lagoon #3), lagoon cover and gas flare system, and aeration system. | The following property is used 100% for pollution control and is installed to meet or exceed federal or state regulations: Wastewater treatment system consisting of a cleanout WW ponds 3 and 4, dissolved air flotation (DAF) system, DAF electrical system, aerators #1 and #2 in ponds #4 and #5, aerators #3 and #4 in pond#4, wastewater pond #1 Flumper, two 75hp aerators, one 50 hp aerator, one 25 hp aerator, Bastrop treated wastewater (construction of aerated lagoon #3), lagoon cover and gas flare system, and aeration system. | 2020-05-06 | 1567171 | 100
23082 | T1 | GRIFFIN INDUSTRIES LLC | GRIFFIN INDUSTRIES | 264 FM 2336 | BASTROP | TX | 78602 | BASTROP | CN600473482 | RN110355575 | Room air scrubber system consisting of a crossflow air scrubber and fan. | The following property is used 100% for pollution control and is installed to meet or exceed federal or state regulations: Room air scrubber system consisting of a crossflow air scrubber and fan. | 2020-05-06 | 603358 | 100
23083 | T1 | GRIFFIN INDUSTRIES LLC | GRIFFIN INDUSTRIES | 264 FM 2336 | BASTROP | TX | 78602 | BASTROP | CN600473482 | RN110355575 | Regenerative thermal oxidizer system consisting of a regenerative thermal oxidizer, air handling equipment, scrubbers, and scrubber SS stack. | The following property is used 100% for pollution control and is installed to meet or exceed federal or state regulations: Regenerative thermal oxidizer system consisting of a regenerative thermal oxidizer, air handling equipment, scrubbers, and scrubber SS stack. | 2020-05-13 | 2156822 | 100
23084 | T1 | DARLING INGREDIENTS INC | DARLING INGREDIENTS DALLAS | 1240 SARGENT RD | DALLAS | TX | 75203 | DALLAS | CN600480826 | RN100795160 | Wastewater treatment system consisting of upgraded wastewater piping, a wastewater programmer, controllers -waste water, a skimmer surge tank, wastewater treatment system, and 4 main force pipe from PAT to WTR TRMT. | The following property is used 100% for pollution control and is installed to meet or exceed federal or state regulations: Wastewater treatment system consisting of upgraded wastewater piping, a wastewater programmer, controllers -waste water, a skimmer surge tank, wastewater treatment system, and 4 main force pipe from PAT to WTR TRMT. | 2020-05-06 | 352659 | 100
23085 | T1 | NAVITAS MIDSTREAM MIDLAND BASIN LLC | DEFS SPRAYBERRY PLANT | 13701 E COUNTY ROAD 230 | MIDLAND | TX | 79706 | MIDLAND | CN604937243 | RN101229607 | Flares and knockout tanks. | NOD response not received. | 2020-06-15 | 0 | 100
23086 | T1 | NAVITAS MIDSTREAM MIDLAND BASIN LLC | CRANE GAS PLANT | 10 MILES E OF CRANE HWY 329 10 MILES EAST OF CRANE | Upton County | TX | 79731 | UPTON | CN604937243 | RN100224278 | Flares and knockout tanks. | NOD response not received. | 2020-06-15 | 8000000 | 100
23087 | T1 | VEOLIA NORTH AMERICA REGENERATION SERVICES LLC | VEOLIA BORDERLAND PLANT | 6501 TROWBRIDGE DR | EL PASO | TX | 79905 | EL PASO | CN605199595 | RN104477161 | Scrubber. | NOD response not received. | 2020-09-03 | 8000000 | 100
23088 | T1 | NAVITAS MIDSTREAM MIDLAND BASIN LLC | NEWBERRY GAS PLANT | FROM THE INT OF I-20 AND HWY 158 IN MIDLAND GO SE APPROX 13 MILES ON HWY 158 THEN GO S ON 1379 FOR APPROX 5 MILES THEN GO EAST APPROX 1.5 MILES ON CR 230 AND THEN GO SOUTH INTO THE FACILITY | Midland County | TX | 79706 | MIDLAND | CN604937243 | RN109272526 | Flares and knockout tanks. | NOD response not received. | 2020-06-15 | 0 | 100
23089 | T1 | VEOLIA NORTH AMERICA REGENERATION SERVICES LLC | VEOLIA BORDERLAND PLANT | 6501 TROWBRIDGE DR | EL PASO | TX | 79905 | EL PASO | CN605199595 | RN104477161 | Absorbing and drying towers. | NOD response not received. | 2020-09-03 | 11000000 | 100
23090 | T1 | COVIA HOLDINGS CORPORATION | UNIMIN TEXAS VOCA PLANT | 6680 STATE HIGHWAY 71 | VOCA | TX | 76887 | MCCULLOCH | CN600795777 | RN101982528 | Wet scrubber. | NOD response not received. | 2020-09-03 | 525000 | 100
23091 | T1 | COVIA HOLDINGS CORPORATION | UNIMIN TEXAS VOCA PLANT | 6680 STATE HIGHWAY 71 | VOCA | TX | 76887 | MCCULLOCH | CN600795777 | RN101982528 | Water tailing system. | NOD response not received. | 2020-05-20 | 470000 | 100
23092 | T1 | COVIA HOLDINGS CORPORATION | UNIMIN TEXAS VOCA PLANT | 6680 STATE HIGHWAY 71 | VOCA | TX | 76887 | MCCULLOCH | CN600795777 | RN101982528 | Dust collector system. | NOD response not received. | 2020-09-03 | 185000 | 100
23093 | T1 | COVIA HOLDINGS CORPORATION | UNIMIN TEXAS VOCA PLANT | 6680 STATE HIGHWAY 71 | VOCA | TX | 76887 | MCCULLOCH | CN600795777 | RN101982528 | Sumps/dewatering pumps. | NOD response not received. | 2020-05-20 | 210000 | 100
23094 | T1 | COVIA HOLDINGS CORPORATION | UNIMIN TEXAS VOCA PLANT | 6680 STATE HIGHWAY 71 | VOCA | TX | 76887 | MCCULLOCH | CN600795777 | RN101982528 | Dry cyclones. | NOD response not received. | 2020-05-20 | 10300 | 100
23095 | T1 | COVIA HOLDINGS CORPORATION | UNIMIN TEXAS VOCA PLANT | 6680 STATE HIGHWAY 71 | VOCA | TX | 76887 | MCCULLOCH | CN600795777 | RN101982528 | Burners. | NOD response not received. | 2020-09-03 | 55000 | 100
23096 | T1 | VEOLIA NORTH AMERICA REGENERATION SERVICES LLC | VEOLIA BORDERLAND PLANT | 6501 TROWBRIDGE DR | EL PASO | TX | 79905 | EL PASO | CN605199595 | RN104477161 | Neutralization equipment. | NOD response not received. | 2020-09-03 | 400000 | 100
23097 | T1 | VEOLIA NORTH AMERICA REGENERATION SERVICES LLC | VEOLIA BORDERLAND PLANT | 6501 TROWBRIDGE DR | EL PASO | TX | 79905 | EL PASO | CN605199595 | RN104477161 | Coolers and process ducts. | NOD response not received. | 2020-09-03 | 559000 | 100
23098 | T1 | VEOLIA NORTH AMERICA REGENERATION SERVICES LLC | VEOLIA BORDERLAND PLANT | 6501 TROWBRIDGE DR | EL PASO | TX | 79905 | EL PASO | CN605199595 | RN104477161 | Pumps and pipes. | NOD response not received. | 2020-09-03 | 2000000 | 100
23099 | T1 | SWEPI LP | WHEAT SWD FACILITY | Latitude = 31.695278, Longitude = -103.527714 | Loving County | TX | 79754 | LOVING | CN600880249 | RN111006441 | Saltwater disposal injection well facility consisting of three 1,000-barrel water separation tanks, five 500-barrel produced water tanks, two 50-horsepower charge pumps, six injection filters, one used filter basket, two injection pump skids, two 800-horsepower injection pumps, two 0.5-horsepower pump lubrication circulating units, wellhead, well casing, tubing, meters, valves, and piping. | The following property is used 100% for pollution control and is installed to meet or exceed federal or state regulations: Saltwater disposal injection well facility consisting of three 1,000-barrel water separation tanks, five 500-barrel produced water tanks, two 50-horsepower charge pumps, six injection filters, one used filter basket, two injection pump skids, two 800-horsepower injection pumps, two 0.5-horsepower pump lubrication circulating units, wellhead, well casing, tubing, meters, valves, and piping. | 2020-04-22 | 1954502 | 100
23100 | T1 | SWEPI LP | TEXACO 35 SWD FACILITY | Latitude = 31.801333, Longitude = -103.627948 | Loving County | TX | 79754 | LOVING | CN600880249 | RN111006458 | Saltwater disposal injection well facility consisting of three 1,000-barrel water separation tanks, five 500-barrel produced water tanks, two 50-horsepower charge pumps, six injection filters, one used filter basket, two injection pump skids, two 800-horsepower injection pumps, two 0.5-horsepower pump lubrication circulating units, wellhead, well casing, tubing, meters, valves, and piping. | The following property is used 100% for pollution control and is installed to meet or exceed federal or state regulations: Saltwater disposal injection well facility consisting of three 1,000-barrel water separation tanks, five 500-barrel produced water tanks, two 50-horsepower charge pumps, six injection filters, one used filter basket, two injection pump skids, two 800-horsepower injection pumps, two 0.5-horsepower pump lubrication circulating units, wellhead, well casing, tubing, meters, valves, and piping. | 2020-04-22 | 4406234 | 100
23101 | T1 | SWEPI LP | SUPERSTALLION SWD FACILITY | Latitude = 31.601488, Longitude = -103.434651 | Ward County | TX | 79777 | WARD | CN600880249 | RN111006466 | Saltwater disposal injection well facility consisting of three 1,000-barrel water separation tanks, five 500-barrel produced water tanks, two 50-horsepower charge pumps, six injection filters, one used filter basket, two injection pump skids, two 800-horsepower injection pumps, two 0.5-horsepower pump lubrication circulating units, wellhead, well casing, tubing, meters, valves, and piping. | The following property is used 100% for pollution control and is installed to meet or exceed federal or state regulations: Saltwater disposal injection well facility consisting of three 1,000-barrel water separation tanks, five 500-barrel produced water tanks, two 50-horsepower charge pumps, six injection filters, one used filter basket, two injection pump skids, two 800-horsepower injection pumps, two 0.5-horsepower pump lubrication circulating units, wellhead, well casing, tubing, meters, valves, and piping. | 2020-04-22 | 9178172 | 100
23102 | T1 | SWEPI LP | SEA WOLF SWD FACILITY | Latitude = 31.864191, Longitude = -103.593274 | Loving County | TX | 79754 | LOVING | CN600880249 | RN111006474 | Saltwater disposal injection well facility consisting of three 1,000-barrel water separation tanks, five 500-barrel produced water tanks, two 50-horsepower charge pumps, six injection filters, one used filter basket, two injection pump skids, two 800-horsepower injection pumps, two 0.5-horsepower pump lubrication circulating units, wellhead, well casing, tubing, meters, valves, and piping. | The following property is used 100% for pollution control and is installed to meet or exceed federal or state regulations: Saltwater disposal injection well facility consisting of three 1,000-barrel water separation tanks, five 500-barrel produced water tanks, two 50-horsepower charge pumps, six injection filters, one used filter basket, two injection pump skids, two 800-horsepower injection pumps, two 0.5-horsepower pump lubrication circulating units, wellhead, well casing, tubing, meters, valves, and piping. | 2020-04-22 | 10164280 | 100
23103 | T1 | SWEPI LP | SEA HAWK SWD FACILITY | Latitude = 31.690593, Longitude = -103.383614 | Loving County | TX | 79754 | LOVING | CN600880249 | RN111006482 | Saltwater disposal injection well facility consisting of three 1,000-barrel water separation tanks, five 500-barrel produced water tanks, two 50-horsepower charge pumps, six injection filters, one used filter basket, two injection pump skids, two 800-horsepower injection pumps, two 0.5-horsepower pump lubrication circulating units, wellhead, well casing, tubing, meters, valves, and piping. | The following property is used 100% for pollution control and is installed to meet or exceed federal or state regulations: Saltwater disposal injection well facility consisting of three 1,000-barrel water separation tanks, five 500-barrel produced water tanks, two 50-horsepower charge pumps, six injection filters, one used filter basket, two injection pump skids, two 800-horsepower injection pumps, two 0.5-horsepower pump lubrication circulating units, wellhead, well casing, tubing, meters, valves, and piping. | 2020-04-22 | 11761210 | 100
23104 | T1 | SWEPI LP | ROAD RUNNER SWD FACILITY | Latitude = 31.656191, Longitude = -103.398854 | Loving County | TX | 79754 | LOVING | CN600880249 | RN111006490 | Saltwater disposal injection well facility consisting of three 1,000-barrel water separation tanks, five 500-barrel produced water tanks, two 50-horsepower charge pumps, six injection filters, one used filter basket, two injection pump skids, two 800-horsepower injection pumps, two 0.5-horsepower pump lubrication circulating units, wellhead, well casing, tubing, meters, valves, and piping. | The following property is used 100% for pollution control and is installed to meet or exceed federal or state regulations: Saltwater disposal injection well facility consisting of three 1,000-barrel water separation tanks, five 500-barrel produced water tanks, two 50-horsepower charge pumps, six injection filters, one used filter basket, two injection pump skids, two 800-horsepower injection pumps, two 0.5-horsepower pump lubrication circulating units, wellhead, well casing, tubing, meters, valves, and piping. | 2020-04-22 | 8838724 | 100
23105 | T1 | SWEPI LP | POSIEDON SWD | Latitude = 31.806591, Longitude = -103.774082 | Loving County | TX | 79754 | LOVING | CN600880249 | RN111006508 | Saltwater disposal injection well facility consisting of three 1,000-barrel water separation tanks, five 500-barrel produced water tanks, two 50-horsepower charge pumps, six injection filters, one used filter basket, two injection pump skids, two 800-horsepower injection pumps, two 0.5-horsepower pump lubrication circulating units, wellhead, well casing, tubing, meters, valves, and piping. | The following property is used 100% for pollution control and is installed to meet or exceed federal or state regulations: Saltwater disposal injection well facility consisting of three 1,000-barrel water separation tanks, five 500-barrel produced water tanks, two 50-horsepower charge pumps, six injection filters, one used filter basket, two injection pump skids, two 800-horsepower injection pumps, two 0.5-horsepower pump lubrication circulating units, wellhead, well casing, tubing, meters, valves, and piping. | 2020-04-22 | 8933710 | 100
23106 | T1 | SWEPI LP | NEPTUNE SWD FACILITY | Latitude = 31.856264, Longitude = -103.762678 | Loving County | TX | 79754 | LOVING | CN600880249 | RN111006516 | Saltwater disposal injection well facility consisting of three 1,000-barrel water separation tanks, five 500-barrel produced water tanks, two 50-horsepower charge pumps, six injection filters, one used filter basket, two injection pump skids, two 800-horsepower injection pumps, two 0.5-horsepower pump lubrication circulating units, wellhead, well casing, tubing, meters, valves, and piping. | The following property is used 100% for pollution control and is installed to meet or exceed federal or state regulations: Saltwater disposal injection well facility consisting of three 1,000-barrel water separation tanks, five 500-barrel produced water tanks, two 50-horsepower charge pumps, six injection filters, one used filter basket, two injection pump skids, two 800-horsepower injection pumps, two 0.5-horsepower pump lubrication circulating units, wellhead, well casing, tubing, meters, valves, and piping. | 2020-04-22 | 10707009 | 100
23107 | T1 | SWEPI LP | UNIVERSITY 20-18 SALT WATER DISPOSAL SWD FACILITY | Latitude = 31.70085, Longitude = -103.36808 | Loving County | TX | 79754 | LOVING | CN600880249 | RN109739615 | Saltwater disposal injection well facility consisting of three 1,000-barrel water separation tanks, five 500-barrel produced water tanks, two 50-horsepower charge pumps, six injection filters, one used filter basket, two injection pump skids, two 800-horsepower injection pumps, two 0.5-horsepower pump lubrication circulating units, wellhead, well casing, tubing, meters, valves, and piping. | The following property is used 100% for pollution control and is installed to meet or exceed federal or state regulations: Saltwater disposal injection well facility consisting of three 1,000-barrel water separation tanks, five 500-barrel produced water tanks, two 50-horsepower charge pumps, six injection filters, one used filter basket, two injection pump skids, two 800-horsepower injection pumps, two 0.5-horsepower pump lubrication circulating units, wellhead, well casing, tubing, meters, valves, and piping. | 2020-04-22 | 8407668 | 100
23108 | T1 | SWEPI LP | UNIVERSITY LAMPASAS 20-33 SWD | Latitude = 31.669989, Longitude = -103.321882 | Winkler County | TX | 79754 | WINKLER | CN600880249 | RN111006524 | Saltwater disposal injection well facility consisting of three 1,000-barrel water separation tanks, five 500-barrel produced water tanks, two 50-horsepower charge pumps, six injection filters, one used filter basket, two injection pump skids, two 800-horsepower injection pumps, two 0.5-horsepower pump lubrication circulating units, wellhead, well casing, tubing, meters, valves, and piping. | The following property is used 100% for pollution control and is installed to meet or exceed federal or state regulations: Saltwater disposal injection well facility consisting of three 1,000-barrel water separation tanks, five 500-barrel produced water tanks, two 50-horsepower charge pumps, six injection filters, one used filter basket, two injection pump skids, two 800-horsepower injection pumps, two 0.5-horsepower pump lubrication circulating units, wellhead, well casing, tubing, meters, valves, and piping. | 2020-04-22 | 770504 | 100
23109 | T1 | SWEPI LP | COYOTE SWD FACILITY | Latitude = 31.679506, Longitude = -103.329711 | Loving County | TX | 79754 | LOVING | CN600880249 | RN111006532 | Saltwater disposal injection well facility consisting of three 1,000-barrel water separation tanks, five 500-barrel produced water tanks, two 50-horsepower charge pumps, six injection filters, one used filter basket, two injection pump skids, two 800-horsepower injection pumps, two 0.5-horsepower pump lubrication circulating units, wellhead, well casing, tubing, meters, valves, and piping. | The following property is used 100% for pollution control and is installed to meet or exceed federal or state regulations: Saltwater disposal injection well facility consisting of three 1,000-barrel water separation tanks, five 500-barrel produced water tanks, two 50-horsepower charge pumps, six injection filters, one used filter basket, two injection pump skids, two 800-horsepower injection pumps, two 0.5-horsepower pump lubrication circulating units, wellhead, well casing, tubing, meters, valves, and piping. | 2020-04-22 | 8407668 | 100
23110 | T1 | SWEPI LP | BLACK HAWK 2 SWD FACILITY | Latitude = 31.860749, Longitude = -103.528092 | Loving County | TX | 79754 | LOVING | CN600880249 | RN111006540 | Saltwater disposal injection well facility consisting of three 1,000-barrel water separation tanks, five 500-barrel produced water tanks, two 50-horsepower charge pumps, six injection filters, one used filter basket, two injection pump skids, two 800-horsepower injection pumps, two 0.5-horsepower pump lubrication circulating units, wellhead, well casing, tubing, meters, valves, and piping. | The following property is used 100% for pollution control and is installed to meet or exceed federal or state regulations: Saltwater disposal injection well facility consisting of three 1,000-barrel water separation tanks, five 500-barrel produced water tanks, two 50-horsepower charge pumps, six injection filters, one used filter basket, two injection pump skids, two 800-horsepower injection pumps, two 0.5-horsepower pump lubrication circulating units, wellhead, well casing, tubing, meters, valves, and piping. | 2020-04-22 | 14396242 | 100
23111 | T1 | SWEPI LP | ARMADILLO SWD | Latitude = 31.711194, Longitude = -103.346296 | Loving County | TX | 79754 | LOVING | CN600880249 | RN111006565 | Saltwater disposal injection well facility consisting of three 1,000-barrel water separation tanks, five 500-barrel produced water tanks, two 50-horsepower charge pumps, six injection filters, one used filter basket, two injection pump skids, two 800-horsepower injection pumps, two 0.5-horsepower pump lubrication circulating units, wellhead, well casing, tubing, meters, valves, and piping. | The following property is used 100% for pollution control and is installed to meet or exceed federal or state regulations: Saltwater disposal injection well facility consisting of three 1,000-barrel water separation tanks, five 500-barrel produced water tanks, two 50-horsepower charge pumps, six injection filters, one used filter basket, two injection pump skids, two 800-horsepower injection pumps, two 0.5-horsepower pump lubrication circulating units, wellhead, well casing, tubing, meters, valves, and piping. | 2020-04-22 | 9038014 | 100
23112 | T1 | SWEPI LP | SEA DRAGON SWD | Latitude = 31.782509, Longitude = -103.664622 | Loving County | TX | 79754 | LOVING | CN600880249 | RN111006573 | Saltwater disposal injection well facility consisting of three 1,000-barrel water separation tanks, five 500-barrel produced water tanks, two 50-horsepower charge pumps, six injection filters, one used filter basket, two injection pump skids, two 800-horsepower injection pumps, two 0.5-horsepower pump lubrication circulating units, wellhead, well casing, tubing, meters, valves, and piping. | The following property is used 100% for pollution control and is installed to meet or exceed federal or state regulations: Saltwater disposal injection well facility consisting of three 1,000-barrel water separation tanks, five 500-barrel produced water tanks, two 50-horsepower charge pumps, six injection filters, one used filter basket, two injection pump skids, two 800-horsepower injection pumps, two 0.5-horsepower pump lubrication circulating units, wellhead, well casing, tubing, meters, valves, and piping. | 2020-04-22 | 15156443 | 100
23113 | T1 | SWEPI LP | BASS TXL SWD FACILITY | Latitude = 31.780055, Longitude = -103.563902 | Loving County | TX | 79754 | LOVING | CN600880249 | RN111006581 | Saltwater disposal injection well facility consisting of three 1,000-barrel water separation tanks, five 500-barrel produced water tanks, two 50-horsepower charge pumps, six injection filters, one used filter basket, two injection pump skids, two 800-horsepower injection pumps, two 0.5-horsepower pump lubrication circulating units, wellhead, well casing, tubing, meters, valves, and piping. | The following property is used 100% for pollution control and is installed to meet or exceed federal or state regulations: Saltwater disposal injection well facility consisting of three 1,000-barrel water separation tanks, five 500-barrel produced water tanks, two 50-horsepower charge pumps, six injection filters, one used filter basket, two injection pump skids, two 800-horsepower injection pumps, two 0.5-horsepower pump lubrication circulating units, wellhead, well casing, tubing, meters, valves, and piping. | 2020-04-22 | 5643413 | 100
23114 | T1 | CABRAS PROPERTIES LLC | CABRAS PROPERTIES | 7725 S MAJOR DR | BEAUMONT | TX | 77705 | JEFFERSON | CN605763564 | RN111006755 | A four-inch slurry/barrier wall; trenches and sumps and associated plumbing at facility doors; skimmer, skimmer tank, oil tank and wastewater tank and associated piping; and evaporator. | The following property is used 100% for pollution control and is installed to meet or exceed federal or state regulations: A four-inch slurry/barrier wall; trenches and sumps and associated plumbing at facility doors; skimmer, skimmer tank, oil tank and wastewater tank and associated piping; and evaporator. | 2020-04-22 | 66258 | 100
23115 | T1 | VEOLIA NORTH AMERICA REGENERATION SERVICES LLC | VEOLIA BORDERLAND PLANT | 6501 TROWBRIDGE DR | EL PASO | TX | 79905 | EL PASO | CN605199595 | RN104477161 | Tank farm. | NOD response not received. | 2020-09-03 | 2500000 | 100
23116 | T1 | VEOLIA NORTH AMERICA REGENERATION SERVICES LLC | VEOLIA BORDERLAND PLANT | 6501 TROWBRIDGE DR | EL PASO | TX | 79905 | EL PASO | CN605199595 | RN104477161 | Paving. | NOD response not received. | 2020-09-03 | 246000 | 100
23117 | T1 | VEOLIA NORTH AMERICA REGENERATION SERVICES LLC | VEOLIA BORDERLAND PLANT | 6501 TROWBRIDGE DR | EL PASO | TX | 79905 | EL PASO | CN605199595 | RN104477161 | Measuring devices, monitors, and instruments. | NOD response not received. | 2020-09-03 | 11200 | 100
23118 | T1 | VEOLIA NORTH AMERICA REGENERATION SERVICES LLC | VEOLIA BORDERLAND PLANT | 6501 TROWBRIDGE DR | EL PASO | TX | 79905 | EL PASO | CN605199595 | RN104477161 | Process management system, nozzle, and valves. | NOD response not received. | 2020-09-03 | 36000 | 100
23119 | T1 | VEOLIA NORTH AMERICA REGENERATION SERVICES LLC | VEOLIA BORDERLAND PLANT | 6501 TROWBRIDGE DR | EL PASO | TX | 79905 | EL PASO | CN605199595 | RN104477161 | Dampers, process piping and insulation, and quench spray gun. | NOD response not received. | 2020-09-03 | 270000 | 100
23120 | T1 | VEOLIA NORTH AMERICA REGENERATION SERVICES LLC | VEOLIA BORDERLAND PLANT | 6501 TROWBRIDGE DR | EL PASO | TX | 79905 | EL PASO | CN605199595 | RN104477161 | Reverse osmosis system. | NOD response not received. | 2020-09-03 | 73000 | 100
23121 | T1 | VEOLIA NORTH AMERICA REGENERATION SERVICES LLC | VEOLIA BORDERLAND PLANT | 6501 TROWBRIDGE DR | EL PASO | TX | 79905 | EL PASO | CN605199595 | RN104477161 | Heat exchanger, CEMS improvements, and economizer. | NOD response not received. | 2020-09-03 | 732000 | 100
23122 | T1 | INGRAM CONCRETE LLC | MW RANCH SITE | 1346 COUNTY ROAD 401 | NEMO | TX | 76070 | SOMERVELL | CN603378241 | RN110436425 | Water recycling system consisting of one collection tank, one thickener tank, one freshwater tank, one polymer mixing tank, one polymer holding tank, one dosing/mixing system and five pumps. | Withdrawn by applicant | 2020-06-16 | 800000 | 100
23123 | T1 | INDEPENDENCE CONTRACT DRILLING INC | RIG 211 | Latitude = 31.0696, Longitude = -102.9244 | Pecos County | TX |  | PECOS | CN604152918 | RN111008496 | Drilling mud recycling system consisting of shaker tank system, shale shaker, de-silter, de-sander, and de-gasser on Rig #211. | The following property is used 100% for pollution control and is installed to meet or exceed federal or state regulations: Drilling mud recycling system consisting of shaker tank system, shale shaker, de-silter, de-sander, and de-gasser on Rig #211. | 2020-03-20 | 1672823 | 100
23124 | T1 | INDEPENDENCE CONTRACT DRILLING INC | RIG 217 | Latitude = 31.0343, Longitude = -102.8819 | Pecos County | TX |  | PECOS | CN604152918 | RN111009197 | Drilling mud recycling system consisting of shaker tank system, shale shaker, de-silter, de-sander, and de-gasser on Rig #217. | The following property is used 100% for pollution control and is installed to meet or exceed federal or state regulations: Drilling mud recycling system consisting of shaker tank system, shale shaker, de-silter, de-sander, and de-gasser on Rig #217. | 2020-03-20 | 1593275 | 100
23125 | T1 | INDEPENDENCE CONTRACT DRILLING INC | RIG 212 | Latitude = 31.82524, Longitude = -103.90895 | Reeves County | TX |  | REEVES | CN604152918 | RN110664257 | Drilling mud recycling system consisting of shaker tank system, shale shaker, de-silter, de-sander, and de-gasser on Rig #212. | The following property is used 100% for pollution control and is installed to meet or exceed federal or state regulations: Drilling mud recycling system consisting of shaker tank system, shale shaker, de-silter, de-sander, and de-gasser on Rig #212. | 2020-03-20 | 1077860 | 100
23126 | T1 | MUSKET CORPORATION | MUSKET FORT WORTH FUEL TERMINAL | 5101 LONE STAR BLVD | FORT WORTH | TX | 76106 | TARRANT | CN603417643 | RN105156632 | Internal floating roof seal for Tank 11. | The following property is used 100% for pollution control and is installed to meet or exceed federal or state regulations: Internal floating roof seal for Tank 11. | 2020-04-29 | 50919 | 100
23127 | T1 | MUSKET CORPORATION | MUSKET FORT WORTH FUEL TERMINAL | 5101 LONE STAR BLVD | FORT WORTH | TX | 76106 | TARRANT | CN603417643 | RN105156632 | Internal floating roof for aboveground storage tank 13. | The following property is used 100% for pollution control and is installed to meet or exceed federal or state regulations: Internal floating roof for aboveground storage tank 13. | 2020-06-03 | 127908 | 100
23128 | T1 | MUSKET CORPORATION | MUSKET FORT WORTH FUEL TERMINAL | 5101 LONE STAR BLVD | FORT WORTH | TX | 76106 | TARRANT | CN603417643 | RN105156632 | Internal floating roof and seals for aboveground storage tank 15 at the terminal. | The following property is used 100% for pollution control and is installed to meet or exceed federal or state regulations: Internal floating roof and seals for aboveground storage tank 15 at the terminal. | 2020-06-03 | 85000 | 100
23129 | T1 | MUSKET CORPORATION | FORT WORTH - MEACHAM FUEL TERMINAL | 600 MEACHAM BLVD | FORT WORTH | TX | 76106 | TARRANT | CN603417643 | RN110723251 | Secondary containment consisting of a dike wall for petroleum aboveground storage tanks. | The following property is used 100% for pollution control and is installed to meet or exceed federal or state regulations: Secondary containment consisting of a dike wall for petroleum aboveground storage tanks. | 2020-04-29 | 46166 | 100
23130 | T1 | MUSKET CORPORATION | FORT WORTH - MEACHAM FUEL TERMINAL | 600 MEACHAM BLVD | FORT WORTH | TX | 76106 | TARRANT | CN603417643 | RN110723251 | Cathodic protection system wall for petroleum aboveground storage tanks. | The following property is used 100% for pollution control and is installed to meet or exceed federal or state regulations: Cathodic protection system wall for petroleum aboveground storage tanks. | 2020-04-29 | 28820 | 100
23131 | T1 | MUSKET CORPORATION | MUSKET FORT WORTH FUEL TERMINAL | 5101 LONE STAR BLVD | FORT WORTH | TX | 76106 | TARRANT | CN603417643 | RN105156632 | Backup vapor combustion unit VCU1. | The following property is used 100% for pollution control and is installed to meet or exceed federal or state regulations: Backup vapor combustion unit VCU1. | 2020-04-29 | 127600 | 100
23132 | T1 | MUSKET CORPORATION | MUSKET FORT WORTH FUEL TERMINAL | 5101 LONE STAR BLVD | FORT WORTH | TX | 76106 | TARRANT | CN603417643 | RN105156632 | Internal floating roof and seals for aboveground storage tank 12 at the terminal. | The following property is used 100% for pollution control and is installed to meet or exceed federal or state regulations: Internal floating roof and seals for aboveground storage tank 12 at the terminal. | 2020-06-03 | 50919 | 100
23133 | T1 | MUSKET CORPORATION | MUSKET AMARILLO FUEL TERMINAL | 3500 AIR PARK ST | AMARILLO | TX | 79103 | POTTER | CN603417643 | RN105380141 | Overfill protection system for biodiesel tanks and tanker trucks. | The following property is used 100% for pollution control and is installed to meet or exceed federal or state regulations: Overfill protection system for biodiesel tanks and tanker trucks. | 2020-04-29 | 32423 | 100
23134 | T1 | VICTORIA WLE LP | VICTORIA POWER STATION | 1205 BOTTOM ST | VICTORIA | TX | 77901 | VICTORIA | CN602656548 | RN100214980 | Selective catalytic reduction (SCR) control device in the Heat Recovery Steam Generator. | The following property is used 100% for pollution control and is installed to meet or exceed federal or state regulations: Selective catalytic reduction (SCR) control device in the Heat Recovery Steam Generator. | 2020-04-30 | 828726 | 100
23135 | T1 | ENTERPRISE CRUDE PIPELINE LLC | MILTON CRUDE STATION | 1463 CR 293 | GILLETT | TX | 78116 | KARNES | CN603272592 | RN106036395 | Secondary containment consisting of an earthen berm covered with a 12 mil reinforced polyethylene liner and concrete basin around tank MLT - TK -3704. | The following property is used 100% for pollution control and is installed to meet or exceed federal or state regulations: Secondary containment consisting of an earthen berm covered with a 12 mil reinforced polyethylene liner and concrete basin around tank MLT - TK -3704. | 2020-03-30 | 348764 | 100
23136 | T1 | ENTERPRISE CRUDE PIPELINE LLC | ENTERPRISE INTERSTATE CRUDE EL CAMINO STATION | 16801 FM 1787 | ODESSA | TX | 79766 | MIDLAND | CN603272592 | RN105193858 | Secondary containment consisting of an earthen berm covered with a 12 mil reinforced polyethylene liner and concrete basin around tank ELC - TK -2000. | The following property is used 100% for pollution control and is installed to meet or exceed federal or state regulations: Secondary containment consisting of an earthen berm covered with a 12 mil reinforced polyethylene liner and concrete basin around tank ELC - TK -2000. | 2020-03-30 | 192862 | 100
23137 | T1 | STOLTHAVEN HOUSTON INC | STOLTHAVEN HOUSTON TERMINAL | 15602 JACINTOPORT BLVD | HOUSTON | TX | 77015 | HARRIS | CN600124820 | RN100210475 | Stormwater conveyance system at the termina's east property including lift station improvements and a chemical sewer system for Dock 11 consisting of surface drains, pumps, and piping. | The following property is used 100% for pollution control and is installed to meet or exceed federal or state regulations: Stormwater conveyance system at the termina's east property including lift station improvements and a chemical sewer system for Dock 11 consisting of surface drains, pumps, and piping. | 2020-03-30 | 653600 | 100
23138 | T1 | STOLTHAVEN HOUSTON INC | STOLTHAVEN HOUSTON TERMINAL | 15602 JACINTOPORT BLVD | HOUSTON | TX | 77015 | HARRIS | CN600124820 | RN100210475 | Vapor combustion unit (VCU-01) and flare improvements including a new thermal combustion unit and associated emission control system appurtenances including temperature/pressure/flow instrumentation; new liquid knock-out pots at the combustor, Rail Rack R-2, and Truck Rack T-6; alarms for high combustor temperature, high knock out pot levers, detonation arrestor; a natural gas fuel supply line with a pressure and temperature compensated gas meter to allow for accurate fuel use documentation; combustion air blowers; automated vapor line control valves; new instrumentation at Storage Tank P50-6 (automated tank pressure vent control valve to the combustor, tank pressure indicators/transmitters, etc.); and new vapor lines running to the combustor from E-Manifold, Rail Rack R-2, and Truck Rack T-6 for the Tank PS-6 storage and loading systems and the at P50-6 operations, 2/3 Marine Dock, Dock 11, Truck Rack 6, and Rail Rack 2 areas. | The following property is used 100% for pollution control and is installed to meet or exceed federal or state regulations: Vapor combustion unit (VCU-01) and flare improvements including a new thermal combustion unit and associated emission control system appurtenances including temperature/pressure/flow instrumentation; new liquid knock-out pots at the combustor, Rail Rack R-2, and Truck Rack T-6; alarms for high combustor temperature, high knock out pot levers, detonation arrestor; a natural gas fuel supply line with a pressure and temperature compensated gas meter to allow for accurate fuel use documentation; combustion air blowers; automated vapor line control valves; new instrumentation at Storage Tank P50-6 (automated tank pressure vent control valve to the combustor, tank pressure indicators/transmitters, etc.); and new vapor lines running to the combustor from E-Manifold, Rail Rack R-2, and Truck Rack T-6 for the Tank PS-6 storage and loading systems and the at P50-6 operations, 2/3 Marine Dock, Dock 11, Truck Rack 6, and Rail Rack 2 areas. | 2020-08-06 | 344381 | 100
23139 | T1 | STOLTHAVEN HOUSTON INC | STOLTHAVEN HOUSTON TERMINAL | 15602 JACINTOPORT BLVD | HOUSTON | TX | 77015 | HARRIS | CN600124820 | RN100210475 | Wastewater treatment system improvements consisting of mixers, agitators, and pumps at the EQ2 tank, Rail Racks 1 and 2 and Dock 11 and a Marpol Tank at Dock 11 containing pumps, lines, and alarm beacon systems. | The following property is used 100% for pollution control and is installed to meet or exceed federal or state regulations: Wastewater treatment system improvements consisting of mixers, agitators, and pumps at the EQ2 tank, Rail Racks 1 and 2 and Dock 11 and a Marpol Tank at Dock 11 containing pumps, lines, and alarm beacon systems. | 2020-08-06 | 461864 | 100
23140 | T1 | STOLTHAVEN HOUSTON INC | STOLTHAVEN HOUSTON TERMINAL | 15602 JACINTOPORT BLVD | HOUSTON | TX | 77015 | HARRIS | CN600124820 | RN100210475 | Overfill protection devices consisting of alarms in the V Tanks (1, 3, and 4) and the MARPOL Tank at Dock 11. | The following property is used 100% for pollution control and is installed to meet or exceed federal or state regulations: Overfill protection devices consisting of alarms in the V Tanks (1, 3, and 4) and the MARPOL Tank at Dock 11. | 2020-03-30 | 61397 | 100
23141 | T1 | STOLTHAVEN HOUSTON INC | STOLTHAVEN HOUSTON TERMINAL | 15602 JACINTOPORT BLVD | HOUSTON | TX | 77015 | HARRIS | CN600124820 | RN100210475 | Stormwater containment consisting of concrete containment at Rail Rack 4 and Truck Racks 4 and 5 loading and unloading areas (400 feet by 193 feet by 9 inches), concrete containment modifications at Tank AE12-34, and concrete containment wall at Dock 11. | The following property is used 100% for pollution control and is installed to meet or exceed federal or state regulations: Stormwater containment consisting of concrete containment at Rail Rack 4 and Truck Racks 4 and 5 loading and unloading areas (400 feet by 193 feet by 9 inches), concrete containment modifications at Tank AE12-34, and concrete containment wall at Dock 11. | 2020-05-13 | 963440 | 100
23142 | T1 | STOLTHAVEN HOUSTON INC | STOLTHAVEN HOUSTON TERMINAL | 15602 JACINTOPORT BLVD | HOUSTON | TX | 77015 | HARRIS | CN600124820 | RN100210475 | New filters, hoses and scrubbers on the carbon adsorption system. | The following property is used 100% for pollution control and is installed to meet or exceed federal or state regulations: New filters, hoses and scrubbers on the carbon adsorption system. | 2020-03-30 | 239307 | 100
23143 | T1 | CEMEX CONSTRUCTION MATERIALS SOUTH LLC | CEMEX CEMENT OF TEXAS | Latitude = 29.675, Longitude = -98.182777 | Comal County | TX | 78132 | COMAL | CN603403973 | RN102605375 | 2006 777F S/N XXXXXXXX Off Hwy Water Truck - Mobile Surface cleaning equipment used on plant roads where owner is engaged in operating a rock quarry and thereby responsible for controlling emissions of particulate matter which they create. The specific features on the water truck to cause it to be classified as mobile surface cleaning equipment include Water Tank, Water Pump, Spray Bar, Rear Spray assembly with ladder and Hydrant fill, cab controls, slotted hold down system and center plumbing. 2020 Isuzu Tymco DST-4 Dustless Regenerative Air Sweeper VIN XXXXXXXXXXXXXXXXX - Mobile surface equipment used at the above address where the owner is engaged in operating a rock quarry and is responsible for controlling emissions of particulate matter which they create. The specific features on the sweeper to cause it to be classified as mobile surface cleaning equipment include gutter broom, reversible hydraulic motor, dustless filtration system, dust separator, hydraulically operated float and down pressure for heavy sweeping, pumps, spray nozzles and a back-flow valve to prevent tank drainage. The Tymco sweeper will be primarily used to keep roads and open paved areas of the plant free from dust and dust created particles. High pressure water sprays - High pressure water sprays have been installed at the primary screens EPN PSC-1 & EPN PSC-2, secondary screens EPN SSC-2 & EPN SSC-3, EPN SSC-1, primary crusher EPN PCR-1, secondary crusher EPN SCR-1 & EPN SCR-2 and tertiary crusher EPN TCR-1 & EPN TCR-2 and material transfer points EPN PGR & EPN SSC-1-DROP to minimize opacity and particulate emissions as required by air permit 20618 Special Conditions 10, 11 and 14. | Withdrawn by applicant | 2020-05-08 | 1585005 | 100
23144 | T1 | ENTERPRISE CRUDE PIPELINE LLC | MIDLAND TERMINAL | 4500 E HIGHWAY 80 | MIDLAND | TX | 79706 | MIDLAND | CN603272592 | RN100214089 | Secondary containment consisting of an earthen berm covered with a 12 mil reinforced polyethylene liner and concrete basin around tanks MID - TK -5663 and MID - TK -5664. | The following property is used 100% for pollution control and is installed to meet or exceed federal or state regulations: Secondary containment consisting of an earthen berm covered with a 12 mil reinforced polyethylene liner and concrete basin around tanks MID - TK -5663 and MID - TK -5664. | 2020-03-30 | 815696 | 100
23145 | T1 | ENTERPRISE CRUDE PIPELINE LLC | LOVING COUNTY CRUDE STATION | 2836 CR 300 | MENTONE | TX | 79754 | LOVING | CN603272592 | RN110061629 | Secondary containment consisting of an earthen berm covered with a 12 mil reinforced polyethylene liner and concrete basin around tanks LOV - TK -2019 and LOV - TK -2020. | The following property is used 100% for pollution control and is installed to meet or exceed federal or state regulations: Secondary containment consisting of an earthen berm covered with a 12 mil reinforced polyethylene liner and concrete basin around tanks LOV - TK -2019 and LOV - TK -2020. | 2020-03-30 | 775032 | 100
23146 | T2 | ENTERPRISE CRUDE PIPELINE LLC | ENTERPRISE CRUDE PIPELINE SEALY TERMINAL | 531 KERSTEN RD | SEALY | TX | 77474 | AUSTIN | CN603272592 | RN110079522 | Aluminum geodesic dome roofs on tanks SLY-TK-3510 and SLY-TK-3511. | The following property is used 100% for pollution control and is installed to meet or exceed federal or state regulations: Aluminum geodesic dome roofs on tanks SLY-TK-3510 and SLY-TK-3511. | 2020-03-30 | 873631 | 100
23147 | T1 | ENTERPRISE CRUDE PIPELINE LLC | ENTERPRISE CRUDE PIPELINE SEALY TERMINAL | 531 KERSTEN RD | SEALY | TX | 77474 | AUSTIN | CN603272592 | RN110079522 | Secondary containment consisting of an earthen berm covered with a 12 mil reinforced polyethylene liner and concrete basin around tanks SLY - TK - 3510 and SLY - TK - 3511. | The following property is used 100% for pollution control and is installed to meet or exceed federal or state regulations: Secondary containment consisting of an earthen berm covered with a 12 mil reinforced polyethylene liner and concrete basin around tanks SLY - TK - 3510 and SLY - TK - 3511. | 2020-03-30 | 1396754 | 100
23148 | T1 | OIL CITY IRON WORKS INC | OIL CITY IRON WORKS | 814 S MAIN ST | CORSICANA | TX | 75110 | NAVARRO | CN600390694 | RN100683739 | EnviroAir Dust Collection System. | The following property is used 100% for pollution control and is installed to meet or exceed federal or state regulations: EnviroAir Dust Collection System. | 2020-05-13 | 490686 | 100
23149 | T1 | PRECISION DRILLING COMPANY LP | PRECISION DRILLING RIG | 14041 VICKERY DR | HOUSTON | TX | 77032 | HARRIS | CN603453770 | RN106160211 | Ram type blowout preventers, closing unit, and a choke manifold unit for Rig #573. | The following property is used 100% for pollution control and is installed to meet or exceed federal or state regulations: Ram type blowout preventers, closing unit, and a choke manifold unit for Rig #573. | 2020-04-08 | 1382000 | 100
23150 | T1 | PRECISION DRILLING COMPANY LP | PRECISION DRILLING | 14041 VICKERY DR | HOUSTON | TX | 77032 | HARRIS | CN603453770 | RN106160211 | Drilling mud recycling system consisting of a shaker tank, shale shakers, desilter, desander, and degasser for Rig #573. | The following property is used 100% for pollution control and is installed to meet or exceed federal or state regulations: Drilling mud recycling system consisting of a shaker tank, shale shakers, desilter, desander, and degasser for Rig #573. | 2020-04-08 | 810800 | 100
23151 | T1 | PRECISION DRILLING COMPANY LP | PRECISION DRILLING | 14041 VICKERY DR | HOUSTON | TX | 77032 | HARRIS | CN603453770 | RN106160211 | Ram type blowout preventers, closing unit, and a choke manifold unit for Rig #581. | The following property is used 100% for pollution control and is installed to meet or exceed federal or state regulations: Ram type blowout preventers, closing unit, and a choke manifold unit for Rig #581. | 2020-04-08 | 1382000 | 100
23152 | T1 | PRECISION DRILLING COMPANY LP | PRECISION DRILLING | 14041 VICKERY DR | HOUSTON | TX | 77032 | HARRIS | CN603453770 | RN106160211 | Drilling mud recycling system consisting of a shaker tank, shale shakers, desilter, desander, and degasser for Rig #581. | The following property is used 100% for pollution control and is installed to meet or exceed federal or state regulations: Drilling mud recycling system consisting of a shaker tank, shale shakers, desilter, desander, and degasser for Rig #581. | 2020-04-09 | 810800 | 100
23153 | T1 | PRECISION DRILLING COMPANY LP | PRECISION DRILLING | 14041 VICKERY DR | HOUSTON | TX | 77032 | HARRIS | CN603453770 | RN106160211 | Ram type blowout preventers, closing unit, and a choke manifold unit for Rig #619. | The following property is used 100% for pollution control and is installed to meet or exceed federal or state regulations: Ram type blowout preventers, closing unit, and a choke manifold unit for Rig #619. | 2020-04-08 | 1382000 | 100
23154 | T1 | PRECISION DRILLING COMPANY LP | PRECISION DRILLING | 14041 VICKERY DR | HOUSTON | TX | 77032 | HARRIS | CN603453770 | RN106160211 | Drilling mud recycling system consisting of a shaker tank, shale shakers, desilter, desander, and degasser for Rig #619. | The following property is used 100% for pollution control and is installed to meet or exceed federal or state regulations: Drilling mud recycling system consisting of a shaker tank, shale shakers, desilter, desander, and degasser for Rig #619. | 2020-04-08 | 810800 | 100
23155 | T1 | ARKEMA INC | ARKEMA CLEAR LAKE | 9502B BAYPORT BLVD # B | PASADENA | TX | 77507 | HARRIS | CN600124044 | RN104150123 | Acrylate incinerator upgrades consisting of replacement of carbon steel burner nozzles with stainless steel burner nozzles, modification of the burner cans to improve waste gas and flame pattern stability, and refractory replacement/rebuild for Acrylates Incinerator #4; new opacity monitors for Acrylates Incinerators #1 and #2; upgraded plenum to improve combustion air flow from Acrylates Incinerator #1 and #2 draft fans to the incinerators; modification of the burner cans to improve waste gas and flame pattern stability and refractory replacement/rebuild of the incinerator firebox and plenum on Acrylates Incinerator #3; refractory replacement/rebuild of the incinerator firebox and plenum and replace metal and roofing of incinerator on Acrylates Incinerator #1; refractory replacement/rebuild of the incinerator firebox and plenum and relocation of incinerator burner nozzles on Acrylates Incinerator #2; and modifications to Acrylate Incinerator Header to tie in R-70 Acrylic Acid Reactor vents to header. | The following property is used 100% for pollution control and is installed to meet or exceed federal or state regulations: Acrylate incinerator upgrades consisting of replacement of carbon steel burner nozzles with stainless steel burner nozzles, modification of the burner cans to improve waste gas and flame pattern stability, and refractory replacement/rebuild for Acrylates Incinerator #4; new opacity monitors for Acrylates Incinerators #1 and #2; upgraded plenum to improve combustion air flow from Acrylates Incinerator #1 and #2 draft fans to the incinerators; modification of the burner cans to improve waste gas and flame pattern stability and refractory replacement/rebuild of the incinerator firebox and plenum on Acrylates Incinerator #3; refractory replacement/rebuild of the incinerator firebox and plenum and replace metal and roofing of incinerator on Acrylates Incinerator #1; refractory replacement/rebuild of the incinerator firebox and plenum and relocation of incinerator burner nozzles on Acrylates Incinerator #2; and modifications to Acrylate Incinerator Header to tie in R-70 Acrylic Acid Reactor vents to header. | 2020-04-14 | 4734300 | 100
23156 | T1 | ENTERPRISE HOUSTON SHIP CHANNEL LP | HOUSTON TERMINAL | 15602A JACINTOPORT BLVD | HOUSTON | TX | 77015 | HARRIS | CN600129795 | RN100224740 | Geodesic dome roofs on Tank #9. | The following property is used 100% for pollution control and is installed to meet or exceed federal or state regulations: Geodesic dome roofs on Tank #9. | 2020-04-08 | 709825 | 100
23157 | T1 | THE SABINE MINING COMPANY | SOUTH HALLSVILLE MINE 1 SOUTH MARSHALL AREA | 6501 FM 968 W | HALLSVILLE | TX | 75650 | HARRISON | CN600835797 | RN102185824 | One 530M water tank, one Cornell 6" pump and JD engine, and three barge diesel pumps. | The following property is used 100% for pollution control and is installed to meet or exceed federal or state regulations: One 530M water tank, one Cornell 6" pump and JD engine, and three barge diesel pumps. | 2020-04-08 | 518111 | 100
23158 | T1 | THE SABINE MINING COMPANY | SOUTH HALLSVILLE 1 MINE RUSK AREA | APPROX 3 MI N OF TATUM TX W OF SH-43 N OF FM 7096 IN RUSK AND PANOLA COUNTIES | Rusk County | TX | 75652 | RUSK | CN600835797 | RN105917884 | One Cornell 6" pump and JD engine and one barge diesel pump. | The following property is used 100% for pollution control and is installed to meet or exceed federal or state regulations: One Cornell 6" pump and JD engine and one barge diesel pump. | 2020-04-08 | 102267 | 100
23159 | T1 | BLUE CUBE OPERATIONS LLC | BLUE CUBE OPERATIONS FREEPORT | 2301 N BRAZOSPORT BLVD | FREEPORT | TX | 77541 | BRAZORIA | CN604930784 | RN108772245 | 737,702 square feet of asphalt/concrete paving and secondary containment. | Withdrawn by applicant | 2020-08-26 | 11544586 | 100
23160 | T1 | BLUE CUBE OPERATIONS LLC | BLUE CUBE OPERATIONS FREEPORT | 2301 N BRAZOSPORT BLVD | FREEPORT | TX | 77541 | BRAZORIA | CN604930784 | RN108772245 | 46 chlorine sentinel analyzers. | The following property is used 100% for pollution control and is installed to meet or exceed federal or state regulations: 46 chlorine sentinel analyzers. | 2020-07-23 | 427000 | 100
23161 | T1 | BLUE CUBE OPERATIONS LLC | BLUE CUBE OPERATIONS FREEPORT | 2301 N BRAZOSPORT BLVD | FREEPORT | TX | 77541 | BRAZORIA | CN604930784 | RN108772245 | Overfill spill protection consisting of radar level transmitters and switches on the bleach and chemical storage tanks. | The following property is used 100% for pollution control and is installed to meet or exceed federal or state regulations: Overfill spill protection consisting of radar level transmitters and switches on the bleach and chemical storage tanks. | 2020-07-23 | 535399 | 100
23162 | T1 | BLUE CUBE OPERATIONS LLC | BLUE CUBE OPERATIONS FREEPORT | 2301 N BRAZOSPORT BLVD | FREEPORT | TX | 77541 | BRAZORIA | CN604930784 | RN108772245 | Cathodic protection systems for chemical storage tanks. | The following property is used 100% for pollution control and is installed to meet or exceed federal or state regulations: Cathodic protection systems for chemical storage tanks. | 2020-07-23 | 220000 | 100
23163 | T3 | NUECES BAY LLC | NUECES BAY POWER STATION | 2002 E NAVIGATION BLVD | CORPUS CHRISTI | TX | 78402 | NUECES | CN605698612 | RN100552181 | Heat Recovery Steam Generator 8 and Heat Recovery Steam Generator 9. | The following property is used 69.30% for pollution control and is installed to meet or exceed federal or state regulations: Heat Recovery Steam Generator 8 and Heat Recovery Steam Generator 9. | 2020-04-29 | 76739946 | 69.3
23164 | T3 | BARNEY DAVIS LLC | BARNEY DAVIS ENERGY CENTER | 4301 WALDRON RD | CORPUS CHRISTI | TX | 78418 | NUECES | CN605698604 | RN100642040 | Heat Recovery Steam Generator 3 and Heat Recovery Steam Generator 4. | The following property is used 86.70% for pollution control and is installed to meet or exceed federal or state regulations: Heat Recovery Steam Generator 3 and Heat Recovery Steam Generator 4. | 2020-04-29 | 78379466 | 86.7
23165 | T1 | TECO GAS PROCESSING LLC | BULLDOG PANOLA III GAS PLANT FLARE | 480 PR 8015 CARTHAGE TX 75633 | Panola County | TX | 75633 | PANOLA | CN602689028 | RN106051337 | Flare system including a header system comprised of piping, one knockout drum, three flare tips/pilots, and a blower motor for forced air. | The following property is used 100% for pollution control and is installed to meet or exceed federal or state regulations: Flare system including a header system comprised of piping, one knockout drum, three flare tips/pilots, and a blower motor for forced air. | 2020-05-25 | 3083594 | 100
23166 | T1 | SEALY KICKAPOO ROAD LLC | SEALY KICKAPOO ROAD | 18140 KICKAPOO RD | HOCKLEY | TX | 77447 | HARRIS | CN605731389 | RN111023933 | It is a detention pond which is a containment structure to manage stormwater and reduce the impact of pollutants. Stormwater is diverted into the detention pond where it can accumulate and then be discharged at a controlled rate. The land is 572,552 square feet. | NOD response not received. | 2020-08-19 | 1400000 | 100
23167 | T1 | 68B LLC | HALLIBURTON ENERGY SERVICES HOUSTON | 10200 BELLAIRE BLVD | HOUSTON | TX | 77072 | HARRIS | CN605771658 | RN100572494 | It is a detention pond which is a containment structure to manage stormwater and reduce the impact of pollutants. Stormwater is diverted into the detention pond where it can accumulate and then be discharged at a controlled rate. | NOD response not received. | 2020-07-24 | 1000000 | 100
23168 | T1 | EXPLORER PIPELINE COMPANY | EXPLORER PIPELINE ARLINGTON PUMPING STATION BREAKOUT | 3301 S HIGHWAY 157 | EULESS | TX | 76040 | TARRANT | CN600424584 | RN100225739 | Automatic tank gauging on Tank 2302. | The following property is used 100% for pollution control and is installed to meet or exceed federal or state regulations: Automatic tank gauging on Tank 2302. | 2020-04-22 | 15440 | 100
23169 | T1 | EXPLORER PIPELINE COMPANY | EXPLORER PIPELINE ARLINGTON PUMPING STATION BREAKOUT | 3301 S HIGHWAY 157 | EULESS | TX | 76040 | TARRANT | CN600424584 | RN100225739 | Cathodic protection on Tank 2302. | The following property is used 100% for pollution control and is installed to meet or exceed federal or state regulations: Cathodic protection on Tank 2302. | 2020-04-22 | 59362 | 100
23170 | T1 | EXPLORER PIPELINE COMPANY | EXPLORER PIPELINE ARLINGTON PUMPING STATION BREAKOUT | 3301 S HIGHWAY 157 | EULESS | TX | 76040 | TARRANT | CN600424584 | RN100225739 | Overfill alarms on Tank 2302. | The following property is used 100% for pollution control and is installed to meet or exceed federal or state regulations: Overfill alarms on Tank 2302. | 2020-04-22 | 10000 | 100
23171 | T1 | EXPLORER PIPELINE COMPANY | EXPLORER PIPELINE ARLINGTON PUMPING STATION BREAKOUT | 3301 S HIGHWAY 157 | EULESS | TX | 76040 | TARRANT | CN600424584 | RN100225739 | Secondary containment for Tank 2302 consisting of an earthen dike. | The following property is used 100% for pollution control and is installed to meet or exceed federal or state regulations: Secondary containment for Tank 2302 consisting of an earthen dike. | 2020-04-22 | 98997 | 100
23172 | T1 | EXPLORER PIPELINE COMPANY | EXPLORER PIPELINE ARLINGTON PUMPING STATION BREAKOUT | 3301 S HIGHWAY 157 | EULESS | TX | 76040 | TARRANT | CN600424584 | RN100225739 | Cathodic protection on Tank 2315. | The following property is used 100% for pollution control and is installed to meet or exceed federal or state regulations: Cathodic protection on Tank 2315. | 2020-04-22 | 44705 | 100
23173 | T1 | EXPLORER PIPELINE COMPANY | EXPLORER PIPELINE ARLINGTON PUMPING STATION BREAKOUT | 3301 S HIGHWAY 157 | EULESS | TX | 76040 | TARRANT | CN600424584 | RN100225739 | Secondary containment for Tank 2315 consisting of an earthen dike. | The following property is used 100% for pollution control and is installed to meet or exceed federal or state regulations: Secondary containment for Tank 2315 consisting of an earthen dike. | 2020-04-22 | 432599 | 100
23174 | T1 | S C TERMINALS LP | SOUTH COAST TERMINALS LA PORTE | 10900 STRANG RD | LA PORTE | TX | 77571 | HARRIS | CN600347702 | RN102337581 | Stormwater containment consisting of 4,229 sf of reinforced concrete, dikes and curbing. | The following property is used 100% for pollution control and is installed to meet or exceed federal or state regulations: Stormwater containment consisting of 4,229 sf of reinforced concrete, dikes and curbing. | 2020-06-22 | 95320 | 100
23175 | T1 | S C TERMINALS LP | SOUTH COAST TERMINALS LA PORTE | 10900 STRANG RD | LA PORTE | TX | 77571 | HARRIS | CN600347702 | RN102337581 | Stormwater conveyance system that consists of pumps, blowers, scrubbers and a tank. | The following property is used 100% for pollution control and is installed to meet or exceed federal or state regulations: Stormwater conveyance system that consists of pumps, blowers, scrubbers and a tank. | 2020-05-13 | 883132 | 100
23176 | T1 | S C TERMINALS LP | SOUTH COAST TERMINALS LA PORTE | 10900 STRANG RD | LA PORTE | TX | 77571 | HARRIS | CN600347702 | RN102337581 | Tank Overfill Protection Alarm Systems which consist of tank gauges, communication systems, and high-level alarms. | The following property is used 100% for pollution control and is installed to meet or exceed federal or state regulations: Tank Overfill Protection Alarm Systems which consist of tank gauges, communication systems, and high-level alarms. | 2020-05-13 | 973019 | 100
23177 | T2 | CEMEX CONSTRUCTION MATERIALS SOUTH LLC | CEMEX CEMENT OF TEXAS | Latitude = 29.675, Longitude = -98.182777 | Comal County | TX | 78132 | COMAL | CN603403973 | RN102605375 | A 51,132 square foot crushed limestone store dust control enclosure. | The following property is used 100% for pollution control and is installed to meet or exceed federal or state regulations: A 51,132 square foot crushed limestone store dust control enclosure. | 2020-05-13 | 9340502 | 100
23178 | T1 | SWEPI LP | WINKLER COUNTY WATER PIPING | INTERCONNECTING LINES FOR SWD WELLS ACROSS WINKLER COUNTY - MAP ATTACHED | Winkler County | TX | 79754 | WINKLER | CN600880249 | RN111028635 | 8.59 miles of 2-inch to 16-inch diameter piping that connect saltwater disposal wells. | The following property is used 100% for pollution control and is installed to meet or exceed federal or state regulations: 8.59 miles of 2-inch to 16-inch diameter piping that connect saltwater disposal wells. | 2020-05-06 | 1884777 | 100
23179 | T1 | SWEPI LP | WARD COUNTY WATER PIPING | INTERCONNECTING LINES FOR SWD WELLS ACROSS WARD COUNTY - MAP ATTACHED | Ward County | TX | 79754 | WARD | CN600880249 | RN111028643 | 58.49 miles of 3.5-inch to 12-inch diameter piping that connect saltwater disposal wells. | The following property is used 100% for pollution control and is installed to meet or exceed federal or state regulations: 58.49 miles of 3.5-inch to 12-inch diameter piping that connect saltwater disposal wells. | 2020-05-06 | 7957427 | 100
23180 | T1 | SWEPI LP | LOVING COUNTY WATER PIPING | INTERCONNECTING LINES FOR SWD WELLS ACROSS LOVING COUNTY - MAP ATTACHED | Loving County | TX | 79754 | LOVING | CN600880249 | RN111028650 | 230.68 miles of 3-inch to 16-inch diameter piping that connect saltwater disposal wells. | The following property is used 100% for pollution control and is installed to meet or exceed federal or state regulations: 230.68 miles of 3-inch to 16-inch diameter piping that connect saltwater disposal wells. | 2020-05-06 | 48452485 | 100
23181 | T1 | EQUISTAR CHEMICALS LP | EQUISTAR CHEMICALS | 1501 MCKINZIE RD | CORPUS CHRISTI | TX | 78410 | NUECES | CN600124705 | RN100221662 | Impressed current cathodic protection was installed for the four new cooling tower cells and associated piping. The cathodic protection was installed as part of the Ethylene Expansion project. The cells and piping are protected from corrosion by the cathodic protection. The cooling water contains various chemicals added for scaling prevention, anti-corrosion purposes and stabilization. In addition to these chemicals the water might become contaminated with the various hydrocarbons processed at the facility. The pollutant being controlled is the process cooling water which if spilled meets the definition of being an industrial solid waste. The facility is not permitted to discharge this material. Attached is a satellite photo showing the location of the cooling tower and a process flow document. | The following property is used 100% for pollution control and is installed to meet or exceed federal or state regulations: Impressed current cathodic protection installed for the four new cooling tower cells and associated piping. | 2020-06-17 | 401250 | 100
23182 | T1 | EQUISTAR CHEMICALS LP | EQUISTAR CHEMICALS | 1501 MCKINZIE RD | CORPUS CHRISTI | TX | 78410 | NUECES | CN600124705 | RN100221662 | Flare upgrades consisting of replacement flare tips and new thermocouples, gas flow meter and steam flow meter. | The following property is used 100% for pollution control and is installed to meet or exceed federal or state regulations: Flare upgrades consisting of replacement flare tips and new thermocouples, gas flow meter and steam flow meter. | 2020-05-20 | 3803365 | 100
23183 | T1 | EQUISTAR CHEMICALS LP | EQUISTAR CHEMICALS | 1501 MCKINZIE RD | CORPUS CHRISTI | TX | 78410 | NUECES | CN600124705 | RN100221662 | Lamella clarifier including piping and pumps, activated sludge basin, and upgrade to the pumps and piping throughout the wastewater treatment system. | The following property is used 100% for pollution control and is installed to meet or exceed federal or state regulations: Lamella clarifier including piping and pumps, activated sludge basin, and upgrade to the pumps and piping throughout the wastewater treatment system. | 2020-06-03 | 5857064 | 100
23184 | T1 | S C TERMINALS LP | SOUTH COAST TERMINALS | 7401 WALLISVILLE RD | HOUSTON | TX | 77020 | HARRIS | CN600347702 | RN102876976 | Stormwater containment consisting of concrete encasement at the railcar track 822 which consists of reinforced concrete, curbing, and dikes. | The following property is used 100% for pollution control and is installed to meet or exceed federal or state regulations: Stormwater containment consisting of concrete encasement at the railcar track 822 which consists of reinforced concrete, curbing, and dikes. | 2020-05-20 | 141641 | 100
23185 | T3 | BRAZOS ELECTRIC POWER COOPERATIVE INC | JACK COUNTY GENERATION FACILITY | 3844 HENDERSON RANCH ROAD BRIDGEPORT JACK COUNTY | Jack County | TX | 76458 | JACK | CN600128821 | RN100221985 | Jack 1 Heat Recovery Steam Generators (HRSG 1 and HRSG2) including duct burners, HP-IP superheaters, HP-IP-LP evaporators, HP-IP-LP economizers, HP-IP-LP drums, associated pumps and valves. | The following property is used 85.13% for pollution control and is installed to meet or exceed federal or state regulations: Jack 1 Heat Recovery Steam Generators (HRSG 1 and HRSG2) including duct burners, HP-IP superheaters, HP-IP-LP evaporators, HP-IP-LP economizers, HP-IP-LP drums, associated pumps and valves. | 2020-06-17 | 105244426 | 85.13
23186 | T1 | PACCAR INC | PETERBILT MOTORS | 3200 AIRPORT RD | DENTON | TX | 76207 | DENTON | CN600125652 | RN100211762 | Replacement of mist eliminator wall in chassis robotic downdraft booth designed to remove particulate emissions from the exhaust. | The following property is used 100% for pollution control and is installed to meet or exceed federal or state regulations: Replacement of mist eliminator wall in chassis robotic downdraft booth designed to remove particulate emissions from the exhaust. | 2020-05-29 | 497871 | 100
23187 | T1 | MONARCH SILICA LLC | SOUTHERN HILLS FACILITY | Latitude = 29.189117, Longitude = -98.459214 | Bexar County | TX | 78264 | BEXAR | CN605473875 | RN110417912 | Three 42-foot high exhaust stacks. | The following property is used 100% for pollution control and is installed to meet or exceed federal or state regulations: Three 42-foot high exhaust stacks. | 2020-05-20 | 75000 | 100
23188 | T1 | MONARCH SILICA LLC | SOUTHERN HILLS FACILITY | Latitude = 29.189117, Longitude = -98.459214 | Bexar County | TX | 78264 | BEXAR | CN605473875 | RN110417912 | Dust collection devices, including the dust filter system, dust exhaust ducting installed between Rotex Conveyors, baghouses connected to the two Carrier Dryers, the Ultra-Fines Recovery System, and bin vents installed on four charge hoppers and silos. | The following property is used 100% for pollution control and is installed to meet or exceed federal or state regulations: Dust collection devices, including the dust filter system, dust exhaust ducting installed between Rotex Conveyors, baghouses connected to the two Carrier Dryers, the Ultra-Fines Recovery System, and bin vents installed on four charge hoppers and silos. | 2020-05-20 | 2454151 | 100
23189 | T1 | MONARCH SILICA LLC | SOUTHERN HILLS FACILITY | Latitude = 29.189117, Longitude = -98.459214 | Bexar County | TX | 78264 | BEXAR | CN605473875 | RN110417912 | 12 stormwater ponds totaling 620,566 square feet. | The following property is used 100% for pollution control and is installed to meet or exceed federal or state regulations: 12 stormwater ponds totaling 620,566 square feet. | 2020-05-06 | 300000 | 100
23190 | T1 | US SILICA COMPANY | CRANE COUNTY PLANT | 8401 N FM 1053 | CRANE | TX | 79731 | CRANE | CN600128268 | RN109826560 | Three wet scrubbers for rotary dryers and the associated sumps and sump pumps. | The following property is used 100% for pollution control and is installed to meet or exceed federal or state regulations: Three wet scrubbers for rotary dryers and the associated sumps and sump pumps. | 2020-05-27 | 1567497 | 100
23191 | T1 | US SILICA COMPANY | CRANE COUNTY PLANT | 8401 N FM 1053 | CRANE | TX | 79731 | CRANE | CN600128268 | RN109826560 | Dust collection system consisting of Farr GS-6 Dust Collectors 1, 2 and 3; GS-16 Dust Collectors 1 and 2; GS-20 Dust Collectors 1 and 2; Farr GS-2 Bin vent Filers 1, 2, 3, 4, 5, 6, 7, 8, and 9; and the Waste Elevator, Waste Belt Conveyor, and Waste Silo. | The following property is used 100% for pollution control and is installed to meet or exceed federal or state regulations: Dust collection system consisting of Farr GS-6 Dust Collectors 1, 2 and 3; GS-16 Dust Collectors 1 and 2; GS-20 Dust Collectors 1 and 2; Farr GS-2 Bin vent Filers 1, 2, 3, 4, 5, 6, 7, 8, and 9; and the Waste Elevator, Waste Belt Conveyor, and Waste Silo. | 2020-05-20 | 2817077 | 100
23192 | T1 | US SILICA COMPANY | LAMESA TEXAS FACILITY | Latitude = 32.807248, Longitude = -102.139865 | Dawson County | TX | 79331 | DAWSON | CN600128268 | RN109938530 | Three wet scrubbers for rotary dryers and the associated sumps and sump pumps. | The following property is used 100% for pollution control and is installed to meet or exceed federal or state regulations: Three wet scrubbers for rotary dryers and the associated sumps and sump pumps. | 2020-05-20 | 1567497 | 100
23193 | T1 | US SILICA COMPANY | LAMESA TEXAS FACILITY | Latitude = 32.807248, Longitude = -102.139865 | Dawson County | TX | 79331 | DAWSON | CN600128268 | RN109938530 | Dust collection system consisting of Farr GS-6 Dust Collectors 1, 2 and 3; GS-16 Dust Collectors 1 and 2; GS-20 Dust Collectors 1 and 2; Farr GS-2 Bin vent Filers 1, 2, 3, 4, 5, 6, 7, 8, and 9; and the Waste Elevator, Waste Belt Conveyor, and Waste Silo. | The following property is used 100% for pollution control and is installed to meet or exceed federal or state regulations: Dust collection system consisting of Farr GS-6 Dust Collectors 1, 2 and 3; GS-16 Dust Collectors 1 and 2; GS-20 Dust Collectors 1 and 2; Farr GS-2 Bin vent Filers 1, 2, 3, 4, 5, 6, 7, 8, and 9; and the Waste Elevator, Waste Belt Conveyor, and Waste Silo. | 2020-05-20 | 2817077 | 100
23194 | T1 | COVIA HOLDINGS CORPORATION | 53 ODESSA | 201 S LEE AVE | ODESSA | TX | 79761 | ECTOR | CN600795777 | RN111030805 | Dust collection filter. | NOD response not received. | 2020-06-08 | 72800 | 100
23195 | T1 | COVIA HOLDINGS CORPORATION | 53 ODESSA | 201 S LEE AVE | ODESSA | TX | 79761 | ECTOR | CN600795777 | RN111030805 | Sumps. | NOD response not received. | 2020-06-08 | 18440 | 100
23196 | T1 | BLUEWING ONE LLC | BROWNSVILLE TERMINAL | 11700 OLD HIGHWAY 48 BROWNSVILLE TX 78521 | Cameron County | TX | 78521 | CAMERON | CN605283233 | RN105195317 | Flare and vapor combustor system including flare tips, pumps, burners, stacks, and flow meters. | The following property is used 100% for pollution control and is installed to meet or exceed federal or state regulations: Flare and vapor combustor system including flare tips, pumps, burners, stacks, and flow meters. | 2020-05-06 | 688000 | 100
23197 | T1 | BLUEWING MIDSTREAM LLC | BLUEWING ROYAL | 1005 W ANCHOR RD | BROWNSVILLE | TX | 78521 | CAMERON | CN605433085 | RN104735782 | Flare and vapor combustor system including flare tips, pumps, burners, stacks, and flow meters. | The following property is used 100% for pollution control and is installed to meet or exceed federal or state regulations: Flare and vapor combustor system including flare tips, pumps, burners, stacks, and flow meters. | 2020-05-06 | 140000 | 100
23198 | T1 | SHELL OIL COMPANY | SHELL OIL DEER PARK | 5900 HIGHWAY 225 | DEER PARK | TX | 77536 | HARRIS | CN601542012 | RN100211879 | Flare gas recovery system including a duplicate spare compressor; one hydrogen sulfide scrubber train consisting of a scrubber, knockout vessel, and pumps; and utilities connection to support the flare gas recovery system. | The following property is used 74.2% for pollution control and is installed to meet or exceed federal or state regulations: Flare gas recovery system including a duplicate spare compressor; one hydrogen sulfide scrubber train consisting of a scrubber, knockout vessel, and pumps; and utilities connection to support the flare gas recovery system. | 2020-07-06 | 83330000 | 74.2
23199 | T1 | US SILICA COMPANY | LAMESA TEXAS FACILITY | Latitude = 32.807248, Longitude = -102.139865 | Dawson County | TX | 79331 | DAWSON | CN600128268 | RN109938530 | One Guzzler Vacuum Truck (VIN XXXXXXXXXXXXXXXXX) and one International Water Truck (VIN XXXXXXXXXXXXXXXXX). | The following property is used 100% for pollution control and is installed to meet or exceed federal or state regulations: One Guzzler Vacuum Truck (VIN XXXXXXXXXXXXXXXXX) and one International Water Truck (VIN XXXXXXXXXXXXXXXXX). | 2020-05-27 | 174727 | 100
23200 | T1 | LONESTAR PROSPECTS LTD | VISTA SAND KERMIT TEXAS FACILITY | 10422 CR 404 | KERMIT | TX | 79745 | WINKLER | CN603845371 | RN109891374 | Dust collector and dust collection ductwork for Areas 8, 9, 10 and 11. | The following property is used 100% for pollution control and is installed to meet or exceed federal or state regulations: Dust collector and dust collection ductwork for Areas 8, 9, 10 and 11. | 2020-05-27 | 1920954 | 100
23201 | T1 | US SILICA COMPANY | CRANE COUNTY PLANT | 8401 N FM 1053 | CRANE | TX | 79731 | CRANE | CN600128268 | RN109826560 | One Guzzler Vacuum Truck (VIN XXXXXXXXXXXXXXXXX) and one International Water Truck (VIN XXXXXXXXXXXXXXXXX). | The following property is used 100% for pollution control and is installed to meet or exceed federal or state regulations: One Guzzler Vacuum Truck (VIN XXXXXXXXXXXXXXXXX) and one International Water Truck (VIN XXXXXXXXXXXXXXXXX). | 2020-06-03 | 174727 | 100
23202 | T1 | LONESTAR PROSPECTS LTD | VISTA SAND KERMIT TEXAS FACILITY | 10422 CR 404 | KERMIT | TX | 79745 | WINKLER | CN603845371 | RN109891374 | Covered chutes for Areas 1, 2, 3, 7, 8, 9, 10, and 11, and a washed sand wind screen in Area 7. | Covered chutes for Areas 1, 2, 3, 7, 8, 9, 10, and 11, and a washed sand wind screen in Area 7. | 2020-05-27 | 1920954 | 100
23203 | T1 | BXP OPERATING LLC | VASTAR 4R SALT WATER DISPOSAL FACILITY | Latitude = 30.544564, Longitude = -93.797412 | Newton County | TX | 75933 | NEWTON | CN605775329 | RN111032199 | Salt water disposal well and ancillary equipment excluding three settling tanks. | The following property is used 100% for pollution control and is installed to meet or exceed federal or state regulations: Salt water disposal well and ancillary equipment excluding three settling tanks. | 2020-05-06 | 118750 | 100
23204 | T1 | OLDCASTLE BUILDINGENVELOPE INC | OLDCASTLE BUILDINGENVELOPE FACILITY | 803 AIRPORT RD | TERRELL | TX | 75160 | KAUFMAN | CN602245813 | RN100218783 | Emissions control system for Paint Line No. 2, Mini Paint Line, and Mini Oven including a filtration system consisting of a fabric filter for the thermal oxidizer, nine paint booth and flash tunnel enclosures, thermal oxidizer including all necessary electrical, piping, controls, and instrumentation, emissions monitor for the thermal oxidizer exhaust, monitoring equipment for filtration systems and thermal oxidizer combustion chamber including pressure gauges and a temperature monitor, exhaust ductwork and fans for transferring emissions to filtration systems and thermal oxidizer, and filtration systems (fabric filters) for paint booth enclosures. | The following property is used 100% for pollution control and is installed to meet or exceed federal or state regulations: Emissions control system for Paint Line No. 2, Mini Paint Line, and Mini Oven including a filtration system consisting of a fabric filter for the thermal oxidizer, nine paint booth and flash tunnel enclosures, thermal oxidizer including all necessary electrical, piping, controls, and instrumentation, emissions monitor for the thermal oxidizer exhaust, monitoring equipment for filtration systems and thermal oxidizer combustion chamber including pressure gauges and a temperature monitor, exhaust ductwork and fans for transferring emissions to filtration systems and thermal oxidizer, and filtration systems (fabric filters) for paint booth enclosures. | 2020-05-20 | 2306950 | 100
23205 | T1 | OLDCASTLE BUILDINGENVELOPE INC | OLDCASTLE BUILDINGENVELOPE FACILITY | 803 AIRPORT RD | TERRELL | TX | 75160 | KAUFMAN | CN602245813 | RN100218783 | Ammonia scrubber on the wastewater pretreatment system including all electrical wiring and connections, instrumentation, piping, pumps, and structural supports necessary to the operation of the scrubber. | The following property is used 100% for pollution control and is installed to meet or exceed federal or state regulations: Ammonia scrubber on the wastewater pretreatment system including all electrical wiring and connections, instrumentation, piping, pumps, and structural supports necessary to the operation of the scrubber. | 2020-05-20 | 250000 | 100
23206 | T1 | SM ENERGY COMPANY | HOOPSNAKE 23-2 SWD WELL | Latitude = 32.136704, Longitude = -101.692416 | Howard County | TX | 79720 | HOWARD | CN600512628 | RN110724515 | Saltwater disposal injection well facility consisting of water tanks, pumps, injection filters, wellhead, well casing, tubing, meters, valves, piping, and disposal wells. | The following property is used 100% for pollution control and is installed to meet or exceed federal or state regulations: Saltwater disposal injection well facility consisting of water tanks, pumps, injection filters, wellhead, well casing, tubing, meters, valves, piping, and disposal wells. | 2020-05-13 | 1557138 | 100
23207 | T1 | SM ENERGY COMPANY | CHANEY MOORE SWD WELL | Latitude = 32.323218, Longitude = -101.588834 | Howard County | TX | 79720 | HOWARD | CN600512628 | RN110722022 | Saltwater disposal injection well facility consisting of water tanks, pumps, injection filters, wellhead, well casing, tubing, meters, valves, piping, and disposal wells. | The following property is used 100% for pollution control and is installed to meet or exceed federal or state regulations: Saltwater disposal injection well facility consisting of water tanks, pumps, injection filters, wellhead, well casing, tubing, meters, valves, piping, and disposal wells. | 2020-05-13 | 2681083 | 100
23208 | T1 | SM ENERGY COMPANY | ANNALEA SWD WELL | Latitude = 32.133412, Longitude = -101.73842 | Howard County | TX | 79720 | HOWARD | CN600512628 | RN110724309 | Saltwater disposal injection well facility consisting of water tanks, pumps, injection filters, wellhead, well casing, tubing, meters, valves, piping, and disposal wells. | The following property is used 100% for pollution control and is installed to meet or exceed federal or state regulations: Saltwater disposal injection well facility consisting of water tanks, pumps, injection filters, wellhead, well casing, tubing, meters, valves, piping, and disposal wells. | 2020-05-13 | 7470223 | 100
23209 | T1 | SM ENERGY COMPANY | NEPTUNE 1 SWD | Latitude = 32.25658, Longitude = -101.69018 | Howard County | TX | 79720 | HOWARD | CN600512628 | RN110631090 | Saltwater disposal injection well facility consisting of water tanks, pumps, injection filters, wellhead, well casing, tubing, meters, valves, piping, and disposal wells. | The following property is used 100% for pollution control and is installed to meet or exceed federal or state regulations: Saltwater disposal injection well facility consisting of water tanks, pumps, injection filters, wellhead, well casing, tubing, meters, valves, piping, and disposal wells. | 2020-05-13 | 5709599 | 100
23210 | T1 | SM ENERGY COMPANY | HYDRA 1 SWD | Latitude = 32.31884, Longitude = -101.58584 | Howard County | TX | 79720 | HOWARD | CN600512628 | RN110631108 | Saltwater disposal injection well facility consisting of water tanks, pumps, injection filters, wellhead, well casing, tubing, meters, valves, piping, and disposal wells. | The following property is used 100% for pollution control and is installed to meet or exceed federal or state regulations: Saltwater disposal injection well facility consisting of water tanks, pumps, injection filters, wellhead, well casing, tubing, meters, valves, piping, and disposal wells. | 2020-05-13 | 5684652 | 100
23211 | T1 | SM ENERGY COMPANY | HOOPSNAKE 22-1 SWD WELL | Latitude = 32.141111, Longitude = -101.703611 | Martin County | TX | 79782 | MARTIN | CN600512628 | RN110724549 | Saltwater disposal injection well facility consisting of water tanks, pumps, injection filters, wellhead, well casing, tubing, meters, valves, piping, and disposal wells. | The following property is used 100% for pollution control and is installed to meet or exceed federal or state regulations: Saltwater disposal injection well facility consisting of water tanks, pumps, injection filters, wellhead, well casing, tubing, meters, valves, piping, and disposal wells. | 2020-05-13 | 1218637 | 100
23212 | T1 | SM ENERGY COMPANY | FLETCH 1 SWD WELL | Latitude = 32.201521, Longitude = -101.4784 | Howard County | TX | 79720 | HOWARD | CN600512628 | RN110724291 | Saltwater disposal injection well facility consisting of water tanks, pumps, injection filters, wellhead, well casing, tubing, meters, valves, piping, and disposal wells. | The following property is used 100% for pollution control and is installed to meet or exceed federal or state regulations: Saltwater disposal injection well facility consisting of water tanks, pumps, injection filters, wellhead, well casing, tubing, meters, valves, piping, and disposal wells. | 2020-05-13 | 2907479 | 100
23213 | T1 | SM ENERGY COMPANY | DELPHIN 1 SWD WELL | 10 MILES NW OF BIG SPRING S29 BLK A BAUER AND COCKRELL A-578 | Howard County | TX | 79720 | HOWARD | CN600512628 | RN110724325 | Saltwater disposal injection well facility consisting of water tanks, pumps, injection filters, wellhead, well casing, tubing, meters, valves, piping, and disposal wells. | The following property is used 100% for pollution control and is installed to meet or exceed federal or state regulations: Saltwater disposal injection well facility consisting of water tanks, pumps, injection filters, wellhead, well casing, tubing, meters, valves, piping, and disposal wells. | 2020-05-13 | 5633078 | 100
23214 | T1 | SM ENERGY COMPANY | COSTANZA KRAMER SWD PIPELINE IN HOWARD COUNTY | INTERCONENCTING LINES FOR SWD WLLS ACROSS HOWARD COUNTY | Howard County | TX | 79720 | HOWARD | CN600512628 | RN110724580 | Pipelines connecting non-commercial salt water disposal facilities across Howard County. | The following property is used 100% for pollution control and is installed to meet or exceed federal or state regulations: Pipelines connecting non-commercial salt water disposal facilities across Howard County. | 2020-05-13 | 2466834 | 100
23215 | T1 | CIMSA AMERICAS CEMENT MANUFACTURING AND SALES CORP | WHITE CEMENT GRINDING PLANT | 1755 FEDERAL RD | HOUSTON | TX | 77015 | HARRIS | CN605385418 | RN109833095 | Stormwater control system, consisting of stormwater drains, drainage pipes and containment. | NOD response not received. | 2020-06-26 | 543728 | 100
23216 | T1 | CIMSA AMERICAS CEMENT MANUFACTURING AND SALES CORP | WHITE CEMENT GRINDING PLANT | 1755 FEDERAL RD | HOUSTON | TX | 77015 | HARRIS | CN605385418 | RN109833095 | Cloth media bag filters with a minimum collection efficiency of 99.95% installed at the receiving, distribution, storage, reclaim, truck and rail loading areas. | The following property is used 100% for pollution control and is installed to meet or exceed federal or state regulations: Cloth media bag filters with a minimum collection efficiency of 99.95% installed at the receiving, distribution, storage, reclaim, truck and rail loading areas. | 2020-06-03 | 10633283 | 100
23217 | T1 | POCO GRAPHITE HOLDINGS LLC | POCO GRAPHITE | 300 OLD GREENWOOD RD | DECATUR | TX | 76234 | WISE | CN602243156 | RN100807783 | Industrial hazardous waste tank. | The following property is used 100% for pollution control and is installed to meet or exceed federal or state regulations: Industrial hazardous waste tank. | 2020-06-10 | 234306 | 100
23218 | T1 | POCO GRAPHITE HOLDINGS LLC | POCO GRAPHITE | 300 OLD GREENWOOD RD | DECATUR | TX | 76234 | WISE | CN602243156 | RN100807783 | Wastewater line. | The following property is used 100% for pollution control and is installed to meet or exceed federal or state regulations: Wastewater line. | 2020-06-17 | 45270 | 100
23219 | T1 | POCO GRAPHITE HOLDINGS LLC | POCO GRAPHITE | 300 OLD GREENWOOD RD | DECATUR | TX | 76234 | WISE | CN602243156 | RN100807783 | Secondary containment structure repair and construction, including modification of wall for the coke pad, complete rebuild of the secondary containment for the feed system, and construction of containment wall and lid for the scrubber area. | The following property is used 100% for pollution control and is installed to meet or exceed federal or state regulations: Secondary containment structure repair and construction, including modification of wall for the coke pad, complete rebuild of the secondary containment for the feed system, and construction of containment wall and lid for the scrubber area. | 2020-06-17 | 110780 | 100
23220 | T1 | POCO GRAPHITE HOLDINGS LLC | POCO GRAPHITE | 300 OLD GREENWOOD RD | DECATUR | TX | 76234 | WISE | CN602243156 | RN100807783 | Repairs made to the blower assembly for the S1 baghouse. Replacement of the stack for the H-Graph dust collector. Installation of a dust collector for the TD Machine Shop, two Eaton 8 bag filter housings, and two Eaton 16 bag filter housings. | The following property is used 100% for pollution control and is installed to meet or exceed federal or state regulations: Repairs made to the blower assembly for the S1 baghouse. Replacement of the stack for the H-Graph dust collector. Installation of a dust collector for the TD Machine Shop, two Eaton 8 bag filter housings, and two Eaton 16 bag filter housings. | 2020-06-17 | 272286 | 100
23221 | T1 | PW GILLIBRAND OF TEXAS INC | BRADY PLANT | Latitude = 31.125555, Longitude = -99.324166 | Mcculloch County | TX | 76825 | MCCULLOCH | CN605641059 | RN102612900 | Waste dust silo. | The following property is used 100% for pollution control and is installed to meet or exceed federal or state regulations: Waste dust silo. | 2020-06-10 | 5350 | 100
23222 | T1 | PW GILLIBRAND OF TEXAS INC | BRADY PLANT | Latitude = 31.125555, Longitude = -99.324166 | Mcculloch County | TX | 76825 | MCCULLOCH | CN605641059 | RN102612900 | 2017 Broce 350 Sweeper Serial Number XXXXXX, 1995 Ford LTS9000 Vacuum VIN XXXXXXXXXXXXXXXXX, 2013 Freightliner M2 Water Truck VIN XXXXXXXXXXXXXXXXX, 2014 Freightliner M2 Water Truck VIN XXXXXXXXXXXXXXXXX, 2014 Isuzu Tymco 435 Sweeper Serial No XXXXXXXXXXXXXXXXX, and 2015 Mack Guzzler CL Vacuum Truck XXXXXXXXXXXXXXXXX. | The following property is used 100% for pollution control and is installed to meet or exceed federal or state regulations: 2017 Broce 350 Sweeper Serial Number XXXXXX, 1995 Ford LTS9000 Vacuum VIN XXXXXXXXXXXXXXXXX, 2013 Freightliner M2 Water Truck VIN XXXXXXXXXXXXXXXXX, 2014 Freightliner M2 Water Truck VIN XXXXXXXXXXXXXXXXX, 2014 Isuzu Tymco 435 Sweeper Serial No XXXXXXXXXXXXXXXXX, and 2015 Mack Guzzler CL Vacuum Truck XXXXXXXXXXXXXXXXX. | 2020-06-03 | 82490 | 100
23223 | T2 | FLINT HILLS RESOURCES INGLESIDE LLC | FHR INGLESIDE MARINE TERMINAL FACILITY | 103 FM 1069 | INGLESIDE | TX | 78362 | SAN PATRICIO | CN605721935 | RN100222744 | Floating roofs and geodesic dome roofs installed on five new storage tanks: Tank 70A, Tank 87, Tank 88, Tank 89 and Tank 90. | The following property is used 100% for pollution control and is installed to meet or exceed federal or state regulations: Floating roofs and geodesic dome roofs installed on five new storage tanks: Tank 70A, Tank 87, Tank 88, Tank 89 and Tank 90. | 2020-06-03 | 7468200 | 100
23224 | T1 | OLDCASTLE BUILDINGENVELOPE INC | OLDCASTLE BUILDINGENVELOPE FACILITY | 803 AIRPORT RD | TERRELL | TX | 75160 | KAUFMAN | CN602245813 | RN100218783 | Corrosive mist neutralization system including four scrubbers, hoods, fans, and all electrical wiring and connections, instrumentation, piping, pumps, ductwork, and structural supports necessary to the operation of the scrubbers, hoods, and fans. | The following property is used 100% for pollution control and is installed to meet or exceed federal or state regulations: Corrosive mist neutralization system including four scrubbers, hoods, fans, and all electrical wiring and connections, instrumentation, piping, pumps, ductwork, and structural supports necessary to the operation of the scrubbers, hoods, and fans. | 2020-05-20 | 1260000 | 100
23225 | T3 | WOLF HOLLOW I POWER LLC | WOLF HOLLOW I | 9201 WOLF HOLLOW CT | GRANBURY | TX | 76048 | HOOD | CN600130132 | RN100219195 | Heat Recovery Steam Generators HRSG1 and HRSG2 including duct burners, HP-IP super heaters, HP-IP-LP evaporators, HP-IP-LP economizers, HP-IP-LP drums, integral deaerators, and associated pumps and valves. | The following property is used 82.41% for pollution control and is installed to meet or exceed federal or state regulations: Heat Recovery Steam Generators HRSG1 and HRSG2 including duct burners, HP-IP super heaters, HP-IP-LP evaporators, HP-IP-LP economizers, HP-IP-LP drums, integral deaerators, and associated pumps and valves. | 2020-06-17 | 35000000 | 82.41
23226 | T3 | COLORADO BEND SERVICES LLC | COLORADO BEND I | 3863 S STATE HIGHWAY 60 | WHARTON | TX | 77488 | WHARTON | CN604698449 | RN104772538 | Heat Recovery Steam Generators HRSG1, HRSG2, HRSG3, and HRSG4 including duct burners, HP super heaters, HP-LP evaporators, HP-LP economizers, HP-LP drums, condensers, and associated pumps and valves. | The following property is used 70.38% for pollution control and is installed to meet or exceed federal or state regulations: Heat Recovery Steam Generators HRSG1, HRSG2, HRSG3, and HRSG4 including duct burners, HP super heaters, HP-LP evaporators, HP-LP economizers, HP-LP drums, condensers, and associated pumps and valves. | 2020-06-17 | 56563083 | 70.38
23227 | T1 | FLINT HILLS RESOURCES CORPUS CHRISTI LLC | FHR INGLESIDE MARINE TERMINAL FACILITY | 103 FM 1069 | INGLESIDE | TX | 78362 | SAN PATRICIO | CN603741463 | RN100222744 | The Marine Vapor Control System, including the three marine vapor combustion units or VCUs which are designated as MVCU1, MVCU2, and MVCU3, flame arresters, blowers, knockout drum, detonation arresters, filters and piping. | The following property is used 100% for pollution control and is installed to meet or exceed federal or state regulations: The Marine Vapor Control System, including the three marine vapor combustion units or VCUs which are designated as MVCU1, MVCU2, and MVCU3, flame arresters, blowers, knockout drum, detonation arresters, filters and piping. | 2020-06-03 | 13400000 | 100
23228 | T1 | FLINT HILLS RESOURCES HOUSTON CHEMICAL LLC | FLINT HILLS RESOURCES HOUSTON CHEMICAL | 9822 LA PORTE FWY | HOUSTON | TX | 77017 | HARRIS | CN604650093 | RN102576063 | A continuous emission monitoring system (CEMS) that includes a Siemens LDS6 in-situ ammonia analyzer, Rosemont analyzers for nitrogen oxides, carbon monoxide, and oxygen, a process analyzer building, a sample conditioning system, a power supply, conduit lines, a pressure monitor, a flow monitor, sample and return pump lines, a calibration cabinet, and a data acquisition system with fiber optic hub and termination. A continuous monitoring system (CMS) installed on the supporting cooling tower to support the CEMS for the charge gas heater and monitor emission rates of NOx, CO, O2 and NH3. | The following property is used 100% for pollution control and is installed to meet or exceed federal or state regulations: A continuous emission monitoring system (CEMS) that includes a Siemens LDS6 in-situ ammonia analyzer, Rosemont analyzers for nitrogen oxides, carbon monoxide, and oxygen, a process analyzer building, a sample conditioning system, a power supply, conduit lines, a pressure monitor, a flow monitor, sample and return pump lines, a calibration cabinet, and a data acquisition system with fiber optic hub and termination. A continuous monitoring system (CMS) installed on the supporting cooling tower to support the CEMS for the charge gas heater and monitor emission rates of NOx, CO, O2 and NH3. | 2020-06-03 | 5494000 | 100
23229 | T1 | CIMSA AMERICAS CEMENT MANUFACTURING AND SALES CORP | WHITE CEMENT GRINDING PLANT | 1755 FEDERAL RD | HOUSTON | TX | 77015 | HARRIS | CN605385418 | RN109833095 | Sumps with sump pumps installed in the Bucket Elevator area and the receiving area. | NOD response not received. | 2020-07-08 | 163124 | 100
23230 | T1 | CIMSA AMERICAS CEMENT MANUFACTURING AND SALES CORP | WHITE CEMENT GRINDING PLANT | 1755 FEDERAL RD | HOUSTON | TX | 77015 | HARRIS | CN605385418 | RN109833095 | CIMSA has constructed a white cement grinding mill that receives and stores white clinker, marble, gypsum, and limestone for grinding into cement. The facility operates under Permit by Rule registration number 14756. To meet the requirements of 30 TAC 106 144 2 all permanent in plant roadways and vehicle work areas have been paved. | NOD response not received. | 2020-07-06 | 610165 | 100
23231 | T1 | CIMSA AMERICAS CEMENT MANUFACTURING AND SALES CORP | WHITE CEMENT GRINDING PLANT | 1755 FEDERAL RD | HOUSTON | TX | 77015 | HARRIS | CN605385418 | RN109833095 | CIMSA has constructed a white cement grinding mill that receives and stores white clinker, marble, gypsum, and limestone for grinding into cement. CIMSA installed wastewater piping which will be used to move process wastewaters to the wastewater tank. | NOD response not received. | 2020-07-06 | 205805 | 100
23232 | T3 | EIF CHANNELVIEW COGENERATION LLC | CHANNELVIEW COGENERATION FACILITY | 8580 SHELDON RD | HOUSTON | TX | 77049 | HARRIS | CN603385741 | RN100220276 | Heat Recovery Steam Generator Units 1 thru 4 excluding duct burners. | The following property is used 100% for pollution control and is installed to meet or exceed federal or state regulations: Heat Recovery Steam Generator Units 1 thru 4 excluding duct burners. | 2020-05-27 | 90929500 | 99
23233 | T3 | CALPINE BOSQUE ENERGY CENTER LLC | CALPINE BOSQUE ENERGY CENTER | 575 BOSQUE COUNTY ROAD 3610 | CLIFTON | TX | 76634 | BOSQUE | CN604159848 | RN100226232 | Two heat recovery steam generators (HRSGs) and dedicated ancillary systems including HP, IP, and LP steam drums, superheaters, evaporators, economizers, reheaters, deaerator, duct burners, downcomers, pipes, and HRSG casings; and associated steam turbine. | The following property is used 68.45% for pollution control and is installed to meet or exceed federal or state regulations: Two heat recovery steam generators (HRSGs) and dedicated ancillary systems including HP, IP, and LP steam drums, superheaters, evaporators, economizers, reheaters, deaerator, duct burners, downcomers, pipes, and HRSG casings; and associated steam turbine. | 2020-07-09 | 77527290 | 68.45
23234 | T1 | SOUTH TEXAS FRAC LLC | SOUTH TEXAS FRAC - FLORESVILLE FACILITY | Latitude = 29.08824, Longitude = -98.23429 | Wilson County | TX | 78114 | WILSON | CN605562974 | RN110481108 | 21,550 square feet of paved vehicular traffic areas. | The following property is used 100% for pollution control and is installed to meet or exceed federal or state regulations: 21,550 square feet of paved vehicular traffic areas. | 2020-07-06 | 541505 | 100
23235 | T1 | SOUTH TEXAS FRAC LLC | SOUTH TEXAS FRAC - FLORESVILLE FACILITY | Latitude = 29.08824, Longitude = -98.23429 | Wilson County | TX | 78114 | WILSON | CN605562974 | RN110481108 | A waste dust collection system including the two baghouses, bin vent dust collectors on all silos, the waste dust conveyor, and the waste dust radial stacker. | The following property is used 100% for pollution control and is installed to meet or exceed federal or state regulations: A waste dust collection system including the two baghouses, bin vent dust collectors on all silos, the waste dust conveyor, and the waste dust radial stacker. | 2020-06-03 | 292675 | 100
23236 | T1 | WI TEXAS FRAC LLC | TEXAS FRAC | 14596 N FM 373 | SAINT JO | TX | 76265 | COOKE | CN605320530 | RN106078322 | Waste dust collection system, including a baghouse, bin vent filter, dust filter, two dust collectors, bin vents installed on all silos, and a covered waste dust conveyor that is used solely to move dust to the disposal area. | The following property is used 100% for pollution control and is installed to meet or exceed federal or state regulations: Waste dust collection system, including a baghouse, bin vent filter, dust filter, two dust collectors, bin vents installed on all silos, and a covered waste dust conveyor that is used solely to move dust to the disposal area. | 2020-06-03 | 233723 | 100
23237 | T1 | WI TEXAS FRAC LLC | TEXAS FRAC | 14596 N FM 373 | SAINT JO | TX | 76265 | COOKE | CN605320530 | RN106078322 | 88,107 square feet of paved vehicular traffic areas. | The following property is used 100% for pollution control and is installed to meet or exceed federal or state regulations: 88,107 square feet of paved vehicular traffic areas. | 2020-07-06 | 520871 | 100
23238 | T1 | MONARCH SILICA LLC | SOUTHERN HILLS FACILITY | Latitude = 29.189117, Longitude = -98.459214 | Bexar County | TX | 78264 | BEXAR | CN605473875 | RN110417912 | 63,249 square feet of asphalt and concrete paving of in-plant roads. | The following property is used 100% for pollution control and is installed to meet or exceed federal or state regulations: 63,249 square feet of asphalt and concrete paving of in-plant roads. | 2020-07-06 | 270130 | 100
23239 | T1 | THE LUBRIZOL CORPORATION | LUBRIZOL DEER PARK | 41 TIDAL RD | DEER PARK | TX | 77536 | HARRIS | CN600269617 | RN100221589 | VOC Emissions Control System for Polyisobutylene Unit composed of a thermal oxidizer, backup flare, and emergency flare, including all electrical wiring and connectors, instrumentation, concrete and steel structural supports, and natural gas fuel piping necessary to their operation; piping, headers, valves and blowers, including all necessary structural supports, electrical wiring and connectors, instrumentation; three knockout drums, including all necessary electrical wiring and connectors, instrumentation, concrete and steel structural supports, and liquid discharge piping and pumps. | The following property is used 100% for pollution control and is installed to meet or exceed federal or state regulations: VOC Emissions Control System for Polyisobutylene Unit composed of a thermal oxidizer, backup flare, and emergency flare, including all electrical wiring and connectors, instrumentation, concrete and steel structural supports, and natural gas fuel piping necessary to their operation; piping, headers, valves and blowers, including all necessary structural supports, electrical wiring and connectors, instrumentation; three knockout drums, including all necessary electrical wiring and connectors, instrumentation, concrete and steel structural supports, and liquid discharge piping and pumps. | 2020-06-10 | 19500000 | 100
23240 | T2 | ENTERPRISE REFINED PRODUCTS COMPANY LLC | BEAUMONT MARINE WEST TERMINAL | 6275 HIGHWAY 347 | BEAUMONT | TX | 77705 | JEFFERSON | CN603684408 | RN101042885 | External Geodesic Domes installed on Tanks 2123, 2124, 2125, 2126, 2127 and 2128. | The following property is used 100% for pollution control and is installed to meet or exceed federal or state regulations: External Geodesic Domes installed on Tanks 2123, 2124, 2125, 2126, 2127 and 2128. | 2020-05-27 | 2043648 | 100
23241 | T1 | PRECISION DRILLING COMPANY LP | PRECISION DRILLING | 7600 E INTERSTATE 20 | ODESSA | TX | 79766 | MIDLAND | CN603453770 | RN106743677 | Drilling mud recycling system installed on Rig 626, including a shaker tank, shale shakers, a desilter, a desander, and a degasser. | The following property is used 100% for pollution control and is installed to meet or exceed federal or state regulations: Drilling mud recycling system installed on Rig 626, including a shaker tank, shale shakers, a desilter, a desander, and a degasser. | 2020-06-10 | 818800 | 100
23242 | T1 | PRECISION DRILLING COMPANY LP | PRECISION DRILLING | 7600 E INTERSTATE 20 | ODESSA | TX | 79766 | MIDLAND | CN603453770 | RN106743677 | Spill response equipment installed on drilling rig 626, including ram type blowout preventers, a closing unit, and a choke manifold system. | The following property is used 100% for pollution control and is installed to meet or exceed federal or state regulations: Spill response equipment installed on drilling rig 626, including ram type blowout preventers, a closing unit, and a choke manifold system. | 2020-06-17 | 1382000 | 100
23243 | T3 | PANDA TEMPLE POWER II LLC | PANDA TEMPLE POWER II | 2892 PANDA DR | TEMPLE | TX | 76501 | BELL | CN604788141 | RN105380216 | Heat Recovery Steam Generator consisting of Inlet Transition Duct, HP Superheater #2, HP Reheater #2, Duct Burner, HP Superheater #1, HP Reheater #1, and HP Evaporator #2. | The following property is used 50.6% for pollution control and is installed to meet or exceed federal or state regulations: Heat Recovery Steam Generator consisting of Inlet Transition Duct, HP Superheater #2, HP Reheater #2, Duct Burner, HP Superheater #1, HP Reheater #1, and HP Evaporator #2. | 2020-07-09 | 66012459 | 50.6
23244 | T3 | TEMPLE GENERATION I LLC | PANDA TEMPLE POWER STATION | 2892 PANDA DR | TEMPLE | TX | 76501 | BELL | CN603272352 | RN105380216 | Heat Recovery Steam Generator consisting of Inlet Transition Duct, HP Superheater #2, HP Reheater #2, Duct Burner, HP Superheater #1, HP Reheater #1, and HP Evaporator #2. | The following property is used 67.9% for pollution control and is installed to meet or exceed federal or state regulations:Heat Recovery Steam Generator consisting of Inlet Transition Duct, HP Superheater #2, HP Reheater #2, Duct Burner, HP Superheater #1, HP Reheater #1, and HP Evaporator #2. | 2020-07-09 | 66012459 | 67.9
23245 | T1 | CEMEX CONSTRUCTION MATERIALS SOUTH LLC | CEMEX BALCONES QUARRY | 2682 WALD RD | NEW BRAUNFELS | TX | 78132 | COMAL | CN603403973 | RN102437274 | 2006 777F Off Hwy Water Truck (S/N XXXXXXXX), 2020 Isuzu Tymco DST-4 Dustless Regenerative Air Sweeper (VIN XXXXXXXXXXXXXXXXX), and Rock Crushing Plant High Pressure Water Sprays installed at the primary screens (EPN PSC-1 and EPN PSC-2), secondary screens (EPN SSC-1, EPN SSC-2 and EPN SSC-3), primary crusher (EPN PCR-1), secondary crusher (EPN SCR-1 and EPN SCR-2), tertiary crusher (EPN TCR-1 and EPN TCR-2) and material transfer points (EPN PGR and EPN SSC-1-DROP). | The following property is used 100% for pollution control and is installed to meet or exceed federal or state regulations: 2006 777F Off Hwy Water Truck (S/N XXXXXX), 2020 Isuzu Tymco DST-4 Dustless Regenerative Air Sweeper (VIN XXXXXXXXXXXXXXXXX), and Rock Crushing Plant High Pressure Water Sprays installed at the primary screens (EPN PSC-1 and EPN PSC-2), secondary screens (EPN SSC-1, EPN SSC-2 and EPN SSC-3), primary crusher (EPN PCR-1), secondary crusher (EPN SCR-1 and EPN SCR-2), tertiary crusher (EPN TCR-1 and EPN TCR-2) and material transfer points (EPN PGR and EPN SSC-1-DROP). | 2020-05-13 | 1585005 | 100
23246 | T1 | AKITA DRILLING USA CORP | DRILLING RIG NUMBER 22 | 12120 JORDY RD | MIDLAND | TX | 79707 | MIDLAND | CN605543982 | RN110756558 | Mud recycling system including the shaker tank system and shale shaker. | The following property is used 100% for pollution control and is installed to meet or exceed federal or state regulations: Mud recycling system including the shaker tank system and shale shaker. | 2020-05-20 | 938464 | 100
23247 | T1 | AKITA DRILLING USA CORP | DRILLING RIG NUMBER 22 | 12120 JORDY RD | MIDLAND | TX | 79707 | MIDLAND | CN605543982 | RN110756558 | Drilling rig response system including ram-type blowout preventer, choke manifold units, and accumulators. | The following property is used 100% for pollution control and is installed to meet or exceed federal or state regulations: Drilling rig response system including ram-type blowout preventer, choke manifold units, and accumulators. | 2020-05-20 | 786051 | 100
23248 | T1 | AKITA DRILLING USA CORP | DRILLING RIG NUMBER 516 | 12120 JORDY RD | MIDLAND | TX | 79707 | MIDLAND | CN605543982 | RN110756558 | Drilling rig response system including ram-type blowout preventer, choke manifold units, and accumulators. | The following property is used 100% for pollution control and is installed to meet or exceed federal or state regulations: Drilling rig response system including ram-type blowout preventer, choke manifold units, and accumulators. | 2020-05-20 | 786051 | 100
23249 | T1 | AKITA DRILLING USA CORP | DRILLING RIG NUMBER 516 | 12120 JORDY RD | MIDLAND | TX | 79707 | MIDLAND | CN605543982 | RN110756558 | Mud recycling system including the shaker tank system and shale shaker. | The following property is used 100% for pollution control and is installed to meet or exceed federal or state regulations: Mud recycling system including the shaker tank system and shale shaker. | 2020-05-20 | 938464 | 100
23250 |  | Void - database error | Void - database error |  |  |  |  | Void |  |  | Void - database error | Void - database error |  |  | 100
23251 | T1 | AKITA DRILLING USA CORP | DRILLING RIG NUMBER 521 | 12120 JORDY RD | MIDLAND | TX | 79707 | MIDLAND | CN605543982 | RN110756558 | Drilling rig response system including ram-type blowout preventer, choke manifold units, and accumulators. | The following property is used 100% for pollution control and is installed to meet or exceed federal or state regulations: Drilling rig response system including ram-type blowout preventer, choke manifold units, and accumulators. | 2020-05-20 | 786051 | 100
23252 | T1 | AKITA DRILLING USA CORP | DRILLING RIG NUMBER 521 | 12120 JORDY RD | MIDLAND | TX | 79707 | MIDLAND | CN605543982 | RN110756558 | Mud recycling system including the shaker tank system and shale shaker. | The following property is used 100% for pollution control and is installed to meet or exceed federal or state regulations: Mud recycling system including the shaker tank system and shale shaker. | 2020-05-20 | 938464 | 100
23253 | T1 | AKITA DRILLING USA CORP | DRILLING RIG NUMBER 523 | 12120 JORDY RD | MIDLAND | TX | 79707 | MIDLAND | CN605543982 | RN110756558 | Drilling rig response system including ram-type blowout preventer, choke manifold units, and accumulators. | The following property is used 100% for pollution control and is installed to meet or exceed federal or state regulations: Drilling rig response system including ram-type blowout preventer, choke manifold units, and accumulators. | 2020-05-20 | 786051 | 100
23254 | T1 | AKITA DRILLING USA CORP | DRILLING RIG NUMBER 523 | 12120 JORDY RD | MIDLAND | TX | 79707 | MIDLAND | CN605543982 | RN110756558 | Mud recycling system including the shaker tank system and shale shaker. | The following property is used 100% for pollution control and is installed to meet or exceed federal or state regulations: Mud recycling system including the shaker tank system and shale shaker. | 2020-05-20 | 938464 | 100
23255 | T1 | AKITA DRILLING USA CORP | DRILLING RIG NUMBER 525 | 12120 JORDY RD | MIDLAND | TX | 79707 | MIDLAND | CN605543982 | RN110756558 | Mud recycling system including the shaker tank system and shale shaker. | Mud recycling system including the shaker tank system and shale shaker. | 2020-05-20 | 938464 | 100
23256 | T1 | AKITA DRILLING USA CORP | DRILLING RIG NUMBER 525 | 12120 JORDY RD | MIDLAND | TX | 79707 | MIDLAND | CN605543982 | RN110756558 | Drilling rig response system including ram-type blowout preventer, choke manifold units, and accumulators. | The following property is used 100% for pollution control and is installed to meet or exceed federal or state regulations: Drilling rig response system including ram-type blowout preventer, choke manifold units, and accumulators. | 2020-05-20 | 786051 | 100
23257 | T1 | AKITA DRILLING USA CORP | DRILLING RIG NUMBER 802 | 12120 JORDY RD | MIDLAND | TX | 79707 | MIDLAND | CN605543982 | RN110756558 | Drilling rig response system including ram-type blowout preventer, choke manifold units, and accumulators. | The following property is used 100% for pollution control and is installed to meet or exceed federal or state regulations: Drilling rig response system including ram-type blowout preventer, choke manifold units, and accumulators. | 2020-05-20 | 786051 | 100
23258 | T1 | AKITA DRILLING USA CORP | DRILLING RIG NUMBER 802 | 12120 JORDY RD | MIDLAND | TX | 79707 | MIDLAND | CN605543982 | RN110756558 | Mud recycling system including the shaker tank system and shale shaker. | The following property is used 100% for pollution control and is installed to meet or exceed federal or state regulations: Mud recycling system including the shaker tank system and shale shaker. | 2020-05-20 | 938464 | 100
23259 | T1 | SOUTH COAST TERMINALS LP | SOUTH COAST TERMINALS LA PORTE | 10900 STRANG RD | LA PORTE | TX | 77571 | HARRIS | CN602743825 | RN102337581 | A Water Recycling System-Fin Fan Cooling Reactors-also known as Process Finishing Section, has been installed at the South Coast Terminals facility located at 10900 Strang Rd in La Porte, TX. This facility is a reactive chemistry, blending, storage, and packaging terminal of various chemicals and oil-based products. Raw materials and products are received and shipped by tank truck and rail car. Storage of raw materials is in bulk tanks as well as tote drum containers. Utilities servicing this facility consist of electricity, steam, cooling water, chilled water, tempered water, and hot oil. Water is sourced from an on-site well under Harris County Subsidence District Permit 208252. Each process has a cooling step where material that has been heated as part of the process is cooled back down for safe handling. South Coast chose to use this process in order to reduce negative environmental impacts. This system eliminates waste water generation. Total water usage is much less as well as zero waste water generation. Therefore, reducing waste and water conservation in a subsidence district are the primary environmental benefits. This process differs from a cooling tower system in that the water never comes in contact with open air. Water is circulated the same way but instead of water falling down baffles with fans blowing across them, the water runs through a series of tube coils with fans blowing across the coils to remove the heat. As such, the water does not experience evaporation nor does it ever need to be purged due to oxidation. The environmental benefits of using the Fin Fan Cooling System are decreased water usage, decreased waste water, decreased chemical treatment and no contact with open air. This environmentally friendly type of water recycling process also controls the thermal overload of our water ways, specifically the Upper San Jacinto Bay. | NOD response not received. | 2020-09-14 | 699987 | 100
23260 | T3 | PANDA SHERMAN POWER LLC | PANDA SHERMAN POWER STATION | 510 PROGRESS ST | SHERMAN | TX | 75092 | GRAYSON | CN603437898 | RN106831423 | Heat Recovery Steam Generator consisting of Inlet Transition Duct, HP Superheater #2, HP Reheater #2, Duct Burner, HP Superheater #1, HP Reheater #1, HP Evaporator #2, HP Evaporator #1, IP Superheater, LP Superheater, IP Evaporator, HP Economizer #2, IP Economizer, HP Economizer 1, LP Evaporator, Feedwater Preheater, and Exhaust Stack. | The following property is used 20.6% for pollution control and is installed to meet or exceed federal or state regulations: Heat Recovery Steam Generator consisting of Inlet Transition Duct, HP Superheater #2, HP Reheater #2, Duct Burner, HP Superheater #1, HP Reheater #1, HP Evaporator #2, HP Evaporator #1, IP Superheater, LP Superheater, IP Evaporator, HP Economizer #2, IP Economizer, HP Economizer 1, LP Evaporator, Feedwater Preheater, and Exhaust Stack. | 2020-07-09 | 64745763 | 20.6
23261 | T1 | BUC-EES LTD | BUC-EES 44 | 1550 CENTRAL EXPRESSWAY | MELISSA | TX | 75454 | COLLIN | CN600777452 | RN110146743 | Fuel tank monitoring system, under dispenser sumps, tank top sumps, automatic line leak detectors, tight fill fittings, sensing devices, spill containers, and automatic shut-off valves. | The following property is used 100% for pollution control and is installed to meet or exceed federal or state regulations: Fuel tank monitoring system, under dispenser sumps, tank top sumps, automatic line leak detectors, tight fill fittings, sensing devices, spill containers, and automatic shut-off valves. | 2020-05-27 | 297075 | 100
23262 | T1 | BUC-EES LTD | BUC-EES 44 | 1550 CENTRAL EXPRESSWAY | MELISSA | TX | 75454 | COLLIN | CN600777452 | RN110146743 | Stage I vapor recovery property. | The following property is used 100% for pollution control and is installed to meet or exceed federal or state regulations: Stage I vapor recovery property. | 2020-05-27 | 4800 | 100
23263 | T1 | BUC-EES LTD | BUC-EES 38 | 5005 IH 30 E | ROYSE CITY | TX | 75189 | HUNT | CN600777452 | RN109886655 | Fuel tank monitoring system, under dispenser sumps, tank top sumps, automatic line leak detectors, tight fill fittings, sensing devices, spill containers, and automatic shut-off valves. | NOD response not received. | 2020-06-29 | 297075 | 100
23264 | T1 | BUC-EES LTD | BUC-EES 38 | 5005 IH 30 | ROYSE CITY | TX | 75718 | HUNT | CN600777452 | RN109886655 | Stage I vapor recovery property. | NOD response not received. | 2020-06-29 | 4800 | 100
23265 | T1 | BUC-EES LTD | BUC-EES 33 | 6201 IH 45 | TEXAS CITY | TX | 77591 | GALVESTON | CN600777452 | RN106659279 | Fuel tank monitoring system, under dispenser sumps, tank top sumps, automatic line leak detectors, tight fill fittings, sensing devices, spill containers, and automatic shut-off valves. | The following property is used 100% for pollution control and is installed to meet or exceed federal or state regulations: Fuel tank monitoring system, under dispenser sumps, tank top sumps, automatic line leak detectors, tight fill fittings, sensing devices, spill containers, and automatic shut-off valves. | 2020-05-27 | 107970 | 100
23266 | T1 | BUC-EES LTD | BUC-EES 33 | 6201 IH 45 | TEXAS CITY | TX | 77591 | GALVESTON | CN600777452 | RN106659279 | Stage I vapor recovery property. | The following property is used 100% for pollution control and is installed to meet or exceed federal or state regulations: Stage I vapor recovery property. | 2020-05-27 | 4800 | 100
23267 | T1 | HAMMOND MOUND UTILITIES INC | HAMMOND MOUND UTILITIES WWTP | 34699 SUNSET LANE | BROOKSHIRE LN | TX | 77423 | WALLER | CN600666523 | RN101720886 | Activated sludge wastewater treatment plant. | Withdrawn by applicant | 2020-07-03 | 1261941 | 100
23268 | T1 | SOUTHWESTERN ELECTRIC POWER COMPANY | AEP WELSH POWER PLANT | 1187 COUNTY ROAD 4865 | PITTSBURG | TX | 75686 | TITUS | CN600126767 | RN100213370 | Dry bottom ash conversion | Withdrawn by applicant | 2020-07-31 | 1613944 | 100
23269 | T1 | SOUTHWESTERN ELECTRIC POWER COMPANY | AEP WELSH POWER PLANT | 1187 COUNTY ROAD 4865 | PITTSBURG | TX | 75686 | TITUS | CN600126767 | RN100213370 | Mercury sorbent trap monitoring system. | The following property is used 100% for pollution control and is installed to meet or exceed federal or state regulations: Mercury sorbent trap monitoring system. | 2020-06-10 | 237617 | 100
23270 | T1 | SOUTHWESTERN ELECTRIC POWER COMPANY | HW PIRKEY POWER PLANT | 2400 FM 3251 | HALLSVILLE | TX | 75650 | HARRISON | CN600126767 | RN100214287 | Pond evaporator. | Withdrawn by applicant | 2020-07-31 | 623695 | 100
23271 | T1 | SOUTHWESTERN ELECTRIC POWER COMPANY | HW PIRKEY POWER PLANT | 2400 FM 3251 | HALLSVILLE | TX | 75650 | HARRISON | CN600126767 | RN100214287 | Flue gas desulfurization control upgrades including absorber towers, pumps, agitators, spray nozzles, ball mills, flow meters, density meters, level systems meters, sludge disposal system including conveyor belts, thickeners, and drum drives. | The following property is used 100% for pollution control and is installed to meet or exceed federal or state regulations: Flue gas desulfurization control upgrades including absorber towers, pumps, agitators, spray nozzles, ball mills, flow meters, density meters, level systems meters, sludge disposal system including conveyor belts, thickeners, and drum drives. | 2020-08-13 | 1485958 | 100
23272 | T1 | SOUTHWESTERN ELECTRIC POWER COMPANY | HW PIRKEY POWER PLANT | 2400 FM 3251 | HALLSVILLE | TX | 75650 | HARRISON | CN600126767 | RN100214287 | Area K landfill expansion including liner and leachate collection system. | The following property is used 100% for pollution control and is installed to meet or exceed federal or state regulations: Area K landfill expansion including liner and leachate collection system. | 2020-06-10 | 1307392 | 100
23273 | T1 | VOPAK TERMINAL DEER PARK INC | VOPAK TERMINAL DEER PARK | 2759 INDEPENDENCE PKWY | DEER PARK | TX | 77536 | HARRIS | CN601178734 | RN100225093 | Secondary containment additions consisting of graded surfaces diked or beamed areas constructed of concrete or other impervious material adjacent to Tanks 1000, 1001, 1002, 1003, 1004, 1005, 1006, 1007, 1008, and 1009. | The following property is used 100% for pollution control and is installed to meet or exceed federal or state regulations: Secondary containment additions consisting of graded surfaces diked or beamed areas constructed of concrete or other impervious material adjacent to Tanks 1000, 1001, 1002, 1003, 1004, 1005, 1006, 1007, 1008, and 1009. | 2020-06-10 | 1523053 | 100
23274 | T1 | VOPAK TERMINAL DEER PARK INC | VOPAK TERMINAL DEER PARK | 2759 INDEPENDENCE PKWY | DEER PARK | TX | 77536 | HARRIS | CN601178734 | RN100225093 | 16 intelligent pipeline inspection gauge launchers and receivers. | The following property is used 100% for pollution control and is installed to meet or exceed federal or state regulations: 16 intelligent pipeline inspection gauge launchers and receivers. | 2020-08-06 | 210868 | 100
23275 | T1 | VOPAK TERMINAL DEER PARK INC | VOPAK TERMINAL DEER PARK | 2759 INDEPENDENCE PKWY | DEER PARK | TX | 77536 | HARRIS | CN601178734 | RN100225093 | Tank overfill and spill monitoring and protection systems consisting of automated storage tank gauging, automated shutoff valves, overfill sensors, and alarms on Tanks 1000, 1001, 1002, 1003, 1004, 1005, 1006, 1007, 1008, and 1009. | The following property is used 100% for pollution control and is installed to meet or exceed federal or state regulations: Tank overfill and spill monitoring and protection systems consisting of automated storage tank gauging, automated shutoff valves, overfill sensors, and alarms on Tanks 1000, 1001, 1002, 1003, 1004, 1005, 1006, 1007, 1008, and 1009. | 2020-08-06 | 3206017 | 100
23276 | T1 | VOPAK TERMINAL DEER PARK INC | VOPAK TERMINAL DEER PARK | 2759 INDEPENDENCE PKWY | DEER PARK | TX | 77536 | HARRIS | CN601178734 | RN100225093 | Volatile organic compounds recovery and control systems consisting of internal floating roofs, and associated nozzles and vents; blowers and piping; and flare for Tanks 1000, 1001, 1002, 1003, 1004, 1005, 1006, 1007, 1008, and 1009. | The following property is used 100% for pollution control and is installed to meet or exceed federal or state regulations: Volatile organic compounds recovery and control systems consisting of internal floating roofs, and associated nozzles and vents; blowers and piping; and flare for Tanks 1000, 1001, 1002, 1003, 1004, 1005, 1006, 1007, 1008, and 1009. | 2020-08-06 | 2960049 | 100
23277 | T3 | COLORADO BEND II POWER LLC | COLORADO BEND II | Latitude = 29.286944, Longitude = -96.065833 | Wharton County | TX | 77488 | WHARTON | CN604686030 | RN110119419 | Two heat recovery steam generators (HRSGs) and ancillary equipment including high-pressure system, including high-pressure drum, evaporators, superheaters, and economizers; reheat/intermediate-pressure system, including intermediate-pressure drum, reheaters, superheater, evaporator, and economizer; low-pressure system, including a low-pressure drum, deaerator, evaporator, superheater, and heaters; associated ductwork and piping for each system; indicators, transmitters, temperature elements, flow elements, and other instrumentation required to support control and monitoring of the HRSG; instrumentation accessories, including isolation root valves, valve manifolds, blowdown valves, steam loop seals, condensate pots, stainless steel tubing, fittings, mounting hardware, etc. for skid mounted equipment; control/instrument air user supply lines, including stainless steel tubing, flexible tubing, shutoff valves, and fittings for pre-packaged or skid mounted equipment; supplemental duct firing burner system designed for firing natural gas, all related piping, valves, instrumentation, flow element, burner management system controls, flame safeguard system; and discharge expansion joints. | The following property is used 65% for pollution control and is installed to meet or exceed federal or state regulations: Two heat recovery steam generators (HRSGs) and ancillary equipment including high-pressure system, including high-pressure drum, evaporators, superheaters, and economizers; reheat/intermediate-pressure system, including intermediate-pressure drum, reheaters, superheater, evaporator, and economizer; low-pressure system, including a low-pressure drum, deaerator, evaporator, superheater, and heaters; associated ductwork and piping for each system; indicators, transmitters, temperature elements, flow elements, and other instrumentation required to support control and monitoring of the HRSG; instrumentation accessories, including isolation root valves, valve manifolds, blowdown valves, steam loop seals, condensate pots, stainless steel tubing, fittings, mounting hardware, etc. for skid mounted equipment; control/instrument air user supply lines, including stainless steel tubing, flexible tubing, shutoff valves, and fittings for pre-packaged or skid mounted equipment; supplemental duct firing burner system designed for firing natural gas, all related piping, valves, instrumentation, flow element, burner management system controls, flame safeguard system; and discharge expansion joints. | 2020-08-06 | 96003093 | 65
23278 | T1 | WTG JAMESON LP | JAMESON GAS PLANT | 1000 GAS PLANT RD | SILVER | TX | 76945 | COKE | CN602679813 | RN101246478 | Flare system, including a flare, stack, burner, tip, blower, and all necessary electrical, piping, controls, and instrumentation; flare piping and a header. | The following property is used 100% for pollution control and is installed to meet or exceed federal or state regulations: Flare system, including a flare, stack, burner, tip, blower, and all necessary electrical, piping, controls, and instrumentation; flare piping and a header. | 2020-07-16 | 100000 | 100
23279 | T1 | CHAMPIONX LLC | CHAMPIONX CORSICANA | 2733 E STATE HIGHWAY 31 | CORSICANA | TX | 75109 | NAVARRO | CN602898751 | RN100756287 | Wastewater system consisting of noncommercial injection well pretreatment equipment; wastewater collection sumps, pumps, and piping; installed wastewater treatment tank number T-210 and replaced insulation on wastewater treatment tanks Tâ€64 and Tâ€65; and installed wastewater neutralization tank number Tâ€207. | The following property is used 100% for pollution control and is installed to meet or exceed federal or state regulations: Wastewater system consisting of noncommercial injection well pretreatment equipment; wastewater collection sumps, pumps, and piping; installed wastewater treatment tank number T-210 and replaced insulation on wastewater treatment tanks Tâ€64 and Tâ€65; and installed wastewater neutralization tank number Tâ€207. | 2020-06-25 | 1242000 | 100
23280 | T1 | EQUISTAR CHEMICALS LP | EQUISTAR CHEMICALS | 1501 MCKINZIE RD | CORPUS CHRISTI | TX | 78410 | NUECES | CN600124705 | RN100221662 | The incremental difference in cost between 1,722 ultra-low NOX burners, filter coalescers and instrumentation, refractory modifications, flue gas piping between the burners and filter coalescers, and instrument wiring to the main control building and the cost of alternative burners and required operation items without NOx controls. | The following property is used 100% for pollution control and is installed to meet or exceed federal or state regulations: The incremental difference in cost between 1,722 ultra-low NOX burners, filter coalescers and instrumentation, refractory modifications, flue gas piping between the burners and filter coalescers, and instrument wiring to the main control building and the cost of alternative burners and required operation items without NOx controls. | 2020-05-26 | 120000000 | 100
23281 | T1 | EQUISTAR CHEMICALS LP | EQUISTAR CHEMICALS | 1501 MCKINZIE RD | CORPUS CHRISTI | TX | 78410 | NUECES | CN600124705 | RN100221662 | Two temperature thermocouples. | The following property is used 100% for pollution control and is installed to meet or exceed federal or state regulations: Two temperature thermocouples. | 2020-07-16 | 28000 | 100
23282 | T1 | EQUISTAR CHEMICALS LP | EQUISTAR CHEMICALS | 1501 MCKINZIE RD | CORPUS CHRISTI | TX | 78410 | NUECES | CN600124705 | RN100221662 | Eight stack extensions, nine new stacks, and 34 sample ports. | The following property is used 100% for pollution control and is installed to meet or exceed federal or state regulations: Eight stack extensions, nine new stacks, and 34 sample ports. | 2020-07-02 | 1000000 | 100
23283 | T1 | EQUISTAR CHEMICALS LP | EQUISTAR CHEMICALS | 1501 MCKINZIE RD | CORPUS CHRISTI | TX | 78410 | NUECES | CN600124705 | RN100221662 | High efficiency drift eliminators added to ten cooling tower cells. | The following property is used 100% for pollution control and is installed to meet or exceed federal or state regulations: High efficiency drift eliminators added to ten cooling tower cells. | 2020-07-02 | 250000 | 100
23284 | T1 | EQUISTAR CHEMICALS LP | EQUISTAR CHEMICALS | 1501 MCKINZIE RD | CORPUS CHRISTI | TX | 78410 | NUECES | CN600124705 | RN100221662 | Fifteen CEMS and eight analyzer buildings, including the analyzer cabinets, air conditioning, sample lines, electrical connections and wiring, and signal connections to the main control building. | The following property is used 100% for pollution control and is installed to meet or exceed federal or state regulations: Fifteen CEMS and eight analyzer buildings, including the analyzer cabinets, air conditioning, sample lines, electrical connections and wiring, and signal connections to the main control building. | 2020-07-30 | 2133000 | 100
23285 | T1 | FREEPORT LNG DEVELOPMENT LP | FREEPORT LNG LIQUEFACTION PLANT | Latitude = 28.926944, Longitude = -95.3175 | Brazoria County | TX | 77541 | BRAZORIA | CN601720345 | RN103196689 | Stormwater collection system within Unit 12, consisting of three catch basins; 4,100 linear feet of ditches, trenches, swales, culverts, and outfall piping; and 359,710 square feet of pavement, gravel, and asphalt. | The following property is used 100% for pollution control and is installed to meet or exceed federal or state regulations: Stormwater collection system within Unit 12, consisting of three catch basins; 4,100 linear feet of ditches, trenches, swales, culverts, and outfall piping; and 359,710 square feet of pavement, gravel, and asphalt. | 2020-07-16 | 25145442 | 100
23286 | T1 | FREEPORT LNG DEVELOPMENT LP | FREEPORT LNG LIQUEFACTION PLANT | Latitude = 28.926944, Longitude = -95.3175 | Brazoria County | TX | 77541 | BRAZORIA | CN601720345 | RN103196689 | Stormwater collection system within Unit 13, consisting of three catch basins; 4,100 linear feet of ditches, trenches, swales, culverts, and outfall piping; and 359,710 square feet of pavement, gravel, and asphalt. | The following property is used 100% for pollution control and is installed to meet or exceed federal or state regulations: Stormwater collection system within Unit 13, consisting of three catch basins; 4,100 linear feet of ditches, trenches, swales, culverts, and outfall piping; and 359,710 square feet of pavement, gravel, and asphalt. | 2020-07-16 | 25145442 | 100
23287 | T1 | FREEPORT LNG DEVELOPMENT LP | FREEPORT LNG LIQUEFACTION PLANT | Latitude = 28.926944, Longitude = -95.3175 | Brazoria County | TX | 77541 | BRAZORIA | CN601720345 | RN103196689 | The stormwater system outside of Battery Limit Unit 17, including a 304,290 square foot stormwater retention pond; thirteen catch basins; 21,535 linear feet of ditches; swales; 1,871,240 square feet of pavement, gravel, and asphalt; box culvert with head and end walls; fourteen outfalls; outfall pipes; four pumps; and two manholes. | The following property is used 100% for pollution control and is installed to meet or exceed federal or state regulations: The stormwater system outside of Battery Limit Unit 17, including a 304,290 square foot stormwater retention pond; thirteen catch basins; 21,535 linear feet of ditches; swales; 1,871,240 square feet of pavement, gravel, and asphalt; box culvert with head and end walls; fourteen outfalls; outfall pipes; four pumps; and two manholes. | 2020-07-16 | 101824206 | 100
23288 | T1 | FREEPORT LNG DEVELOPMENT LP | FREEPORT LNG LIQUEFACTION PLANT | Latitude = 28.926944, Longitude = -95.3175 | Brazoria County | TX | 77541 | BRAZORIA | CN601720345 | RN103196689 | Stormwater system at Storage and Marine Facility, including nine catch basins; 5,454 linear feet of ditches; swales; box culvert with head and end walls; outfalls; outfall piping; six detention sumps; 30 cubic yards of riprap; and 523,090 square feet of pavement and gravel. | The following property is used 100% for pollution control and is installed to meet or exceed federal or state regulations: Stormwater system at Storage and Marine Facility, including nine catch basins; 5,454 linear feet of ditches; swales; box culvert with head and end walls; outfalls; outfall piping; six detention sumps; 30 cubic yards of riprap; and 523,090 square feet of pavement and gravel. | 2020-07-16 | 6845167 | 100
23289 | T1 | FREEPORT LNG DEVELOPMENT LP | FREEPORT LNG PRETREATMENT FACILITY | Latitude = 28.9791, Longitude = -95.3069 | Brazoria County | TX | 77541 | BRAZORIA | CN601720345 | RN106481500 | Unit 61 Train 1 storm water system, including two catch basins; 2,150 linear feet of ditches, trenches, swales, culverts, and outfall piping; and 129,630 square feet of pavement, gravel, and asphalt. | The following property is used 100% for pollution control and is installed to meet or exceed federal or state regulations: Unit 61 Train 1 storm water system, including two catch basins; 2,150 linear feet of ditches, trenches, swales, culverts, and outfall piping; and 129,630 square feet of pavement, gravel, and asphalt. | 2020-07-16 | 11326066 | 100
23290 | T1 | FREEPORT LNG DEVELOPMENT LP | FREEPORT LNG PRETREATMENT FACILITY | Latitude = 28.9791, Longitude = -95.3069 | Brazoria County | TX | 77541 | BRAZORIA | CN601720345 | RN106481500 | Unit 62 Train 2 storm water system, including two catch basins; 2,150 linear feet of ditches, trenches, swales, culverts, and outfall piping; and 129,630 square feet of pavement, gravel, and asphalt. | The following property is used 100% for pollution control and is installed to meet or exceed federal or state regulations: Unit 62 Train 2 storm water system, including two catch basins; 2,150 linear feet of ditches, trenches, swales, culverts, and outfall piping; and 129,630 square feet of pavement, gravel, and asphalt. | 2020-07-16 | 22326066 | 100
23291 | T1 | FREEPORT LNG DEVELOPMENT LP | FREEPORT LNG PRETREATMENT FACILITY | Latitude = 28.9791, Longitude = -95.3069 | Brazoria County | TX | 77541 | BRAZORIA | CN601720345 | RN106481500 | Unit 63 Train 3 storm water system, including two catch basins; 2,150 linear feet of ditches, trenches, swales, culverts, and outfall piping; and 129,630 square feet of pavement, gravel, and asphalt.ugh the Outfall. The stormwater collection system within Unit 63 shown on the attached plot plan consists of the following two catch basins 2,150 linear feet of ditches, trenches, swales, culverts, and outfall piping 129,630 square feet of pavement, gravel, and asphalt that gravity flow into the detention pond per the stormwater summary and diagram attached showing sq ft of each area. | The following property is used 100% for pollution control and is installed to meet or exceed federal or state regulations: Unit 63 Train 3 storm water system, including two catch basins; 2,150 linear feet of ditches, trenches, swales, culverts, and outfall piping; and 129,630 square feet of pavement, gravel, and asphalt. | 2020-07-16 | 22326066 | 100
23292 | T1 | FREEPORT LNG DEVELOPMENT LP | FREEPORT LNG PRETREATMENT FACILITY | Latitude = 28.9791, Longitude = -95.3069 | Brazoria County | TX | 77541 | BRAZORIA | CN601720345 | RN106481500 | The stormwater system is a tool for managing the runoff from rainwater. In nature, this water flows from fields to streams to rivers and so on, but development has changed some of these natural flows. Stormwater systems are designed to mimic natural processes and come in a variety of shapes, sizes, and forms. These forms are Catch Basins, Ditches, Swales, Outfalls, Trenches, Pavement, Culverts, Retention Ponds and Detention Ponds. This overall system collects, segregates, and processes all stormwater streams minimizing pollutants that could be present in stormwater runoff which would result in damage to receiving waters. The stormwater system collects stormwater through inlets, trenches, swales, pipes, ditches, and culverts and sends it to the detention pond. Surface runoff from the following areas will outfall directly to the detention pond crushed stone areas, paved areas in the OSBL paved areas outside the curbed/diked areas, earthen areas, Ground Flare area, roads, and laydown areas. Surface runoff from these areas will flow to earthen swales or concrete lined ditches and be discharged to the PTF detention pond and then the retention pond. Concrete trenches will have grating for operational access. Corrugated polyethylene culverts will be used to divert the flow under roads to the detention pond. Stormwater discharges from process areas flow through Stormceptors with manholes before traveling through trenches and culverts to the detention pond. Stormwater in the detention pond is evaluated and then discharged to the retention pond where it will be discharged through the Outfall into South Horseshoe Lake. The six Stormceptors located at the PTF are designed to separate oily wastes and sediment from water where small discharges may be contained and pumped with a vacuum truck for proper disposal. The outfall from the retention pond is through three deluge pumps which are sized to pump down the retention pond within a 72-hour period for a 24-hour 100-year storm. Exposed soils in operational areas are covered with gravel, concrete, or asphalt. Gravel reduces the displacement of soil and slows water velocity thus, minimizing the discharge of sediment. Gravel areas throughout the facility are sloped and implemented with drainage pipes to direct runoff to the desired area. All drainage ditches are vegetated with grass or lined with gravel to stabilize the channel slopes. The outfall will contain riprap to minimize erosion. The detention pond allows for sediment to settle prior to discharge into the retention pond. The retention pond also allows for sedimentation prior to discharge from the site through the Outfall. The stormwater collection system within OSBL Common Area shown on the attached plot plan consists of the following 34 catch basins five manholes three pumps 32,640 linear feet of ditches, trenches, swales, culverts, and outfall piping 936,000 square feet of pavement, gravel, and asphalt that gravity flow into the detention pond and then onto the retention pond per the stormwater summary and diagram attached showing sq ft of each area. | The following property is used 100% for pollution control and is installed to meet or exceed federal or state regulations: Storm water collection system within OSBL Common Area, including thirty-four catch basins; five manholes; three pumps; 32,640 linear feet of ditches, trenches, swales, culverts, and outfall piping; and 936,000 square feet of pavement, gravel, and asphalt. | 2020-07-16 | 90097825 | 100
23293 | T1 | CHAMPIONX LLC | CHAMPIONX CORSICANA | 2733 E STATE HIGHWAY 31 | CORSICANA | TX | 75109 | NAVARRO | CN602898751 | RN100756287 | Emissions control system that includes a centralized scrubber system and scrubbers, a regenerative thermal oxidizer, a scrubber monitoring system, piping with structural supports, and pressure and vacuum relief vents. | The following property is used 100% for pollution control and is installed to meet or exceed federal or state regulations: Emissions control system that includes a centralized scrubber system and scrubbers, a regenerative thermal oxidizer, a scrubber monitoring system, piping with structural supports, and pressure and vacuum relief vents. | 2020-07-16 | 2999000 | 100
23294 | T1 | LONE STAR INDUSTRIES INC | MARYNEAL PLANT | 202 COUNTY ROAD 306 | MARYNEAL | TX | 79535 | NOLAN | CN600363683 | RN100220847 | Four dust collectors. | The following property is used 100% for pollution control and is installed to meet or exceed federal or state regulations: Four dust collectors. | 2020-07-02 | 554107.47 | 100
23295 | T1 | ECOLAB INC | ECOLAB GARLAND PLANT | 2305 SHERWIN ST | GARLAND | TX | 75041 | DALLAS | CN600304745 | RN100594852 | Wastewater pretreatment system, including a packed scrubber; groundwater monitoring wells; concrete secondary containments; floor drains, drain piping with cleanout ports, trenches, sumps, sump pumps, effluent sewer piping with cleanout ports, wastewater pumps and valves, and tanks, including all necessary electrical connectors and wiring, instrumentation and control panels, and structural supports; a lift station pump; a collection cart; four wastewater treatment tanks equipped with circulating pumps with all necessary electrical connectors and wiring, instrumentation and controls, piping, and structural supports; an oil-water separator; a wastewater neutralization system consisting of two storage tanks and a pH sensor; a wastewater pH analyzer; and a wastewater defoaming system consisting of a storage tank and a metering system. | The following property is used 100% for pollution control and is installed to meet or exceed federal or state regulations: Wastewater pretreatment system, including a packed scrubber; groundwater monitoring wells; concrete secondary containments; floor drains, drain piping with cleanout ports, trenches, sumps, sump pumps, effluent sewer piping with cleanout ports, wastewater pumps and valves, and tanks, including all necessary electrical connectors and wiring, instrumentation and control panels, and structural supports; a lift station pump; a collection cart; four wastewater treatment tanks equipped with circulating pumps with all necessary electrical connectors and wiring, instrumentation and controls, piping, and structural supports; an oil-water separator; a wastewater neutralization system consisting of two storage tanks and a pH sensor; a wastewater pH analyzer; and a wastewater defoaming system consisting of a storage tank and a metering system. | 2020-07-23 | 3817200 | 100
23296 | T1 | CHAMPIONX LLC | CHAMPIONX CORSICANA | 2733 E STATE HIGHWAY 31 | CORSICANA | TX | 75109 | NAVARRO | CN602898751 | RN100756287 | Wastewater neutralization tank number T-916 and pH control, including all electrical connectors and wiring, piping, and structural supports necessary to the operation of the tank and pH control. | The following property is used 100% for pollution control and is installed to meet or exceed federal or state regulations: Wastewater neutralization tank number T-916 and pH control, including all electrical connectors and wiring, piping, and structural supports necessary to the operation of the tank and pH control. | 2020-07-16 | 865000 | 100
23297 | T1 | CORPUS CHRISTI LIQUEFACTION LLC | CORPUS CHRISTI LIQUEFACTION | 622 HWY 35 | GREGORY | TX | 78359 | SAN PATRICIO | CN604136374 | RN104104716 | Spill response equipment, including a boom trailer that contains 1000 feet of 18 inch skirted boom, anchors, and a drum skimmer; and 62 spill kits that contain tamper proof seals, absorbent pads, boom, absorbent material, and drum liners. | The following property is used 100% for pollution control and is installed to meet or exceed federal or state regulations: Spill response equipment, including a boom trailer that contains 1000 feet of 18 inch skirted boom, anchors, and a drum skimmer; and 62 spill kits that contain tamper proof seals, absorbent pads, boom, absorbent material, and drum liners. | 2020-07-30 | 65000 | 100
23298 | T1 | CHENIERE CORPUS CHRISTI PIPELINE LP | CHENIERE CORPUS CHRISTI PIPELINE | 23 MILES OF 48 INCH PIPELINE IN SAN PATRICIO COUNTY | San Patricio County | TX | 78358 | SAN PATRICIO | CN604135889 | RN110933538 | Erosion control mats and bridging mats. | The following property is used 100% for pollution control and is installed to meet or exceed federal or state regulations: Erosion control mats and bridging mats. | 2020-06-19 | 2036920 | 100
23299 | T1 | THE LUBRIZOL CORPORATION | LUBRIZOL DEER PARK | 41 TIDAL RD | DEER PARK | TX | 77536 | HARRIS | CN600269617 | RN100221589 | Five drain pans. | The following property is used 100% for pollution control and is installed to meet or exceed federal or state regulations: Five drain pans. | 2020-08-27 | 78592.22 | 100
23300 | T1 | THE LUBRIZOL CORPORATION | LUBRIZOL DEER PARK | 41 TIDAL RD | DEER PARK | TX | 77536 | HARRIS | CN600269617 | RN100221589 | Waste oil tank BB-3. | The following property is used 100% for pollution control and is installed to meet or exceed federal or state regulations: Waste oil tank BB-3. | 2020-08-27 | 241090.65 | 100
23301 | T1 | THE LUBRIZOL CORPORATION | LUBRIZOL DEER PARK | 41 TIDAL RD | DEER PARK | TX | 77536 | HARRIS | CN600269617 | RN100221589 | Scrubber S-43 vent line from the 177 Unit. | The following property is used 100% for pollution control and is installed to meet or exceed federal or state regulations: Scrubber S-43 vent line from the 177 Unit. | 2020-08-27 | 67325.74 | 100
23302 | T1 | THE LUBRIZOL CORPORATION | LUBRIZOL DEER PARK | 41 TIDAL RD | DEER PARK | TX | 77536 | HARRIS | CN600269617 | RN100221589 | Trench drains in the Main Manufacturing Building Unit. | The following property is used 100% for pollution control and is installed to meet or exceed federal or state regulations: Trench drains in the Main Manufacturing Building Unit. | 2020-08-27 | 417961.23 | 100
23303 | T1 | THE LUBRIZOL CORPORATION | LUBRIZOL DEER PARK | 41 TIDAL RD | DEER PARK | TX | 77536 | HARRIS | CN600269617 | RN100221589 | Concrete pad, containment walls, drain trench, and sump in the 116 Unit tote bin storage area. | The following property is used 100% for pollution control and is installed to meet or exceed federal or state regulations: Concrete pad, containment walls, drain trench, and sump in the 116 Unit tote bin storage area. | 2020-08-27 | 78994.63 | 100
23304 | T1 | THE LUBRIZOL CORPORATION | LUBRIZOL DEER PARK | 41 TIDAL RD | DEER PARK | TX | 77536 | HARRIS | CN600269617 | RN100221589 | Wastewater sump. | The following property is used 100% for pollution control and is installed to meet or exceed federal or state regulations: Wastewater sump. | 2020-08-27 | 135707.85 | 100
23305 | T1 | THE LUBRIZOL CORPORATION | LUBRIZOL DEER PARK | 41 TIDAL RD | DEER PARK | TX | 77536 | HARRIS | CN600269617 | RN100221589 | Vent piping from offloading lines at rail car loading spots and bullet tanks to the POLY-FL-1 flare. | The following property is used 100% for pollution control and is installed to meet or exceed federal or state regulations: Vent piping from offloading lines at rail car loading spots and bullet tanks to the POLY-FL-1 flare. | 2020-08-27 | 79663.8 | 100
23306 | T1 | THE LUBRIZOL CORPORATION | LUBRIZOL DEER PARK | 41 TIDAL RD | DEER PARK | TX | 77536 | HARRIS | CN600269617 | RN100221589 | Sump and concrete secondary containment in loading spots 41 and 42 of the Poly LPBU Unit and associated trench piping. | The following property is used 100% for pollution control and is installed to meet or exceed federal or state regulations: Sump and concrete secondary containment in loading spots 41 and 42 of the Poly LPBU Unit and associated trench piping. | 2020-08-27 | 563907.09 | 100
23307 | T1 | THE LUBRIZOL CORPORATION | LUBRIZOL DEER PARK | 41 TIDAL RD | DEER PARK | TX | 77536 | HARRIS | CN600269617 | RN100221589 | Piping to route waste gas from the 116 Unit to scrubber S-10. | The following property is used 100% for pollution control and is installed to meet or exceed federal or state regulations: Piping to route waste gas from the 116 Unit to scrubber S-10. | 2020-08-27 | 27311.44 | 100
23308 | T1 | THE LUBRIZOL CORPORATION | LUBRIZOL DEER PARK | 41 TIDAL RD | DEER PARK | TX | 77536 | HARRIS | CN600269617 | RN100221589 | Concrete containment and coating around storage tank BB-3. | The following property is used 100% for pollution control and is installed to meet or exceed federal or state regulations: Concrete containment and coating around storage tank BB-3. | 2020-08-27 | 52631.12 | 100
23309 | T1 | PITTSBURGH CORNING LLC | PITTSBURGH CORNING | 810 FM 521 RD | FRESNO | TX | 77545 | FORT BEND | CN603415167 | RN102383007 | Dust collection system. | NOD response not received. | 2020-08-18 | 502351 | 100
23310 | T1 | PITTSBURGH CORNING LLC | PITTSBURGH CORNING | 810 FM 521 RD | FRESNO | TX | 77545 | FORT BEND | CN603415167 | RN102383007 | Grill brick dust collection system. | NOD response not received. | 2020-08-18 | 616295.68 | 100
23311 | T1 | OWENS CORNING INSULATING SYSTEMS LLC | OWENS CORNING INSULATING SYSTEMS WAXAHACHIE PLANT | 3700 N IH 35 E | WAXAHACHIE | TX | 75165 | ELLIS | CN603159088 | RN100223585 | Scrubber and dust collector. | NOD response not received. | 2020-08-18 | 129198 | 100
23312 | T1 | OWENS CORNING INSULATING SYSTEMS LLC | OWENS CORNING INSULATING SYSTEMS WAXAHACHIE PLANT | 3700 N IH 35 E | WAXAHACHIE | TX | 75165 | ELLIS | CN603159088 | RN100223585 | Smoke stripper flow meter, smoke stripper overhaul, incinerator overhaul, wind cooling duct and dampers, DOB to fan inlet ducts (B-3) mixed batch din dust collector, and surge hopper dust collector. | NOD response not received. | 2020-08-18 | 753256 | 100
23313 | T1 | OWENS CORNING INSULATING SYSTEMS LLC | OWENS CORNING INSULATING SYSTEMS WAXAHACHIE PLANT | 3700 N IH 35 E | WAXAHACHIE | TX | 75165 | ELLIS | CN603159088 | RN100223585 | Dust collectors. | NOD response not received. | 2020-08-18 | 161817 | 100
23314 | T1 | OWENS CORNING ROOFING AND ASPHALT LLC | OWENS CORNING HOUSTON ROOFING AND MANUFACTURING FACILITY | Latitude = 29.769444, Longitude = -95.279722 | Harris County | TX | 77029 | HARRIS | CN601173016 | RN100225036 | Dust collection system. | NOD response not received. | 2020-08-18 | 353696 | 100
23315 | T1 | OWENS CORNING ROOFING AND ASPHALT LLC | OWENS CORNING ROOFING AND ASPHALT IRVING FACILITY | Latitude = 32.81667, Longitude = -96.93917 | Dallas County | TX | 75061 | DALLAS | CN601173016 | RN100225291 | Dust collection system. | NOD response not received. | 2020-08-18 | 1189653 | 100
23316 | T1 | TXI OPERATIONS LP | NAVASOTA READY MIX | 23862 STATE HIGHWAY 6 S | NAVASOTA | TX | 77868 | BRAZOS | CN600125157 | RN110088077 | 75,300 square feet of concrete paving of plant roads and traffic areas. | The following property is used 100% for pollution control and is installed to meet or exceed federal or state regulations: 75,300 square feet of concrete paving of plant roads and traffic areas. | 2020-09-10 | 602400 | 100
23317 | T1 | FREEPORT LNG DEVELOPMENT LP | FREEPORT LNG PRETREATMENT FACILITY | Latitude = 28.9791, Longitude = -95.3069 | Brazoria County | TX | 77541 | BRAZORIA | CN601720345 | RN106481500 | Six utility canopy shelters that consist of roofs with three-quarter partial walls along the long axis of each compressor building. | The following property is used 100% for pollution control and is installed to meet or exceed federal or state regulations: Six utility canopy shelters that consist of roofs with three-quarter partial walls along the long axis of each compressor building. | 2020-08-17 | 3028062 | 100
23318 | T1 | HEMOTEK LLC | HEMOTEK | 6901 REGENCY RD | MARSHALL | TX | 75672 | HARRISON | CN605667823 | RN110792009 | Hazardous air pollutant control system including a blower, eight hoods, power inverter, piping from production room to VF 12000 vapor vessels, VF 12000 vapor vessels, vent stack, RBAA carbon filter for mercury, RBAA 3 carbon filter for hydrochloric acid, and Jerome vapor detection system. | The following property is used 100% for pollution control and is installed to meet or exceed federal or state regulations: Hazardous air pollutant control system including a blower, eight hoods, power inverter, piping from production room to VF 12000 vapor vessels, VF 12000 vapor vessels, vent stack, RBAA carbon filter for mercury, RBAA 3 carbon filter for hydrochloric acid, and Jerome vapor detection system. | 2021-01-19 | 217373 | 100
23319 | T1 | HEMOTEK LLC | HEMOTEK | 6901 REGENCY RD | MARSHALL | TX | 75672 | HARRISON | CN605667823 | RN110792009 | Waste control system including a three stage filter system, three bin sink, 5,000-gallon tank and concrete pad, septic tank, sleeve for septic tank, double-walled piping from the three stage filter and three bin sink to the septic tank, 1,200 square foot concrete pad under shipping containers, 55-gallon poly drum, pig funnel lid, 55-gallon metal drum, pig latching 55-gallon drum lid, and Nikro mercury vacuum. | The following property is used 100% for pollution control and is installed to meet or exceed federal or state regulations: Waste control system including a three stage filter system, three bin sink, 5,000-gallon tank and concrete pad, septic tank, sleeve for septic tank, double-walled piping from the three stage filter and three bin sink to the septic tank, 1,200 square foot concrete pad under shipping containers, 55-gallon poly drum, pig funnel lid, 55-gallon metal drum, pig latching 55-gallon drum lid, and Nikro mercury vacuum. | 2021-01-19 | 74133.74 | 100
23320 | T1 | VICTORIA PORT POWER LLC | VICTORIA PORT PEAKING FACILITY | 1934 FM ROAD 1432 | VICTORIA | TX | 77905 | VICTORIA | CN605367572 | RN109784165 | Air pollution control equipment | Withdrawn by applicant | 2020-08-21 | 5000000 | 100
23321 | T3 | COTTONWOOD ENERGY COMPANY LP | COTTONWOOD ENERGY PROJECT | Latitude = 30.26, Longitude = -93.736111 | Newton County | TX | 77614 | NEWTON | CN602765687 | RN100226109 | The Cottonwood Energy Facility the Facility is a natural gas-fired, combined cycle power generating facility located in Deweyville, Newton County, Texas. Four 4 GE 7FA Combustion Turbines CTs are routed to four 4 Foster Wheeler heat recovery steam generators HRSGs, which provide steam to four 4 Alstom steam turbine-generator sets. The Facility began commercial operation in December 2003. It has a base load capacity of 1,200 MW. The Facility serves the SERC Reliability Corporation region.Cottonwood Units 1-4 HRSGs The Facility is a natural gas-fired combined-cycle power plant with four 4 gas Combustion Turbines CTs each equipped with HRSGs and dedicated ancillary systems necessary to capture heat from the CTs exhaust and convert it into electrical power. The Units 1-4 HRSGs captures the waste heat of combustion from the Unit CTs exhaust gas and utilize this waste heat to produce steam, which in turn powers dedicated steam turbine-generator sets to produce electric power at the Facility, in addition to the electric power generated by the Units 1-4 CTs alone.The Facility gains both production and pollution control benefits from the subject PC Property. First, the use of the waste heat of combustion by Units 1-4 HRSGs creates a thermal efficiency benefit for the Facility.Specifically, the use of waste heat in the Units 1-4 CT exhaust gas results in the conversion of approximately 50 of the chemical energy of the natural gas utilized at the Facility into electricity HHV basis, a gain over the use of the fuel by these CTs alone. Secondly, due to this efficiency gain, the Facility is able to generate fewer emissions particularly NOx emissions than a traditional power generation facility utilizing a single thermodynamic cycle thus, supporting the subject PC Propertys inclusion on the Expedited Review List. Please see the Cost Analysis Procedure CAP Model attached for the calculation of the percentage of the subject PC Property eligible for property tax exemption. | Withdrawn by applicant | 2020-11-12 | 93042776 | 100
23322 | T1 | BXP OPERATING LLC | AEOLUS 2D SWD | Latitude = 30.52368, Longitude = -93.831529 | Newton County | TX | 75933 | NEWTON | CN605775329 | RN111106753 | Salt water disposal well and ancillary equipment excluding the separator and five tanks. | The following property is used 100% for pollution control and is installed to meet or exceed federal or state regulations: Salt water disposal well and ancillary equipment excluding the separator and five tanks. | 2020-10-08 | 73100 | 100
23323 | T1 | BXP OPERATING LLC | VASTAR 9D SWD | Latitude = 30.54209, Longitude = -93.809355 | Newton County | TX | 75933 | NEWTON | CN605775329 | RN111106779 | Salt water disposal well and ancillary equipment excluding the four settling tanks. | The following property is used 100% for pollution control and is installed to meet or exceed federal or state regulations: Salt water disposal well and ancillary equipment excluding the four settling tanks. | 2020-10-08 | 65000 | 100
23324 | T1 | CHAMON POWER LLC | CHAMON POWER | 18511 BEAUMONT HWY | HOUSTON | TX | 77049 | HARRIS | CN605188960 | RN109001842 | Selective catalytic reduction property on two units, two oxidation catalysts, two continuous emissions monitoring system monitors, two water injection systems, and sampling ports in two stacks used to control or monitor carbon monoxide and nitrogen oxides emissions. | The following property is used 100% for pollution control and is installed to meet or exceed federal or state regulations: Selective catalytic reduction property on two units, two oxidation catalysts, two continuous emissions monitoring system monitors, two water injection systems, and sampling ports in two stacks used to control or monitor carbon monoxide and nitrogen oxides emissions. | 2021-01-26 | 4082380.5 | 100
23325 | T1 | PORT COMFORT POWER LLC | POINT COMFORT POWER | 135 DIEBEL LN | POINT COMFORT | TX | 77978 | CALHOUN | CN605189018 | RN108462102 | Selective catalytic reduction property on two units, two oxidation catalysts, two continuous emissions monitoring system monitors, two water injection systems, and sampling ports in two stacks used to control or monitor carbon monoxide and nitrogen oxides emissions. | The following property is used 100% for pollution control and is installed to meet or exceed federal or state regulations: Selective catalytic reduction property on two units, two oxidation catalysts, two continuous emissions monitoring system monitors, two water injection systems, and sampling ports in two stacks used to control or monitor carbon monoxide and nitrogen oxides emissions. | 2021-01-26 | 4077371.92 | 100
23326 | T1 | BXP OPERATING LLC | PURE RESOURCES A 3D SWD | Latitude = 30.538415, Longitude = -93.77811 | Newton County | TX | 75933 | NEWTON | CN605775329 | RN105776538 | Salt water disposal well and ancillary equipment excluding the five settling tanks. | The following property is used 100% for pollution control and is installed to meet or exceed federal or state regulations: Salt water disposal well and ancillary equipment excluding the five settling tanks. | 2020-10-08 | 61000 | 100
23327 | T1 | LAMBERTI USA INCORPORATED | LAMBERTI USA WHARTON CHEMICAL COMPLEX | Latitude = 29.433333, Longitude = -96.016666 | Wharton County | TX | 77448 | WHARTON | CN600650709 | RN101206803 | Wastewater treatment plant, consisting of one equalization tank, two 180,000 gallon aeration basins, two 32,500 gallon clarifiers, two 27,300 gallon sludge holding basins, two feeding pumps, two recirculating pumps, three transfer pumps, four air blowers, and two clarifier mixers. | The following property is used 100% for pollution control and is installed to meet or exceed federal or state regulations: Wastewater treatment plant, consisting of one equalization tank, two 180,000 gallon aeration basins, two 32,500 gallon clarifiers, two 27,300 gallon sludge holding basins, two feeding pumps, two recirculating pumps, three transfer pumps, four air blowers, and two clarifier mixers. | 2021-03-01 | 1665284 | 100
23328 | T1 | DCP SAND HILLS PIPELINE LLC | SAND HILLS PIPELINE SEGMENT IN BRAZORIA COUNTY | 6.5 MILES OF 24 INCH PIPE IN BRAZORIA COUNTY | Brazoria County | TX | 77515 | BRAZORIA | CN604514109 | RN111117420 | Sedimentation and erosion controls including slope breakers, silt fences, sedimentation barriers, staked hay or straw bales, matting and diking | The following property is used 100% for pollution control and is installed to meet or exceed federal or state regulations: Sedimentation and erosion controls including slope breakers, silt fences, sedimentation barriers, staked hay or straw bales, matting and diking. | 2020-10-23 | 2907433 | 100
23329 | T2 | DCP SAND HILLS PIPELINE LLC | SAND HILLS EXPANSION PIPELINE SEGMENT IN BRAZORIA COUNTY | 6.5 MILES OF 24 INCH PIPE SEGMENT IN BRAZORIA COUNTY | Brazoria County | TX | 77515 | BRAZORIA | CN604514109 | RN111117420 | Nondestructive pipeline testing expenditures; Radiography. | The following property is used 100% for pollution control and is installed to meet or exceed federal or state regulations: Nondestructive pipeline testing expenditures; Radiography. | 2020-10-23 | 185873 | 100
23330 | T1 | DCP SAND HILLS PIPELINE LLC | SAND HILLS EXPANSION PIPELINE SEGMENT IN BRAZORIA COUNTY | 6.5 MILES OF 24 INCH PIPE SEGMENT IN BRAZORIA COUNTY | Brazoria County | TX | 77515 | BRAZORIA | CN604514109 | RN111117420 | One intelligent pipeline inspection gauge (PIG) launcher and receiver. | The following property is used 100% for pollution control and is installed to meet or exceed federal or state regulations: One intelligent pipeline inspection gauge (PIG) launcher and receiver. | 2020-10-23 | 636994 | 100
23331 | T1 | DCP SAND HILLS PIPELINE LLC | SAND HILLS EXPANSION PIPELINE SEGMENT IN BRAZORIA COUNTY | 6.5 MILES OF 24 INCH PIPE SEGMENT IN BRAZORIA COUNTY | Brazoria County | TX | 77515 | BRAZORIA | CN604514109 | RN111117420 | Pipeline coatings and cathodic protection consisting of fusion-bonded epoxy (FBE) on the pipe surface; adhesive for top coat; and top coat consisting of polyethylene or polypropylene. | The following property is used 100% for pollution control and is installed to meet or exceed federal or state regulations: Pipeline coatings and cathodic protection consisting of fusion-bonded epoxy (FBE) on the pipe surface; adhesive for top coat; and top coat consisting of polyethylene or polypropylene. | 2020-10-23 | 325595 | 100
23332 | T1 | TC TERMINALS LLC | HOUSTON TANK TERMINAL | Latitude = 29.825, Longitude = -95.1502 | Harris County | TX | 77049 | HARRIS | CN605011642 | RN106655947 | Internal floating roofs installed on storage tanks 3 and 4. | The following property is used 100% for pollution control and is installed to meet or exceed federal or state regulations: Internal floating roofs installed on storage tanks 3 and 4. | 2020-11-02 | 4809240 | 100
23333 | T1 | MULTI-CHEM GROUP LLC | MULTI-CHEM GROUP | 11200 BAY AREA BLVD | PASADENA | TX | 77507 | HARRIS | CN601492135 | RN100660216 | Process Flare (EPN F-1), Oxides Flares (EPN F-2 and EPN F-3), stacks, burners, flare tips, blowers, wet flare knockout drum, two 2 oxide flare knockout drums, air compressor knockout drum, and a portable VOC monitor. | The following property is used 100% for pollution control and is installed to meet or exceed federal or state regulations: Process Flare (EPN F-1), Oxides Flares (EPN F-2 and EPN F-3), stacks, burners, flare tips, blowers, wet flare knockout drum, two 2 oxide flare knockout drums, air compressor knockout drum, and a portable VOC monitor. | 2020-11-18 | 1213021 | 100
23334 | T1 | UNITED STATES POSTAL SERVICE | UPS GESSNER DISTRIBUTION & WAREHOUSE FACILITY | 11802 N GESSNER RD | HOUSTON | TX | 77064 | HARRIS | CN601245400 | RN107155319 | 629,706 square feet of concrete paving for vehicular traffic areas. | **Replaced by 23358** The following property is used 100% for pollution control and is installed to meet or exceed federal or state regulations: 629,706 square feet of concrete paving for vehicular traffic areas. | 2020-11-18 | 2928892 | 100
23335 | T1 | UNITED STATES POSTAL SERVICE | UPS FORT WORTH WAREHOUSE & DISTRIBUTION FACILITY | 1300 E NORTHSIDE DR | FORT WORTH | TX | 76102 | TARRANT | CN601245400 | RN100699495 | Facility Background United Parcel Services Fort Worth Warehouse and Distribution Facility The United Parcel Services the UPSs Fort Worth Warehouse and Distribution Facility the Facility, located on 1300 E. Northside Drive, Fort Worth, Tarrant County, Texas. The Facility is used for the distribution and processing of packages for consumers nation-wide and is located within 30 minutes of the Dallas Fort Worth International Airport Pollution Control Property Description The Facility has installed a total of 191,589 square feet of concrete paving for vehicular traffic areas. The cost per square foot of this concrete paving is 4.01. The Environmental Paving protects the atmosphere from particulate matter and other visible emissions resulting from vehicular traffic at the Facility. The types of vehicles that travel on the Subject Paving are as follows Site-dedicated maintenance vehicles that do not include any of staffs personal vehicles and Trucks and Tractor Trailer Trucks entering, loading unloading and egressing the Facility. The Subject Paving does not include paving of parking areas or driveways for convenience purposes or storm water control. The Subject Paving protects the atmosphere of the State of Texas from inadvertent release of fugitive dust emissions. As previously indicated, the Facilitys Environmental Paving installed reduces the generation of fugitive dust from vehicular truck traffic and wind, preventing an otherwise much higher level of emissions that would be associated with unpaved roads and thoroughfares. A Site Plan has identifying the Subject Paving can be found in Attachment A Environmental Paving Site Plan highlighting concrete paving in YELLOW. | Withdrawn by applicant | 2020-11-14 | 690108 | 100
23336 | T1 | TC TERMINALS LLC | HOUSTON TANK TERMINAL | Latitude = 29.825, Longitude = -95.1502 | Harris County | TX | 77049 | HARRIS | CN605011642 | RN106655947 | Secondary containment consisting of berms installed around Tank 1, Tank 2, Tank 3, and Tank 4. | The following property is used 100% for pollution control and is installed to meet or exceed federal or state regulations: Secondary containment consisting of berms installed around Tank 1, Tank 2, Tank 3, and Tank 4. | 2020-12-18 | 398228 | 100
23337 | T1 | TC TERMINALS LLC | HOUSTON TANK TERMINAL | Latitude = 29.825, Longitude = -95.1502 | Harris County | TX | 77049 | HARRIS | CN605011642 | RN106655947 | Stormwater Detention Pond 1 and Stormwater Detention Pond 2. | The following property is used 100% for pollution control and is installed to meet or exceed federal or state regulations: Stormwater Detention Pond 1 and Stormwater Detention Pond 2. | 2021-03-04 | 10939476 | 100
23338 | T1 | TC TERMINALS LLC | HOUSTON TANK TERMINAL | Latitude = 29.825, Longitude = -95.1502 | Harris County | TX | 77049 | HARRIS | CN605011642 | RN106655947 | Spill and leakage prevention system consisting of protective coatings and/or paints and cathodic protection applied to the Tank 1, Tank 2, Tank 3, and Tank 4 and their appurtenances. | The following property is used 100% for pollution control and is installed to meet or exceed federal or state regulations: Spill and leakage prevention system consisting of protective coatings and/or paints and cathodic protection applied to the Tank 1, Tank 2, Tank 3, and Tank 4 and their appurtenances. | 2020-12-18 | 4928017 | 100
23339 | T1 | TC TERMINALS LLC | HOUSTON TANK TERMINAL | Latitude = 29.825, Longitude = -95.1502 | Harris County | TX | 77049 | HARRIS | CN605011642 | RN106655947 | 479,303 square feet of concrete paving for vehicular traffic areas. | The following property is used 100% for pollution control and is installed to meet or exceed federal or state regulations: 479,303 square feet of concrete paving for vehicular traffic areas. | 2020-12-18 | 2088193 | 100
23340 | T1 | CHEVRON PHILLIPS CHEMICAL COMPANY LP | CHEVRON PHILLIPS CHEMICAL CEDAR BAYOU PLANT | 9500 INTERSTATE 10 E | BAYTOWN | TX | 77521 | HARRIS | CN600303614 | RN103919817 | Upgraded drift eliminator for the PEU-1796 cooling tower. | The following property is used 100% for pollution control and is installed to meet or exceed federal or state regulations: Upgraded drift eliminator for the PEU-1796 cooling tower. | 2021-03-16 | 152000 | 100
23341 | T1 | CHEVRON PHILLIPS CHEMICAL COMPANY LP | CHEVRON PHILLIPS CHEMICAL SWEENY OLD OCEAN FACILITIES | 21441 LOOP 419 | SWEENY | TX | 77480 | BRAZORIA | CN600303614 | RN100825249 | Control upgrades to Flare 4, consisting of flare flow meter upgrades, composition analyzers, steam flow meters, and variable speed motors. | The following property is used 100% for pollution control and is installed to meet or exceed federal or state regulations: Control upgrades to Flare 4, consisting of flare flow meter upgrades, composition analyzers, steam flow meters, and variable speed motors. | 2021-03-16 | 2776280 | 100
23342 | T1 | CHEVRON PHILLIPS CHEMICAL COMPANY LP | PASADENA PLASTICS COMPLEX | 1400 JEFFERSON | PASADENA | TX | 77506 | HARRIS | CN600303614 | RN102018322 | PE8 reactor flashline heater condensate drain piping. | The following property is used 100% for pollution control and is installed to meet or exceed federal or state regulations: PE8 reactor flashline heater condensate drain piping. | 2021-01-07 | 994000 | 100
23343 | T1 | CHEVRON PHILLIPS CHEMICAL COMPANY LP | PASADENA PLASTICS COMPLEX | 1400 JEFFERSON | PASADENA | TX | 77506 | HARRIS | CN600303614 | RN102018322 | PE 7 Flare upgrade including replacement flare tip, retractable thermocouples, east blower foundation repair, replacement flare blowers, new variable frequency drive motors and drives, and new local and remote ignition systems. | The following property is used 100% for pollution control and is installed to meet or exceed federal or state regulations: PE 7 Flare upgrade including replacement flare tip, retractable thermocouples, east blower foundation repair, replacement flare blowers, new variable frequency drive motors and drives, and new local and remote ignition systems. | 2021-01-27 | 1040907 | 100
23344 | T1 | CHEVRON PHILLIPS CHEMICAL COMPANY LP | CHEVRON PHILLIPS CHEMICAL SWEENY OLD OCEAN FACILITIES | 21441 LOOP 419 | SWEENY | TX | 77480 | BRAZORIA | CN600303614 | RN100825249 | Control upgrades to Flares 8 and 9, consisting of flare flow meter upgrades, composition analyzers, steam flow meters, and variable speed motors. | The following property is used 100% for pollution control and is installed to meet or exceed federal or state regulations: Control upgrades to Flares 8 and 9, consisting of flare flow meter upgrades, composition analyzers, steam flow meters, and variable speed motors. | 2021-03-16 | 4755061 | 100
23345 | T1 | PHILLIPS 66 PIPELINE LLC | GRAY OAK PIPELINE - EDWARDS | ROCKSPRINGS | Edwards County | TX | 78880 | EDWARDS | CN600134761 | RN111134847 | Pipeline coating and cathodic protection on the Gray Oak Pipeline Segment in Edwards County. | The following property is used 100% for pollution control and is installed to meet or exceed federal or state regulations: Pipeline coating and cathodic protection on the Gray Oak Pipeline Segment in Edwards County. | 2021-02-05 | 3758011 | 100
23346 | T1 | LAREDO PETROLEUM INC | E COOK A SWD | Latitude = 31.796143, Longitude = -101.628298 | Glasscock County | TX | 79739 | GLASSCOCK | CN604527994 | RN111138517 | Saltwater disposal injection well facility consisting of two water meters, one 1,000-barrel gunbarrel tank, five 1,000-barrel water tanks, one charge pump and motor, one injection pump and motor, one injection wellhead and valves, impoundments, well casing, tubing, valves, fittings, interconnects, and piping. | The following property is used 100% for pollution control and is installed to meet or exceed federal or state regulations: Saltwater disposal injection well facility consisting of two water meters, one 1,000-barrel gunbarrel tank, five 1,000-barrel water tanks, one charge pump and motor, one injection pump and motor, one injection wellhead and valves, impoundments, well casing, tubing, valves, fittings, interconnects, and piping. | 2020-12-22 | 3979787 | 100
23347 | T1 | LAREDO PETROLEUM INC | J COX SWD | Latitude = 31.836421, Longitude = -101.434751 | Glasscock County | TX | 79739 | GLASSCOCK | CN604527994 | RN111138525 | Saltwater disposal injection well facility consisting of two water meters, one 1,000-barrel gunbarrel tank, five 1,000-barrel water tanks, one charge pump and motor, one injection pump and motor, one injection wellhead and valves, impoundments, well casing, tubing, valves, fittings, interconnects, and piping. | The following property is used 100% for pollution control and is installed to meet or exceed federal or state regulations: Saltwater disposal injection well facility consisting of two water meters, one 1,000-barrel gunbarrel tank, five 1,000-barrel water tanks, one charge pump and motor, one injection pump and motor, one injection wellhead and valves, impoundments, well casing, tubing, valves, fittings, interconnects, and piping. | 2020-12-22 | 3979787 | 100
23348 | T1 | LAREDO PETROLEUM INC | SUGG B 2501 SWD FACILITY | Latitude = 31.487753, Longitude = -101.389453 | Reagan County | TX | 76932 | REAGAN | CN604527994 | RN111138533 | Saltwater disposal injection well facility consisting of two water meters, one 1,000-barrel gunbarrel tank, five 1,000-barrel water tanks, one charge pump and motor, one injection pump and motor, one injection wellhead and valves, impoundments, well casing, tubing, valves, fittings, interconnects, and piping. | The following property is used 100% for pollution control and is installed to meet or exceed federal or state regulations: Saltwater disposal injection well facility consisting of two water meters, one 1,000-barrel gunbarrel tank, five 1,000-barrel water tanks, one charge pump and motor, one injection pump and motor, one injection wellhead and valves, impoundments, well casing, tubing, valves, fittings, interconnects, and piping. | 2020-12-22 | 115290 | 100
23349 | T1 | LAREDO PETROLEUM INC | SRH B 1101SW | Latitude = 31.434236, Longitude = -101.42076 | Reagan County | TX | 76932 | REAGAN | CN604527994 | RN111138541 | Saltwater disposal injection well facility consisting of two water meters, one 1,000-barrel gunbarrel tank, five 1,000-barrel water tanks, one charge pump and motor, one injection pump and motor, one injection wellhead and valves, impoundments, well casing, tubing, valves, fittings, interconnects, and piping. | The following property is used 100% for pollution control and is installed to meet or exceed federal or state regulations: Saltwater disposal injection well facility consisting of two water meters, one 1,000-barrel gunbarrel tank, five 1,000-barrel water tanks, one charge pump and motor, one injection pump and motor, one injection wellhead and valves, impoundments, well casing, tubing, valves, fittings, interconnects, and piping. | 2020-12-22 | 3979787 | 100
23350 | T1 | LAREDO PETROLEUM INC | SUGG A SWD 1 2 | Latitude = 31.583844, Longitude = -101.418569 | Reagan County | TX | 79739 | REAGAN | CN604527994 | RN111138558 | Saltwater disposal injection well facility consisting of two water meters, one 1,000-barrel gunbarrel tank, five 1,000-barrel water tanks, one charge pump and motor, one injection pump and motor, one injection wellhead and valves, impoundments, well casing, tubing, valves, fittings, interconnects, and piping. | The following property is used 100% for pollution control and is installed to meet or exceed federal or state regulations: Saltwater disposal injection well facility consisting of two water meters, one 1,000-barrel gunbarrel tank, five 1,000-barrel water tanks, one charge pump and motor, one injection pump and motor, one injection wellhead and valves, impoundments, well casing, tubing, valves, fittings, interconnects, and piping. | 2020-12-22 | 7959574 | 100
23351 | T1 | LAREDO MIDSTREAM SERVICES LLC | LAREDO MIDSTREAM CLOSED LOOP WATER PIPING REAGAN | INTERCONNECTING PIPING FOR SWD WELLS AND FACILITIES ACROSS REAGAN COUNTY - MAP ATTACHED | Reagan County | TX | 79720 | REAGAN | CN604714485 | RN111139135 | 73.33 miles of 3-inch to 16-inch diameter piping that connect saltwater disposal wells. | The following property is used 100% for pollution control and is installed to meet or exceed federal or state regulations: 73.33 miles of 3-inch to 16-inch diameter piping that connect saltwater disposal wells. | 2021-01-15 | 10459668 | 100
23352 | T1 | LAREDO MIDSTREAM SERVICES LLC | LAREDO MIDSTREAM CLOSED LOOP WATER PIPING | WATER DISPOSAL PIPING THAT CONNECTS WELLS AND FACILITIES ACROSS GLASSCOCK COUNTY, WITH THE NEAREST CITY BEING GARDEN CITY | Glasscock County | TX | 79739 | GLASSCOCK | CN604714485 | RN111139143 | 37.5 miles of 3-inch to 12-inch diameter piping that connect saltwater disposal wells. | The following property is used 100% for pollution control and is installed to meet or exceed federal or state regulations: 37.5 miles of 3-inch to 12-inch diameter piping that connect saltwater disposal wells. | 2021-01-15 | 5348893 | 100
23353 | T1 | LAREDO PETROLEUM INC | LAREDO PETROLEUM CLOSED LOOP WTR PIPING REAGAN | INTERCONNECTING PIPING FOR SWD WELLS & FACILITIES ACROSS REAGAN COUNTY - MAP ATTACHED | Reagan County | TX | 79720 | REAGAN | CN604527994 | RN111139150 | 111.5 miles of 3 inch to 12 inch diameter piping that connect saltwater disposal wells. | The following property is used 100% for pollution control and is installed to meet or exceed federal or state regulations: 111.5 miles of 3 inch to 12 inch diameter piping that connect saltwater disposal wells. | 2021-01-15 | 15904696 | 100
23354 | T1 | LAREDO PETROLEUM INC | LAREDO PETROLEUM CLOSED LOOP WTR PIPING GLASSCOCK | INTERCONNECTING PIPING FOR SWD WELLS & FACILITIES ACROSS GLASSCOCK COUNTY - MAP ATTACHED | Glasscock County | TX | 79739 | GLASSCOCK | CN604527994 | RN111139168 | 7.78 miles of 3-inch to 12-inch diameter piping that connect saltwater disposal wells. | The following property is used 100% for pollution control and is installed to meet or exceed federal or state regulations: 7.78 miles of 3-inch to 12-inch diameter piping that connect saltwater disposal wells. | 2021-02-25 | 1109715 | 100
23355 | T1 | UDR TEXAS PROPERTIES LP | BARTON CREEK LANDING | 2800 BARTONS BLUFF LN | AUSTIN | TX | 78746 | TRAVIS | CN601652639 | RN101279339 | Water quality retention pond, intake structure, outfall structure, and re-irrigation system. | The following property is used 100% for pollution control and is installed to meet or exceed federal or state regulations: Water quality retention pond, intake structure, outfall structure, and re-irrigation system. | 2020-12-22 | 2950000 | 100
23356 | T3 | INV NYLON CHEMICALS AMERICAS LLC | INV NYLON CHEMICALS AMERICAS VICTORIA SITE | 2695 OLD BLOOMINGTON RD N | VICTORIA | TX | 77905 | VICTORIA | CN605811850 | RN102663671 | Adiponitrile (ADN) production unit and new ADN process technology consisting of a catalyst recovery system, catalyst preparation system, and tank farm reconfiguration; and proprietary modifications of existing equipment and streams in the Step 1, Step 2, and catalyst preparation/addition areas of the ADN process. | The following property is used 38.87% for pollution control and is installed to meet or exceed federal or state regulations: Adiponitrile (ADN) production unit and new ADN process technology consisting of a catalyst recovery system, catalyst preparation system, and tank farm reconfiguration; and proprietary modifications of existing equipment and streams in the Step 1, Step 2, and catalyst preparation/addition areas of the ADN process. | 2021-02-24 | 280000000 | 38.87
23357 | T1 | LAREDO MIDSTREAM SERVICES LLC | TAYLOR 4 SWD 1 | Latitude = 31.63301, Longitude = -101.494681 | Reagan County | TX | 79739 | REAGAN | CN604714485 | RN111152690 | A salt water disposal facility, including meters, pumps, pump motors, wellhead, valves, impoundments, piping, fittings, interconnects, well casing, and tubing. | The following property is used 100% for pollution control and is installed to meet or exceed federal or state regulations: A salt water disposal facility, including meters, pumps, pump motors, wellhead, valves, impoundments, piping, fittings, interconnects, well casing, and tubing. | 2021-01-27 | 7507293 | 100
23358 | T1 | UNITED PARCEL SERVICE INC | UPS WILLOWBROOK | 11802 N GESSNER RD | HOUSTON | TX | 77064 | HARRIS | CN602297624 | RN107155319 | 629,706 square feet of concrete paving for vehicular traffic areas. | The following property is used 100% for pollution control and is installed to meet or exceed federal or state regulations: 629,706 square feet of concrete paving for vehicular traffic areas. | 2021-01-27 | 2928892 | 100
23359 | T1 | UNITED PARCEL SERVICE INC | UPS FORT WORTH | 1300 E NORTHSIDE DR | FORT WORTH | TX | 76102 | TARRANT | CN602297624 | RN100699495 | 172,231 square feet of concrete paving for vehicular traffic areas. | The following property is used 100% for pollution control and is installed to meet or exceed federal or state regulations: 172,231 square feet of concrete paving for vehicular traffic areas. | 2021-01-27 | 690108 | 100
23360 | T1 | DCO REALTY INC | DCO REALTY BROOKHAVEN VILLAGE | 3725 VITRUVIAN WAY | ADDISON | TX | 75001 | DALLAS | CN603309436 | RN105438444 | Structural stormwater controls consisting of 25 drop inlets with Flex-Storm screens, five stormwater drain manholes with Flex-Storm screens, and stormwater infrastructure connecting Flex-Storm screen units to the outfall consisting of 1,386 liner feet of piping and drains. | The following property is used 100% for pollution control and is installed to meet or exceed federal or state regulations: Structural stormwater controls consisting of 25 drop inlets with Flex-Storm screens, five stormwater drain manholes with Flex-Storm screens, and stormwater infrastructure connecting Flex-Storm screen units to the outfall consisting of 1,386 liner feet of piping and drains. | 2021-03-26 | 3750000 | 100
23361 | T1 | INGLESIDE COGENERATION LIMITED PARTNERSHIP | OXYCHEM INGLESIDE PLANT | Latitude = 27.880833, Longitude = -97.244166 | San Patricio County | TX | 78359 | SAN PATRICIO | CN601296676 | RN100211176 | OX-2021-01 Ingleside heat recovery steam generator. | The following property is used 65% for pollution control and is installed to meet or exceed federal or state regulations: OX-2021-01 Ingleside heat recovery steam generator. | 2021-01-27 | 39598000 | 65
23362 | T1 | GREGORY POWER PARTNERS LLC | GREGORY POWER FACILITY | 4633 HWY 361 | GREGORY | TX | 78359 | SAN PATRICIO | CN604378208 | RN102547957 | GP-2021-01 Foster Wheeler heat recovery steam generator. | The following property is used 65% for pollution control to meet or exceed federal or state regulations: GP-2021-01 Foster Wheeler heat recovery steam generator. | 2021-02-03 | 35100000 | 65
23363 | T1 | SURGE OPERATING LLC | DRAGON 1D SWD | Latitude = 32.54088, Longitude = -101.542462 | Borden County | TX | 79738 | BORDEN | CN605419498 | RN111166906 | Dragon 1D saltwater disposal well site, including tanks, pumps, motors, wellhead, well casing, tubing, gauges, meters, valves, and piping. | The following property is used 100% for pollution control and is installed to meet or exceed federal or state regulations: Dragon 1D saltwater disposal well site, including tanks, pumps, motors, wellhead, well casing, tubing, gauges, meters, valves, and piping. | 2021-01-13 | 4427000 | 100
23364 | T1 | MODA MIDSTREAM OPERATING LLC | MODA INGLESIDE ENERGY CENTER | 1450 LEXINGTON BLVD | INGLESIDE | TX | 78362 | SAN PATRICIO | CN605587765 | RN101225746 | Twenty-two automatic shut-off valves installed on loading arms. | The following property is used 100% for pollution control and is installed to meet or exceed federal or state regulations: Twenty-two automatic shut-off valves installed on loading arms. | 2021-03-26 | 2200000 | 100
23365 | T1 | MODA MIDSTREAM OPERATING LLC | MODA INGLESIDE ENERGY CENTER | 1450 LEXINGTON BLVD | INGLESIDE | TX | 78362 | SAN PATRICIO | CN605587765 | RN101225746 | Spill response and cleanup equipment consisting of 6,500 feet of 18-inch containment boom located on the wharf, approximately 1,500 feet of sorbent boom and bundles of pads located at Building 308 (Wharf) and boom reels. | The following property is used 100% for pollution control and is installed to meet or exceed federal or state regulations: Spill response and cleanup equipment consisting of 6,500 feet of 18-inch containment boom located on the wharf, approximately 1,500 feet of sorbent boom and bundles of pads located at Building 308 (Wharf) and boom reels. | 2021-03-22 | 213300 | 100
23366 | T1 | MODA MIDSTREAM OPERATING LLC | MODA INGLESIDE ENERGY CENTER | 1450 LEXINGTON BLVD | INGLESIDE | TX | 78362 | SAN PATRICIO | CN605587765 | RN101225746 | Overfill protection alarm systems on the following tanks Tank-121, Tank-124, Tank-125, Tank-127, Tank-128, Tank-129, Tank-130, Tank-131, Tank-132, Tank-133, Tank-134, Tank-135, Tank-101, Tank-102, Tank-103, Tank-104, Tank-105, Tank-106, Tank-107, Tank-108, Tank-109, Tank-110, Tank-111, Tank-112, Tank-113, Tank-114, Tank-115, Tank-116, Tank-117, Tank-118, Tank-119, and Tank-120. | The following property is used 100% for pollution control and is installed to meet or exceed federal or state regulations: Overfill protection alarm systems on the following tanks Tank-121, Tank-124, Tank-125, Tank-127, Tank-128, Tank-129, Tank-130, Tank-131, Tank-132, Tank-133, Tank-134, Tank-135, Tank-101, Tank-102, Tank-103, Tank-104, Tank-105, Tank-106, Tank-107, Tank-108, Tank-109, Tank-110, Tank-111, Tank-112, Tank-113, Tank-114, Tank-115, Tank-116, Tank-117, Tank-118, Tank-119, and Tank-120. | 2021-03-22 | 1050000 | 100
23367 | T1 | MODA MIDSTREAM OPERATING LLC | MODA INGLESIDE ENERGY CENTER | 1450 LEXINGTON BLVD | INGLESIDE | TX | 78362 | SAN PATRICIO | CN605587765 | RN101225746 | Secondary seals and internal floating roofs on the following tanks Tank-121, Tank-124, Tank-125, Tank-127, Tank-128, Tank-129, Tank-130, Tank-131, Tank-132, Tank-133, Tank-134, and Tank-135. | The following property is used 100% for pollution control and is installed to meet or exceed federal or state regulations: Secondary seals and internal floating roofs on the following tanks Tank-121, Tank-124, Tank-125, Tank-127, Tank-128, Tank-129, Tank-130, Tank-131, Tank-132, Tank-133, Tank-134, and Tank-135. | 2021-02-25 | 8135203 | 100
23368 | T1 | MODA MIDSTREAM OPERATING LLC | MODA INGLESIDE ENERGY CENTER | 1450 LEXINGTON BLVD | INGLESIDE | TX | 78362 | SAN PATRICIO | CN605587765 | RN101225746 | Cathodic protection and pipe coatings on the following tanks and their appurtenances Tank-121, Tank-124, Tank-125, Tank-127, Tank-128, Tank-129, Tank-130, Tank-131, Tank-132, Tank-133, Tank-134, and Tank-135. | The following property is used 100% for pollution control and is installed to meet or exceed federal or state regulations: Cathodic protection and pipe coatings on the following tanks and their appurtenances Tank-121, Tank-124, Tank-125, Tank-127, Tank-128, Tank-129, Tank-130, Tank-131, Tank-132, Tank-133, Tank-134, and Tank-135. | 2021-03-22 | 3278252 | 100
23369 | T1 | MODA MIDSTREAM OPERATING LLC | MODA INGLESIDE ENERGY CENTER | 1450 LEXINGTON BLVD | INGLESIDE | TX | 78362 | SAN PATRICIO | CN605587765 | RN101225746 | Secondary containment additions consisting of new berms, diking, drip pans, concrete slabs, and collection for tanks Tank-121, Tank-124, Tank-125, Tank-127, Tank-128, Tank-129, Tank-130, Tank-131, Tank-132, Tank-133, Tank-134, and Tank-135. | The following property is used 100% for pollution control and is installed to meet or exceed federal or state regulations: Secondary containment additions consisting of new berms, diking, drip pans, concrete slabs, and collection for tanks Tank-121, Tank-124, Tank-125, Tank-127, Tank-128, Tank-129, Tank-130, Tank-131, Tank-132, Tank-133, Tank-134, and Tank-135. | 2021-03-22 | 6186152 | 100
23370 | T1 | MODA MIDSTREAM OPERATING LLC | MODA INGLESIDE ENERGY CENTER | 1450 LEXINGTON BLVD | INGLESIDE | TX | 78362 | SAN PATRICIO | CN605587765 | RN101225746 | Three oil/water separators. | The following property is used 100% for pollution control and is installed to meet or exceed federal or state regulations: Three oil/water separators. | 2021-03-26 | 1720631 | 100
23371 | T1 | DIAMONDBACK E&P LLC | THAGARD 1D | Latitude = 31.228877, Longitude = -103.095632 | Pecos County | TX | 79730 | PECOS | CN604396721 | RN111170585 | THAGARD 1D saltwater disposal well site, consisting of one 750-barrel gun barrel tank, three 500-barrel water tanks, one centrifugal charge pump, two positive displacement triplex pumps, filters, wellhead, well casing, tubing, meters, valves, and piping. | The following property is used 100% for pollution control and is installed to meet or exceed federal or state regulations: THAGARD 1D saltwater disposal well site, consisting of one 750-barrel gun barrel tank, three 500-barrel water tanks, one centrifugal charge pump, two positive displacement triplex pumps, filters, wellhead, well casing, tubing, meters, valves, and piping. | 2021-03-24 | 5449363 | 100
23372 | T1 | DIAMONDBACK E&P LLC | UL BEEKEEPER SWD 1 | Latitude = 32.44098, Longitude = -102.291257 | Andrews County | TX | 79714 | ANDREWS | CN604396721 | RN111170593 | UL BEEKEEPER SWD 1 saltwater disposal well site, consisting of six 750-barrel water tanks, two centrifugal charge pumps, two H pumps, filters, wellhead, well casing, tubing, meters, valves, and piping. | The following property is used 100% for pollution control and is installed to meet or exceed federal or state regulations: UL BEEKEEPER SWD 1 saltwater disposal well site, consisting of six 750-barrel water tanks, two centrifugal charge pumps, two H pumps, filters, wellhead, well casing, tubing, meters, valves, and piping. | 2021-02-25 | 2600000 | 100
23373 | T1 | DIAMONDBACK E&P LLC | UL DIGGER 311 SWD | Latitude = 32.254563, Longitude = -102.442241 | Andrews County | TX | 79714 | ANDREWS | CN604396721 | RN111170601 | UL DIGGER 311 saltwater disposal well site, consisting of one 750-barrel gunbarrel tank, three 500-barrel water tanks, one ESP sump pump, two positive displacement triplex pumps, filters, wellhead, well casing, tubing, meters, valves, and piping. | The following property is used 100% for pollution control and is installed to meet or exceed federal or state regulations: UL DIGGER 311 saltwater disposal well site, consisting of one 750-barrel gunbarrel tank, three 500-barrel water tanks, one ESP sump pump, two positive displacement triplex pumps, filters, wellhead, well casing, tubing, meters, valves, and piping. | 2021-03-24 | 2600000 | 100
23374 | T1 | DIAMONDBACK E&P LLC | UNIVERSITY -20- 1D | Latitude = 31.655782, Longitude = -103.280784 | Winkler County | TX | 79777 | WINKLER | CN604396721 | RN111170619 | UNIVERSITY 20 1D saltwater disposal well site, consisting of four 500-barrel water tanks, two 1,000-barrel gunbarrel tanks, two centrifugal charge pumps, one centrifugal sump pump, two positive displacement quintuplex pumps, filters, wellhead, well casing, tubing, meters, valves, and piping. | The following property is used 100% for pollution control and is installed to meet or exceed federal or state regulations: UNIVERSITY 20 1D saltwater disposal well site, consisting of four 500-barrel water tanks, two 1,000-barrel gunbarrel tanks, two centrifugal charge pumps, one centrifugal sump pump, two positive displacement quintuplex pumps, filters, wellhead, well casing, tubing, meters, valves, and piping. | 2021-03-24 | 2600000 | 100
23375 | T1 | DIAMONDBACK E&P LLC | UNIVERSITY 20-B SWD 1 | Latitude = 31.68493, Longitude = -103.366892 | Loving County | TX | 79777 | LOVING | CN604396721 | RN111170627 | UNIVERSITY 20 B saltwater disposal well site, consisting of four 500-barrel water tanks, one 1,000-barrel gunbarrel tank, one positive displacement quintuplex pump, filters, wellhead, well casing, tubing, meters, valves, and piping. | The following property is used 100% for pollution control and is installed to meet or exceed federal or state regulations: UNIVERSITY 20 B saltwater disposal well site, consisting of four 500-barrel water tanks, one 1,000-barrel gunbarrel tank, one positive displacement quintuplex pump, filters, wellhead, well casing, tubing, meters, valves, and piping. | 2021-03-24 | 2600000 | 100
23376 | T1 | DIAMONDBACK E&P LLC | UNIVERSITY 36-20 2D | Latitude = 31.685174, Longitude = -103.2725 | Winkler County | TX | 79777 | WINKLER | CN604396721 | RN111170635 | UNIVERSITY 36-20 2D saltwater disposal well site, consisting of three 1,000-barrel water tanks, two 1,500-barrel gunbarrel tanks, two 4x6â€10G centrifugal charge pumps, two centrifugal sump pumps, two 2x3-13 centrifugal water transfer pumps, three positive displacement quintuplex pumps, filters, wellhead, well casing, tubing, meters, valves, and piping. | The following property is used 100% for pollution control and is installed to meet or exceed federal or state regulations: UNIVERSITY 36-20 2D saltwater disposal well site, consisting of three 1,000-barrel water tanks, two 1,500-barrel gunbarrel tanks, two 4x6â€10G centrifugal charge pumps, two centrifugal sump pumps, two 2x3-13 centrifugal water transfer pumps, three positive displacement quintuplex pumps, filters, wellhead, well casing, tubing, meters, valves, and piping. | 2021-03-24 | 228319 | 100
23377 | T1 | DIAMONDBACK E&P LLC | UNIVERSITY 38-20 1D SWD | Latitude = 31.657829, Longitude = -103.282453 | Winkler County | TX | 79777 | WINKLER | CN604396721 | RN111170643 | UNIVERSITY 38-20 1D saltwater disposal well site, consisting of three 1,000-barrel water tanks, one 1,500-barrel gunbarrel tank, two centrifugal charge pumps, one centrifugal sump pump, two positive displacement quintuplex pumps, one three-phase free water knockout separator, filters, wellhead, well casing, tubing, meters, valves, and piping. | The following property is used 100% for pollution control and is installed to meet or exceed federal or state regulations: UNIVERSITY 38-20 1D saltwater disposal well site, consisting of three 1,000-barrel water tanks, one 1,500-barrel gunbarrel tank, two centrifugal charge pumps, one centrifugal sump pump, two positive displacement quintuplex pumps, one three-phase free water knockout separator, filters, wellhead, well casing, tubing, meters, valves, and piping. | 2021-03-11 | 2600000 | 100
23378 | T1 | DIAMONDBACK E&P LLC | WADE RICHARDSON 16 1 SWD | Latitude = 31.232995, Longitude = -102.009909 | Upton County | TX | 79778 | UPTON | CN604396721 | RN111170650 | WADE RICHARDSON 16 1 saltwater disposal well site, consisting of four 500-barrel water tanks, two positive displacement triplex pumps, filters, wellhead, well casing, tubing, meters, valves, and piping. | The following property is used 100% for pollution control and is installed to meet or exceed federal or state regulations: WADE RICHARDSON 16 1 saltwater disposal well site, consisting of four 500-barrel water tanks, two positive displacement triplex pumps, filters, wellhead, well casing, tubing, meters, valves, and piping. | 2021-02-25 | 386867 | 100
23379 | T1 | DIAMONDBACK E&P LLC | THOMASON D 1 | Latitude = 31.723009, Longitude = -101.555104 | Glasscock County | TX | 79739 | GLASSCOCK | CN604396721 | RN111170676 | THOMASON D 1 saltwater disposal well site, consisting of one 750-barrel gunbarrel tank, two 500-barrel water tanks, one 3x2-10 centrifugal charge pump, two positive displacement triplex pumps, filters, wellhead, well casing, tubing, meters, valves, and piping. | The following property is used 100% for pollution control and is installed to meet or exceed federal or state regulations: THOMASON D 1 saltwater disposal well site, consisting of one 750-barrel gunbarrel tank, two 500-barrel water tanks, one 3x2-10 centrifugal charge pump, two positive displacement triplex pumps, filters, wellhead, well casing, tubing, meters, valves, and piping. | 2021-03-17 | 1280499 | 100
23380 | T1 | DIAMONDBACK E&P LLC | TOMLINSON JC 1 | Latitude = 31.185128, Longitude = -103.14053 | Pecos County | TX | 79730 | PECOS | CN604396721 | RN111170684 | TOMLINSON JC 1 saltwater disposal well site, consisting of one 750-barrel gunbarrel tank, three 500-barrel water tanks, one 3x2-10 centrifugal charge pump, two positive displacement triplex pumps, filters, wellhead, well casing, tubing, meters, valves, and piping. | The following property is used 100% for pollution control and is installed to meet or exceed federal or state regulations: TOMLINSON JC 1 saltwater disposal well site, consisting of one 750-barrel gunbarrel tank, three 500-barrel water tanks, one 3x2-10 centrifugal charge pump, two positive displacement triplex pumps, filters, wellhead, well casing, tubing, meters, valves, and piping. | 2021-03-17 | 2600000 | 100
23381 | T1 | DIAMONDBACK E&P LLC | UL 7-3 3 SWD | Latitude = 32.435601, Longitude = -102.214931 | Andrews County | TX | 79749 | ANDREWS | CN604396721 | RN111170692 | UL 7-3 3 saltwater disposal well site, consisting of one 750-barrel gunbarrel tank, three 500-barrel water tanks, one 3x2-10 centrifugal charge pump, two positive displacement triplex pumps, filters, wellhead, well casing, tubing, meters, valves, and piping. | The following property is used 100% for pollution control and is installed to meet or exceed federal or state regulations: UL 7-3 3 saltwater disposal well site, consisting of one 750-barrel gunbarrel tank, three 500-barrel water tanks, one 3x2-10 centrifugal charge pump, two positive displacement triplex pumps, filters, wellhead, well casing, tubing, meters, valves, and piping. | 2021-03-17 | 2600000 | 100
23382 | T1 | DIAMONDBACK E&P LLC | WRIGHT 1A SWD | Latitude = 32.487752, Longitude = -101.647899 | Howard County | TX | 79748 | HOWARD | CN604396721 | RN111170700 | WRIGHT 1A saltwater disposal well site, consisting of one 750-barrel water tank, two 500-barrel water tanks, one centrifugal pump, two J165 positive displacement triplex pumps, filters, wellhead, well casing, tubing, meters, valves, and piping. | The following property is used 100% for pollution control and is installed to meet or exceed federal or state regulations: WRIGHT 1A saltwater disposal well site, consisting of one 750-barrel water tank, two 500-barrel water tanks, one centrifugal pump, two J165 positive displacement triplex pumps, filters, wellhead, well casing, tubing, meters, valves, and piping. | 2021-02-25 | 2600000 | 100
23383 | T1 | DIAMONDBACK E&P LLC | YATER MILT 1 | Latitude = 32.100439, Longitude = -101.859622 | Martin County | TX | 79782 | MARTIN | CN604396721 | RN111170718 | YATER, MILT 1 saltwater disposal well site, consisting of two 300-barrel water tanks, one positive displacement duplex pump, filters, wellhead, well casing, tubing, meters, valves, and piping. | The following property is used 100% for pollution control and is installed to meet or exceed federal or state regulations: YATER, MILT 1 saltwater disposal well site, consisting of two 300-barrel water tanks, one positive displacement duplex pump, filters, wellhead, well casing, tubing, meters, valves, and piping. | 2021-02-25 | 2600000 | 100
23384 | T1 | DIAMONDBACK E&P LLC | ZAUK 39 1 SWD | Latitude = 31.088141, Longitude = -103.206056 | Pecos County | TX | 79735 | PECOS | CN604396721 | RN111170726 | ZAUK 39 1 saltwater disposal well site, consisting of one 1,000-barrel gunbarrel tank, three 750-barrel water tanks, two 3x4-10 centrifugal charge pumps, one 2x3-13 centrifugal charge pump, two multi-stage centrifugal injection pumps, three positive displacement triplex pumps, one gunbarrel separator, filters, wellhead, well casing, tubing, meters, valves, and piping. | The following property is used 100% for pollution control and is installed to meet or exceed federal or state regulations: ZAUK 39 1 saltwater disposal well site, consisting of one 1,000-barrel gunbarrel tank, three 750-barrel water tanks, two 3x4-10 centrifugal charge pumps, one 2x3-13 centrifugal charge pump, two multi-stage centrifugal injection pumps, three positive displacement triplex pumps, one gunbarrel separator, filters, wellhead, well casing, tubing, meters, valves, and piping. | 2021-03-16 | 2104451 | 100
23385 | T1 | COTTONWOOD ENERGY COMPANY LP | COTTONWOOD ENERGY PROJECT | 976 CR 4213 | DEWEYVILLE | TX | 77614 | ORANGE | CN602765687 | RN100226109 | CW-2021-01 Foster Wheeler heat recovery steam generator | The following property is used 65% for pollution control and is installed to meet or exceed federal or state regulations: CW-2021-01 Foster Wheeler heat recovery steam generator | 2021-01-30 | 93042776 | 65
23386 | T1 | TC TERMINALS LLC | HOUSTON TANK TERMINAL | Latitude = 29.825, Longitude = -95.1502 | Harris County | TX | 77049 | HARRIS | CN605011642 | RN106655947 | Tank overfill protection alarm systems on Tank 1, Tank 2, Tank 3, and Tank 4. | The following property is used 65% for pollution control and is installed to meet or exceed federal or state regulations: Tank overfill protection alarm systems on Tank 1, Tank 2, Tank 3, and Tank 4. | 2021-03-22 | 120000 | 100
23387 | T1 | DIAMONDBACK E&P LLC | TENNISON 46 2WD | Latitude = 32.367913, Longitude = -101.724712 | Martin County | TX | 79748 | MARTIN | CN604396721 | RN111171237 | TENNISON 46 2WD saltwater disposal well site, consisting of two 1,500-barrel gunbarrel tanks, three 1,000-barrel water tanks, two 6x4-10G centrifugal charge pumps, one centrifugal sump pump, three positive displacement quintuplex pumps, filters, wellhead, well casing, tubing, meters, valves, and piping. | The following property is used 100% for pollution control and is installed to meet or exceed federal or state regulations: TENNISON 46 2WD saltwater disposal well site, consisting of two 1,500-barrel gunbarrel tanks, three 1,000-barrel water tanks, two 6x4-10G centrifugal charge pumps, one centrifugal sump pump, three positive displacement quintuplex pumps, filters, wellhead, well casing, tubing, meters, valves, and piping. | 2021-03-17 | 2600000 | 100
23388 | T1 | DIAMONDBACK E&P LLC | TENNISON -46- 1WD | Latitude = 32.36719, Longitude = -101.724876 | Martin County | TX | 79782 | MARTIN | CN604396721 | RN111171245 | TENNISON 46 1WD saltwater disposal well site, consisting of one 750-barrel gunbarrel tank, three 500-barrel water tanks, one centrifugal charge pump, one centrifugal injection pump, one 3x1.5-13 centrifugal water transfer pump, one circulation gear pump, one positive displacement triplex pump, one three-phase free water knockout separator, filters, wellhead, well casing, tubing, meters, valves, and piping. | The following property is used 100% for pollution control and is installed to meet or exceed federal or state regulations: TENNISON 46 1WD saltwater disposal well site, consisting of one 750-barrel gunbarrel tank, three 500-barrel water tanks, one centrifugal charge pump, one centrifugal injection pump, one 3x1.5-13 centrifugal water transfer pump, one circulation gear pump, one positive displacement triplex pump, one three-phase free water knockout separator, filters, wellhead, well casing, tubing, meters, valves, and piping. | 2021-03-16 | 261489 | 100
23389 | T1 | DIAMONDBACK E&P LLC | STATE -C- 19-20 1D | Latitude = 31.593029, Longitude = -103.547357 | Reeves County | TX | 79772 | REEVES | CN604396721 | RN111171252 | STATE C 19 20 1D saltwater disposal well site, consisting of three 1,000-barrel water tanks, one 1,500-barrel gunbarrel tank, one 4x6-13 centrifugal charge pump, two positive displacement quadraplex pumps, filters, wellhead, well casing, tubing, meters, valves, and piping. | The following property is used 100% for pollution control and is installed to meet or exceed federal or state regulations: STATE C 19 20 1D saltwater disposal well site, consisting of three 1,000-barrel water tanks, one 1,500-barrel gunbarrel tank, one 4x6-13 centrifugal charge pump, two positive displacement quadraplex pumps, filters, wellhead, well casing, tubing, meters, valves, and piping. | 2021-03-17 | 2600000 | 100
23390 | T1 | DIAMONDBACK E&P LLC | STATE 54-8 1D | Latitude = 31.60875, Longitude = -103.649321 | Reeves County | TX | 79772 | REEVES | CN604396721 | RN111171260 | STATE 54 8 1D saltwater disposal well site, consisting of one 1,000-barrel gunbarrel tank, five 500-barrel water tanks, two positive displacement quintuplex pumps, filters, wellhead, well casing, tubing, meters, valves, and piping. | The following property is used 100% for pollution control and is installed to meet or exceed federal or state regulations: STATE 54 8 1D saltwater disposal well site, consisting of one 1,000-barrel gunbarrel tank, five 500-barrel water tanks, two positive displacement quintuplex pumps, filters, wellhead, well casing, tubing, meters, valves, and piping. | 2021-03-17 | 2600000 | 100
23391 | T1 | DIAMONDBACK E&P LLC | STASEY 1D | Latitude = 32.407195, Longitude = -101.590072 | Howard County | TX | 79748 | HOWARD | CN604396721 | RN111171278 | STASEY 1D saltwater disposal well site, consisting of one 750-barrel gunbarrel tank, three 500-barrel water tanks, one 3x2-10 centrifugal charge pump, two positive displacement triplex pumps, filters, wellhead, well casing, tubing, meters, valves, and piping. | The following property is used 100% for pollution control and is installed to meet or exceed federal or state regulations: STASEY 1D saltwater disposal well site, consisting of one 750-barrel gunbarrel tank, three 500-barrel water tanks, one 3x2-10 centrifugal charge pump, two positive displacement triplex pumps, filters, wellhead, well casing, tubing, meters, valves, and piping. | 2021-03-17 | 2600000 | 100
23392 | T1 | DIAMONDBACK E&P LLC | SAN SABA -A- 1WD | Latitude = 31.67914, Longitude = -101.415737 | Glasscock County | TX | 79739 | GLASSCOCK | CN604396721 | RN111171286 | SAN SABA A 1WD saltwater disposal well site, consisting of three 500-barrel water tanks, one 750-barrel gunbarrel tank, one pneumatic sump pump, one positive displacement triplex pump, filters, wellhead, well casing, tubing, meters, valves, and piping. | The following property is used 100% for pollution control and is installed to meet or exceed federal or state regulations: SAN SABA A 1WD saltwater disposal well site, consisting of three 500-barrel water tanks, one 750-barrel gunbarrel tank, one pneumatic sump pump, one positive displacement triplex pump, filters, wellhead, well casing, tubing, meters, valves, and piping. | 2021-03-17 | 2600000 | 100
23393 | T1 | DIAMONDBACK E&P LLC | SALTY DOG 1 SWD | Latitude = 31.188287, Longitude = -103.116786 | Pecos County | TX | 79735 | PECOS | CN604396721 | RN111171294 | SALTY DOG 1 saltwater disposal well site, consisting of one 1,000-barrel gunbarrel tank, four 750-barrel water tanks, two 3x4-13 centrifugal charge pumps, one 1x1.5-8 centrifugal circulation pump, three positive displacement quintuplex pumps, filters, wellhead, well casing, tubing, meters, valves, and piping. | The following property is used 100% for pollution control and is installed to meet or exceed federal or state regulations: SALTY DOG 1 saltwater disposal well site, consisting of one 1,000-barrel gunbarrel tank, four 750-barrel water tanks, two 3x4-13 centrifugal charge pumps, one 1x1.5-8 centrifugal circulation pump, three positive displacement quintuplex pumps, filters, wellhead, well casing, tubing, meters, valves, and piping. | 2021-02-04 | 123213 | 100
23394 | T1 | DIAMONDBACK E&P LLC | SALTY BRIGHAM 10 1 SWD | Latitude = 31.170627, Longitude = -103.204266 | Reeves County | TX | 79772 | REEVES | CN604396721 | RN111171302 | SALTY BRIGHAM 10 1 saltwater disposal well site, consisting of one 1,000-barrel gunbarrel tank, three 750-barrel water tanks, one 3x4-13 centrifugal charge pump, one centrifugal circulation pump, three positive displacement quintuplex pumps, filters, wellhead, well casing, tubing, meters, valves, and piping. | The following property is used 100% for pollution control and is installed to meet or exceed federal or state regulations: SALTY BRIGHAM 10 1 saltwater disposal well site, consisting of one 1,000-barrel gunbarrel tank, three 750-barrel water tanks, one 3x4-13 centrifugal charge pump, one centrifugal circulation pump, three positive displacement quintuplex pumps, filters, wellhead, well casing, tubing, meters, valves, and piping. | 2021-03-17 | 2012543 | 100
23395 | T1 | DIAMONDBACK E&P LLC | SALISBURY -71- 1D | Latitude = 31.655402, Longitude = -103.540579 | Loving County | TX | 79754 | LOVING | CN604396721 | RN111171310 | SALISBURY 71 1D saltwater disposal well site, consisting of four 500-barrel water tanks, one 1,000-barrel gunbarrel tank, one pneumatic circulating pump, one positive displacement quintuplex pump, one positive displacement triplex pump, filters, wellhead, well casing, tubing, meters, valves, and piping. | The following property is used 100% for pollution control and is installed to meet or exceed federal or state regulations: SALISBURY 71 1D saltwater disposal well site, consisting of four 500-barrel water tanks, one 1,000-barrel gunbarrel tank, one pneumatic circulating pump, one positive displacement quintuplex pump, one positive displacement triplex pump, filters, wellhead, well casing, tubing, meters, valves, and piping. | 2021-03-17 | 2600000 | 100
23396 | T1 | DIAMONDBACK E&P LLC | ROBINSON 6 1D | Latitude = 32.44458, Longitude = -101.644767 | Howard County | TX | 79748 | HOWARD | CN604396721 | RN111171336 | ROBINSON 6 1D saltwater disposal well site, consisting of three 1,000-barrel water tanks, two 1,500-barrel gunbarrel tanks, two 4x6x10G centrifugal charge pumps, one centrifugal sump pump, three positive displacement quintuplex pumps, filters, wellhead, well casing, tubing, meters, valves, and piping. | The following property is used 100% for pollution control and is installed to meet or exceed federal or state regulations: ROBINSON 6 1D saltwater disposal well site, consisting of three 1,000-barrel water tanks, two 1,500-barrel gunbarrel tanks, two 4x6x10G centrifugal charge pumps, one centrifugal sump pump, three positive displacement quintuplex pumps, filters, wellhead, well casing, tubing, meters, valves, and piping. | 2021-03-17 | 2600000 | 100
23397 | T1 | DIAMONDBACK E&P LLC | RED RIVER 1D | Latitude = 31.639364, Longitude = -101.354054 | Reagan County | TX | 79739 | REAGAN | CN604396721 | RN111171344 | RED RIVER 1D saltwater disposal well site, consisting of one 750-barrel gunbarrel tank, two 500-barrel water tanks, one positive displacement triplex pump, filters, wellhead, well casing, tubing, meters, valves, and piping. | The following property is used 100% for pollution control and is installed to meet or exceed federal or state regulations: RED RIVER 1D saltwater disposal well site, consisting of one 750-barrel gunbarrel tank, two 500-barrel water tanks, one positive displacement triplex pump, filters, wellhead, well casing, tubing, meters, valves, and piping. | 2021-03-17 | 2600000 | 100
23398 | T1 | DIAMONDBACK E&P LLC | RED BULL 1-72 1D | Latitude = 31.699472, Longitude = -103.560063 | Loving County | TX | 79754 | LOVING | CN604396721 | RN111171351 | RED BULL 1 72 1D saltwater disposal well site, consisting of four 500-barrel water tanks, one 1,000-barrel gunbarrel tank, one positive displacement quintuplex pump, filters, wellhead, well casing, tubing, meters, valves, and piping. | The following property is used 100% for pollution control and is installed to meet or exceed federal or state regulations: RED BULL 1 72 1D saltwater disposal well site, consisting of four 500-barrel water tanks, one 1,000-barrel gunbarrel tank, one positive displacement quintuplex pump, filters, wellhead, well casing, tubing, meters, valves, and piping. | 2021-03-17 | 2600000 | 100
23399 | T1 | DIAMONDBACK E&P LLC | QUEEN BEE SWD 1 | Latitude = 32.438965, Longitude = -102.243612 | Andrews County | TX | 79714 | ANDREWS | CN604396721 | RN111171369 | QUEEN BEE SWD 1 saltwater disposal well site, consisting of one 1,000-barrel gunbarrel tank, three 750-barrel water tanks, two 3x4-10 centrifugal charge pumps, two multi-stage centrifugal injection pumps, filters, wellhead, well casing, tubing, meters, valves, and piping. | The following property is used 100% for pollution control and is installed to meet or exceed federal or state regulations: QUEEN BEE SWD 1 saltwater disposal well site, consisting of one 1,000-barrel gunbarrel tank, three 750-barrel water tanks, two 3x4-10 centrifugal charge pumps, two multi-stage centrifugal injection pumps, filters, wellhead, well casing, tubing, meters, valves, and piping. | 2021-03-17 | 10234770 | 100
23400 | T1 | DIAMONDBACK E&P LLC | PIRANHA -56- 1D | Latitude = 31.655575, Longitude = -103.552981 | Loving County | TX | 79754 | LOVING | CN604396721 | RN111171377 | PIRANHA 56 1D saltwater disposal well site, consisting of four 500-barrel water tanks, one 1,000-barrel gunbarrel tank, one positive displacement quintuplex pump, one positive displacement triplex pump, filters, wellhead, well casing, tubing, meters, valves, and piping. | The following property is used 100% for pollution control and is installed to meet or exceed federal or state regulations: PIRANHA 56 1D saltwater disposal well site, consisting of four 500-barrel water tanks, one 1,000-barrel gunbarrel tank, one positive displacement quintuplex pump, one positive displacement triplex pump, filters, wellhead, well casing, tubing, meters, valves, and piping. | 2021-03-17 | 2600000 | 100
23401 | T1 | DIAMONDBACK E&P LLC | PECOS -42C- 1D | Latitude = 31.7264, Longitude = -101.5367 | Glasscock County | TX | 79739 | GLASSCOCK | CN604396721 | RN111171385 | PECOS 42C 1D saltwater disposal well site, consisting of three 1,000-barrel water tanks, one 1,500-barrel gunbarrel tank, two 3x2-11 centrifugal charge pumps, one pneumatic sump pump, four positive displacement quintuplex pumps, filters, wellhead, well casing, tubing, meters, valves, and piping. | The following property is used 100% for pollution control and is installed to meet or exceed federal or state regulations: PECOS 42C 1D saltwater disposal well site, consisting of three 1,000-barrel water tanks, one 1,500-barrel gunbarrel tank, two 3x2-11 centrifugal charge pumps, one pneumatic sump pump, four positive displacement quintuplex pumps, filters, wellhead, well casing, tubing, meters, valves, and piping. | 2021-03-23 | 2600000 | 100
23402 | T1 | DIAMONDBACK E&P LLC | PAN AM 1 | Latitude = 31.644471, Longitude = -101.74407 | Reagan County | TX | 79755 | REAGAN | CN604396721 | RN111171393 | The property is a salt water disposal facility, used solely for non-commercial purposes. Its purpose is to dispose of salt water that is produced in the drilling and extraction of oil and gas in an environmentally appropriate manner. The facility is specifically designed to protect both groundwater and underground water sources. The salt water is injected into this facility and delivered to an underground zone that is determined to be appropriate by the Texas Railroad Commission. The facility is the final process after the salt water is separated from oil and gas. The SWD Facility includes Equipment listing for surface facility included in Exhibit C Tanks, pumps, filters, wellhead, well casing to protect zones not intended for disposal, tubing to control the flow inside the casing, meters to measure the amount of water disposed, valves to control the flow, and piping to control the water flow and to protect from the saltwater escaping. Exhibit A is a flow diagram of the SWD well facilities. The function of each major item of equipment is further described below. The Saltwater arrives at the well by piping. The piping bring the saltwater from the well sites. Exhibit B shows a diagram of the entire network of piping and SWD wells built. The water is then pumped into the tanks. Separate pumps, which are part of the facility, move the water from the tanks down to the wellbore. The meters on site measure the volume and pressure of the water that is being disposed. This water is pushed into one of the tanks, which acts as a settling vessel. Any skim of oil present is transferred into the oil storage tanks. The Skim Oil Tanks and their costs have been excepted from this application. They are merely identified as part of the total process. The water is transferred out to either set of two water storage tanks. Pumps are used to move the water through the process and then injected into the wellhead. The entire process is designed to protect the land and freshwater zones underground from the saltwater being disposed. Included with this application are the disposal wells which are solely connected to this facility and is presented on the attachment. Exhibit B | NOD response not received. | 2021-06-07 | 2600000 | 100
23403 | T1 | DIAMONDBACK E&P LLC | OLDHAM IDA MAE -E- 5D | Latitude = 32.036588, Longitude = -101.8897 | Midland County | TX | 79701 | MIDLAND | CN604396721 | RN111171401 | OLDHAM IDA MAE E 5D saltwater disposal well site, consisting of one 750-barrel gunbarrel tank, three 500-barrel water tanks, one 3x2-10 centrifugal charge pump, two positive displacement triplex pumps, filters, wellhead, well casing, tubing, meters, valves, and piping. | The following property is used 100% for pollution control and is installed to meet or exceed federal or state regulations: OLDHAM IDA MAE E 5D saltwater disposal well site, consisting of one 750-barrel gunbarrel tank, three 500-barrel water tanks, one 3x2-10 centrifugal charge pump, two positive displacement triplex pumps, filters, wellhead, well casing, tubing, meters, valves, and piping. | 2021-03-24 | 1881917 | 100
23404 | T1 | DIAMONDBACK E&P LLC | OLDHAM IDA MAE -D- 3WD | Latitude = 32.050879, Longitude = -101.869503 | Midland County | TX | 79701 | MIDLAND | CN604396721 | RN111171427 | OLDHAM IDA MAE D 3WD saltwater disposal well site, consisting of one 750-barrel gunbarrel tank, one 300-barrel water tank, one 2x1-10 centrifugal water transfer pump, one pneumatic sump pump, one positive displacement triplex pump, filters, wellhead, well casing, tubing, meters, valves, and piping. | The following property is used 100% for pollution control and is installed to meet or exceed federal or state regulations: OLDHAM IDA MAE D 3WD saltwater disposal well site, consisting of one 750-barrel gunbarrel tank, one 300-barrel water tank, one 2x1-10 centrifugal water transfer pump, one pneumatic sump pump, one positive displacement triplex pump, filters, wellhead, well casing, tubing, meters, valves, and piping. | 2021-03-24 | 2600000 | 100
23405 | T1 | DIAMONDBACK E&P LLC | NORET-JONES 1D | Latitude = 32.427951, Longitude = -101.606481 | Howard County | TX | 79748 | HOWARD | CN604396721 | RN111171435 | NORET JONES 1D saltwater disposal well site, consisting of one 750-barrel gunbarrel tank, three 500-barrel water tanks, one 3x2-10 centrifugal charge pump, two positive displacement triplex pumps, filters, wellhead, well casing, tubing, meters, valves, and piping. | The following property is used 100% for pollution control and is installed to meet or exceed federal or state regulations: NORET JONES 1D saltwater disposal well site, consisting of one 750-barrel gunbarrel tank, three 500-barrel water tanks, one 3x2-10 centrifugal charge pump, two positive displacement triplex pumps, filters, wellhead, well casing, tubing, meters, valves, and piping. | 2021-03-24 | 2600000 | 100
23406 | T1 | DIAMONDBACK E&P LLC | NEAL 1WD | Latitude = 31.697503, Longitude = -101.438727 | Glasscock County | TX | 79739 | GLASSCOCK | CN604396721 | RN111171443 | NEAL 1WD saltwater disposal well site, consisting of one 750-barrel gunbarrel tank, three 500-barrel water tanks, one positive displacement triplex pump, filters, wellhead, well casing, tubing, meters, valves, and piping. | The following property is used 100% for pollution control and is installed to meet or exceed federal or state regulations: NEAL 1WD saltwater disposal well site, consisting of one 750-barrel gunbarrel tank, three 500-barrel water tanks, one positive displacement triplex pump, filters, wellhead, well casing, tubing, meters, valves, and piping. | 2021-03-16 | 2600000 | 100
23407 | T1 | DIAMONDBACK E&P LLC | MYERS 3 SWD | Latitude = 32.430083, Longitude = -101.625728 | Howard County | TX | 79720 | HOWARD | CN604396721 | RN111171450 | The property is a salt water disposal facility, used solely for non-commercial purposes. Its purpose is to dispose of salt water that is produced in the drilling and extraction of oil and gas in an environmentally appropriate manner. The facility is specifically designed to protect both groundwater and underground water sources. The salt water is injected into this facility and delivered to an underground zone that is determined to be appropriate by the Texas Railroad Commission. The facility is the final process after the salt water is separated from oil and gas. The SWD Facility includes Equipment listing for surface facility included in Exhibit C Tanks, pumps, filters, wellhead, well casing to protect zones not intended for disposal, tubing to control the flow inside the casing, meters to measure the amount of water disposed, valves to control the flow, and piping to control the water flow and to protect from the saltwater escaping. Exhibit A is a flow diagram of the SWD well facilities. The function of each major item of equipment is further described below. The Saltwater arrives at the well by piping. The piping bring the saltwater from the well sites. Exhibit B shows a diagram of the entire network of piping and SWD wells built. The water is then pumped into the tanks. Separate pumps, which are part of the facility, move the water from the tanks down to the wellbore. The meters on site measure the volume and pressure of the water that is being disposed. This water is pushed into one of the tanks, which acts as a settling vessel. Any skim of oil present is transferred into the oil storage tanks. The Skim Oil Tanks and their costs have been excepted from this application. They are merely identified as part of the total process. The water is transferred out to either set of two water storage tanks. Pumps are used to move the water through the process and then injected into the wellhead. The entire process is designed to protect the land and freshwater zones underground from the saltwater being disposed. Included with this application are the disposal wells which are solely connected to this facility and is presented on the attachment. Exhibit B | NOD response not received. | 2021-06-17 | 2600000 | 100
23408 | T1 | DIAMONDBACK E&P LLC | MCADAMS GARNER 2 | Latitude = 32.128914, Longitude = -101.869069 | Martin County | TX | 79782 | MARTIN | CN604396721 | RN111171468 | MCADAMS GARNER 2 saltwater disposal well site, consisting of one 750-barrel gunbarrel tank, three 500-barrel water tanks, one 3x2-10 centrifugal charge pump, two positive displacement triplex pumps, filters, wellhead, well casing, tubing, meters, valves, and piping. | The following property is used 100% for pollution control and is installed to meet or exceed federal or state regulations: MCADAMS GARNER 2 saltwater disposal well site, consisting of one 750-barrel gunbarrel tank, three 500-barrel water tanks, one 3x2-10 centrifugal charge pump, two positive displacement triplex pumps, filters, wellhead, well casing, tubing, meters, valves, and piping. | 2021-03-24 | 2600000 | 100
23409 | T1 | DIAMONDBACK E&P LLC | MAK SPRABERRY UNIT 4402 | Latitude = 32.453484, Longitude = -102.204372 | Martin County | TX | 79783 | MARTIN | CN604396721 | RN111171476 | MAK SPRABERRY UNIT 4402 saltwater disposal well site, consisting of two 1,000-barrel gunbarrel tanks, one ESP sump pump, one positive displacement triplex pump, filters, wellhead, well casing, tubing, meters, valves, and piping. | The following property is used 100% for pollution control and is installed to meet or exceed federal or state regulations: MAK SPRABERRY UNIT 4402 saltwater disposal well site, consisting of two 1,000-barrel gunbarrel tanks, one ESP sump pump, one positive displacement triplex pump, filters, wellhead, well casing, tubing, meters, valves, and piping. | 2021-03-25 | 2600000 | 100
23410 | T1 | DIAMONDBACK E&P LLC | LLANO 8A 1WD | Latitude = 31.72483, Longitude = -101.515842 | Glasscock County | TX | 79739 | GLASSCOCK | CN604396721 | RN111171484 | LLANO 8A 1WD saltwater disposal well site, consisting of one 1,000-barrel gunbarrel tank, four 500-barrel water tanks, two centrifugal injection pumps, one pneumatic sump pump, filters, wellhead, well casing, tubing, meters, valves, and piping. | The following property is used 100% for pollution control and is installed to meet or exceed federal or state regulations: LLANO 8A 1WD saltwater disposal well site, consisting of one 1,000-barrel gunbarrel tank, four 500-barrel water tanks, two centrifugal injection pumps, one pneumatic sump pump, filters, wellhead, well casing, tubing, meters, valves, and piping. | 2021-03-25 | 111559 | 100
23411 | T1 | DIAMONDBACK E&P LLC | LEWIS KATHLEEN 7D | Latitude = 32.109988, Longitude = -101.91704 | Martin County | TX | 79782 | MARTIN | CN604396721 | RN111171492 | LEWIS KATHLEEN 7D saltwater disposal well site, consisting of one 750-barrel gunbarrel tank, three 500-barrel water tanks, one 1x1 centrifugal sump pump, one positive displacement triplex pump, filters, wellhead, well casing, tubing, meters, valves, and piping. | The following property is used 100% for pollution control and is installed to meet or exceed federal or state regulations: LEWIS KATHLEEN 7D saltwater disposal well site, consisting of one 750-barrel gunbarrel tank, three 500-barrel water tanks, one 1x1 centrifugal sump pump, one positive displacement triplex pump, filters, wellhead, well casing, tubing, meters, valves, and piping. | 2021-03-25 | 120547 | 100
23412 | T1 | DIAMONDBACK E&P LLC | JONES-HOLTON 3D | Latitude = 32.345519, Longitude = -102.014184 | Martin County | TX | 79783 | MARTIN | CN604396721 | RN111171500 | JONES HOLTON 3D saltwater disposal well site, consisting of two 750-barrel gunbarrel tanks, six 500-barrel water tanks, one 1,000-barrel water tank, one 4x3-8A centrifugal charge pump, three positive displacement quintuplex pumps, filters, wellhead, well casing, tubing, meters, valves, and piping. | The following property is used 100% for pollution control and is installed to meet or exceed federal or state regulations: JONES HOLTON 3D saltwater disposal well site, consisting of two 750-barrel gunbarrel tanks, six 500-barrel water tanks, one 1,000-barrel water tank, one 4x3-8A centrifugal charge pump, three positive displacement quintuplex pumps, filters, wellhead, well casing, tubing, meters, valves, and piping. | 2021-03-25 | 2600000 | 100
23413 | T1 | DIAMONDBACK E&P LLC | JONES-HOLTON 2WD | Latitude = 32.390874, Longitude = -102.023858 | Martin County | TX | 79782 | MARTIN | CN604396721 | RN111171518 | JONES HOLTON 2WD saltwater disposal well site, consisting of one 500-barrel water tank, one 3x2-8 centrifugal charge pump, one positive displacement quintuplex pump, filters, wellhead, well casing, tubing, meters, valves, and piping. | The following property is used 100% for pollution control to meet or exceed federal or state regulations: JONES HOLTON 2WD saltwater disposal well site, consisting of one 500-barrel water tank, one 3x2-8 centrifugal charge pump, one positive displacement quintuplex pump, filters, wellhead, well casing, tubing, meters, valves, and piping. | 2021-03-11 | 2600000 | 100
23414 | T1 | DIAMONDBACK E&P LLC | JONES-HOLTON 25D | Latitude = 32.361913, Longitude = -102.013226 | Martin County | TX | 79782 | MARTIN | CN604396721 | RN111171526 | JONES HOLTON 25D saltwater disposal well site, consisting of one 750-barrel gunbarrel tank, three 500-barrel water tanks, one 3x2-10 centrifugal charge pump, two positive displacement triplex pumps, filters, wellhead, well casing, tubing, meters, valves, and piping. | The following property is used 100% for pollution control and is installed to meet or exceed federal or state regulations: JONES HOLTON 25D saltwater disposal well site, consisting of one 750-barrel gunbarrel tank, three 500-barrel water tanks, one 3x2-10 centrifugal charge pump, two positive displacement triplex pumps, filters, wellhead, well casing, tubing, meters, valves, and piping. | 2021-03-25 | 2600000 | 100
23415 | T1 | DIAMONDBACK E&P LLC | JONES-HOLTON 1WD | Latitude = 32.365747, Longitude = -102.018754 | Martin County | TX | 79782 | MARTIN | CN604396721 | RN111171534 | JONES HOLTON 1WD saltwater disposal well site, consisting of three 1,500-barrel gunbarrel tanks, one 4x3-8 centrifugal charge pump, one ESP sump pump, one positive displacement quintuplex pump, filters, wellhead, well casing, tubing, meters, valves, and piping. | The following property is used 100% for pollution control and is installed to meet or exceed federal or state regulations: JONES HOLTON 1WD saltwater disposal well site, consisting of three 1,500-barrel gunbarrel tanks, one 4x3-8 centrifugal charge pump, one ESP sump pump, one positive displacement quintuplex pump, filters, wellhead, well casing, tubing, meters, valves, and piping. | 2021-03-25 | 785262 | 100
23416 | T1 | DIAMONDBACK E&P LLC | JDTX 31 1 | Latitude = 31.683298, Longitude = -102.480681 | Ector County | TX | 79760 | ECTOR | CN604396721 | RN111171542 | JDTX 31 1 saltwater disposal well site, consisting of one 750-barrel gunbarrel tank, three 500-barrel water tanks, one 3x2-10 centrifugal charge pump, two positive displacement triplex pumps, filters, wellhead, well casing, tubing, meters, valves, and piping. | The following property is used 100% for pollution control and is installed to meet or exceed federal or state regulations: JDTX 31 1 saltwater disposal well site, consisting of one 750-barrel gunbarrel tank, three 500-barrel water tanks, one 3x2-10 centrifugal charge pump, two positive displacement triplex pumps, filters, wellhead, well casing, tubing, meters, valves, and piping. | 2021-03-25 | 2600000 | 100
23417 | T1 | DIAMONDBACK E&P LLC | IRON MAN 1D | Latitude = 31.137373, Longitude = -103.093262 | Pecos County | TX | 79730 | PECOS | CN604396721 | RN111171559 | IRON MAN 1D saltwater disposal well site, consisting of three 1,000-barrel water tanks, two 1,500-barrel gunbarrel tanks, two 1x2-10 centrifugal charge pumps, three positive displacement quintuplex pumps, filters, wellhead, well casing, tubing, meters, valves, and piping. | The following property is used 100% for pollution control and is installed to meet or exceed federal or state regulations: IRON MAN 1D saltwater disposal well site, consisting of three 1,000-barrel water tanks, two 1,500-barrel gunbarrel tanks, two 1x2-10 centrifugal charge pumps, three positive displacement quintuplex pumps, filters, wellhead, well casing, tubing, meters, valves, and piping. | 2021-03-25 | 4701999 | 100
23418 | T1 | DIAMONDBACK E&P LLC | HUTEX S W D SYSTEM G 12 SWD | Latitude = 32.400236, Longitude = -102.288038 | Andrews County | TX | 79714 | ANDREWS | CN604396721 | RN111171567 | HUTEX S W D SYSTEM G 12 saltwater disposal well site, consisting of one 1,000-barrel gunbarrel tank, four 750-barrel water tanks, two 3x4-10 centrifugal charge pumps, two multi-stage centrifugal injection pumps, filters, wellhead, well casing, tubing, meters, valves, and piping. | The following property is used 100% for pollution control and is installed to meet or exceed federal or state regulations: HUTEX S W D SYSTEM G 12 saltwater disposal well site, consisting of one 1,000-barrel gunbarrel tank, four 750-barrel water tanks, two 3x4-10 centrifugal charge pumps, two multi-stage centrifugal injection pumps, filters, wellhead, well casing, tubing, meters, valves, and piping. | 2021-03-25 | 3479374 | 100
23419 | T1 | DIAMONDBACK E&P LLC | HUGHES 1D | Latitude = 32.354622, Longitude = -101.760945 | Howard County | TX | 79782 | HOWARD | CN604396721 | RN111171575 | HUGHES 1D saltwater disposal well site, consisting of three 1,000-barrel water tanks, one 1,500-barrel gunbarrel tank, two 6x4-10G centrifugal charge pumps, one 1x1 centrifugal sump pump, two positive displacement quintuplex pumps, filters, wellhead, well casing, tubing, meters, valves, and piping. | The following property is used 100% for pollution control and is installed to meet or exceed federal or state regulations: HUGHES 1D saltwater disposal well site, consisting of three 1,000-barrel water tanks, one 1,500-barrel gunbarrel tank, two 6x4-10G centrifugal charge pumps, one 1x1 centrifugal sump pump, two positive displacement quintuplex pumps, filters, wellhead, well casing, tubing, meters, valves, and piping. | 2021-03-25 | 4166487 | 100
23420 | T1 | DIAMONDBACK E&P LLC | HOMAN -29- 1D | Latitude = 32.138376, Longitude = -101.63613 | Howard County | TX | 79720 | HOWARD | CN604396721 | RN111171583 | HOMAN 29 1D saltwater disposal well site, consisting of one 500-barrel water tank, two positive displacement triplex pumps, filters, wellhead, well casing, tubing, meters, valves, and piping. | The following property is used 100% for pollution control and is installed to meet or exceed federal or state regulations: HOMAN 29 1D saltwater disposal well site, consisting of one 500-barrel water tank, two positive displacement triplex pumps, filters, wellhead, well casing, tubing, meters, valves, and piping. | 2021-02-25 | 2600000 | 100
23421 | T1 | DIAMONDBACK E&P LLC | HOGNOSE 1-67 1D | Latitude = 31.673776, Longitude = -103.567578 | Loving County | TX | 79754 | LOVING | CN604396721 | RN111171591 | HOGNOSE 1-67 1D saltwater disposal well site, consisting of four 500-barrel water tanks, one 1,000-barrel gunbarrel tank, one 2x3-13 centrifugal water transfer pump, one positive displacement quintuplex pump, one positive displacement triplex pump, filters, wellhead, well casing, tubing, meters, valves, and piping. | The following property is used 100% for pollution control and is installed to meet or exceed federal or state regulations: HOMAN 29 1D saltwater disposal well site, consisting of one 500-barrel water tank, two positive displacement triplex pumps, filters, wellhead, well casing, tubing, meters, valves, and piping. | 2021-03-24 | 2600000 | 100
23422 | T1 | DIAMONDBACK E&P LLC | HMW 2 SWD | Latitude = 31.9741, Longitude = -102.196822 | Midland County | TX | 79701 | MIDLAND | CN604396721 | RN111171609 | HMW 2 saltwater disposal well site, consisting of two 1,000-barrel gunbarrel tanks, six 750-barrel water tanks, two 3x4-10 centrifugal charge pumps, two centrifugal injection pumps, filters, wellhead, well casing, tubing, meters, valves, and piping. | The following property is used 100% for pollution control and is installed to meet or exceed federal or state regulations: HMW 2 saltwater disposal well site, consisting of two 1,000-barrel gunbarrel tanks, six 750-barrel water tanks, two 3x4-10 centrifugal charge pumps, two centrifugal injection pumps, filters, wellhead, well casing, tubing, meters, valves, and piping. | 2021-03-24 | 2921955 | 100
23423 | T1 | DIAMONDBACK E&P LLC | HMW 1 SWD | Latitude = 31.959241, Longitude = -102.198487 | Midland County | TX | 79701 | MIDLAND | CN604396721 | RN111171617 | HMW 1 saltwater disposal well site, consisting of six 750-barrel water tanks, two 1,000-barrel gunbarrel tanks, two 3x4-13 centrifugal charge pumps, one centrifugal circulating pump, two centrifugal injection pumps, one 6x4x13 centrifugal water transfer pump, filters, wellhead, well casing, tubing, meters, valves, and piping. | The following property is used 100% for pollution control and is installed to meet or exceed federal or state regulations: HMW 1 saltwater disposal well site, consisting of six 750-barrel water tanks, two 1,000-barrel gunbarrel tanks, two 3x4-13 centrifugal charge pumps, one centrifugal circulating pump, two centrifugal injection pumps, one 6x4x13 centrifugal water transfer pump, filters, wellhead, well casing, tubing, meters, valves, and piping. | 2021-03-24 | 2600000 | 100
23424 | T1 | DIAMONDBACK E&P LLC | HECKER 2451SW | Latitude = 32.378201, Longitude = -101.967855 | Martin County | TX | 79783 | MARTIN | CN604396721 | RN111171625 | HECKER 2451SW saltwater disposal well site, consisting of one 750-barrel gunbarrel tank, two 500-barrel water tanks, one 3x2x11 centrifugal charge pump, one ESP sump pump, one positive displacement quintuplex pump, one positive displacement triplex pump, filters, wellhead, well casing, tubing, meters, valves, and piping. | The following property is used 100% for pollution control and is installed to meet or exceed federal or state regulations: HECKER 2451SW saltwater disposal well site, consisting of one 750-barrel gunbarrel tank, two 500-barrel water tanks, one 3x2x11 centrifugal charge pump, one ESP sump pump, one positive displacement quintuplex pump, one positive displacement triplex pump, filters, wellhead, well casing, tubing, meters, valves, and piping. | 2021-03-25 | 2600000 | 100
23425 | T1 | DIAMONDBACK E&P LLC | GUADALUPE -48- 1WD | Latitude = 31.667445, Longitude = -101.426338 | Glasscock County | TX | 79739 | GLASSCOCK | CN604396721 | RN111171641 | GUADALUPE 48 1WD saltwater disposal well site, consisting of two 1,000-barrel water tanks, three 750-barrel water tanks, one 1,000-barrel gunbarrel tank, one 4x3-10 centrifugal charge pump, two 3x2-13 centrifugal water transfer pumps, one gear circulating pump, one positive displacement quintuplex pump, filters, wellhead, well casing, tubing, meters, valves, and piping. | The following property is used 100% for pollution control and is installed to meet or exceed federal or state regulations: GUADALUPE 48 1WD saltwater disposal well site, consisting of two 1,000-barrel water tanks, three 750-barrel water tanks, one 1,000-barrel gunbarrel tank, one 4x3-10 centrifugal charge pump, two 3x2-13 centrifugal water transfer pumps, one gear circulating pump, one positive displacement quintuplex pump, filters, wellhead, well casing, tubing, meters, valves, and piping. | 2021-03-25 | 1437617 | 100
23426 | T1 | DIAMONDBACK E&P LLC | GLO -71- 1D | Latitude = 31.637453, Longitude = -103.700266 | Reeves County | TX | 79772 | REEVES | CN604396721 | RN111171658 | GLO 71 1D saltwater disposal well site, consisting of four 500-barrel water tanks, two 1,000-barrel gunbarrel tanks, three 1,000-barrel water tanks, one 1,500-barrel gunbarrel tank, one 750-barrel water leg tank, two 4x6-10 centrifugal charge pumps, one 39459 centrifugal sump pump, three positive displacement quintuplex pumps, filters, wellhead, well casing, tubing, meters, valves, and piping. | The following property is used 100% for pollution control and is installed to meet or exceed federal or state regulations: GLO 71 1D saltwater disposal well site, consisting of four 500-barrel water tanks, two 1,000-barrel gunbarrel tanks, three 1,000-barrel water tanks, one 1,500-barrel gunbarrel tank, one 750-barrel water leg tank, two 4x6-10 centrifugal charge pumps, one 39459 centrifugal sump pump, three positive displacement quintuplex pumps, filters, wellhead, well casing, tubing, meters, valves, and piping. | 2021-03-25 | 1183232 | 100
23427 | T1 | DIAMONDBACK E&P LLC | GLASS 6 | Latitude = 31.675726, Longitude = -101.366631 | Glasscock County | TX | 79739 | GLASSCOCK | CN604396721 | RN111171666 | GLASS 6 saltwater disposal well site, consisting of one 750-barrel gunbarrel tank, three 500-barrel water tanks, one pneumatic sump pump, one positive displacement tripelx pump, filters, wellhead, well casing, tubing, meters, valves, and piping. | The following property is used 100% for pollution control and is installed to meet or exceed federal or state regulations: GLASS 6 saltwater disposal well site, consisting of one 750-barrel gunbarrel tank, three 500-barrel water tanks, one pneumatic sump pump, one positive displacement tripelx pump, filters, wellhead, well casing, tubing, meters, valves, and piping. | 2021-03-25 | 2600000 | 100
23428 | T1 | DIAMONDBACK E&P LLC | GASKINS 43 1D | Latitude = 32.461466, Longitude = -101.642987 | Howard County | TX | 79713 | HOWARD | CN604396721 | RN111171674 | GASKINS 43 1D saltwater disposal well site, consisting of three 1,000-barrel water tanks, one 1,500-barrel gunbarrel tank, two 6x4-10 centrifugal charge pumps, one centrifugal sump pump, three positive displacement quintuplex pumps, filters, wellhead, well casing, tubing, meters, valves, and piping. | The following property is used 100% for pollution control and is installed to meet or exceed federal or state regulations: GASKINS 43 1D saltwater disposal well site, consisting of three 1,000-barrel water tanks, one 1,500-barrel gunbarrel tank, two 6x4-10 centrifugal charge pumps, one centrifugal sump pump, three positive displacement quintuplex pumps, filters, wellhead, well casing, tubing, meters, valves, and piping. | 2021-03-25 | 2600000 | 100
23429 | T1 | DIAMONDBACK E&P LLC | FRYAR -9- 1WD | Latitude = 32.366853, Longitude = -101.905587 | Martin County | TX | 79749 | MARTIN | CN604396721 | RN111171682 | FRYAR 9 1WD saltwater disposal well site, consisting of one 750-barrel gunbarrel tank, three 500-barrel water tanks, one pneumatic sump pump, one positive displacement triplex pump, filters, wellhead, well casing, tubing, meters, valves, and piping. | The following property is used 100% for pollution control and is installed to meet or exceed federal or state regulations: FRYAR 9 1WD saltwater disposal well site, consisting of one 750-barrel gunbarrel tank, three 500-barrel water tanks, one pneumatic sump pump, one positive displacement triplex pump, filters, wellhead, well casing, tubing, meters, valves, and piping. | 2021-03-25 | 2600000 | 100
23430 | T1 | DIAMONDBACK E&P LLC | FRYAR -37- 1WD | Latitude = 32.129984, Longitude = -101.557064 | Howard County | TX | 79720 | HOWARD | CN604396721 | RN111171690 | FRYAR 37 1WD saltwater disposal well site, consisting of two 500-barrel water tanks, one 500-barrel gunbarrel tank, one centrifugal circulating pump, one centrifugal injection pump, one positive displacement quintuplex pump, filters, wellhead, well casing, tubing, meters, valves, and piping. | The following property is used 100% for pollution control and is installed to meet or exceed federal or state regulations: FRYAR 37 1WD saltwater disposal well site, consisting of two 500-barrel water tanks, one 500-barrel gunbarrel tank, one centrifugal circulating pump, one centrifugal injection pump, one positive displacement quintuplex pump, filters, wellhead, well casing, tubing, meters, valves, and piping. | 2021-03-25 | 2600000 | 100
23431 | T1 | DIAMONDBACK E&P LLC | FLANAGAN ANNIE OM 1 | Latitude = 32.168845, Longitude = -101.793119 | Martin County | TX | 79782 | MARTIN | CN604396721 | RN111171708 | FLANAGAN ANNIE OM 1 saltwater disposal well site, consisting of three 500-barrel water tanks, one 750-barrel gunbarrel tank, one positive displacement triplex pump, filters, wellhead, well casing, tubing, meters, valves, and piping. | The following property is used 100% for pollution control and is installed to meet or exceed federal or state regulations: FLANAGAN ANNIE OM 1 saltwater disposal well site, consisting of three 500-barrel water tanks, one 750-barrel gunbarrel tank, one positive displacement triplex pump, filters, wellhead, well casing, tubing, meters, valves, and piping. | 2021-03-25 | 2600000 | 100
23432 | T1 | DIAMONDBACK E&P LLC | FASKEN BLK -ED- 2D | Latitude = 32.200223, Longitude = -102.446977 | Andrews County | TX | 79714 | ANDREWS | CN604396721 | RN111171716 | The property is a salt water disposal facility, used solely for non-commercial purposes. Its purpose is to dispose of salt water that is produced in the drilling and extraction of oil and gas in an environmentally appropriate manner. The facility is specifically designed to protect both groundwater and underground water sources. The salt water is injected into this facility and delivered to an underground zone that is determined to be appropriate by the Texas Railroad Commission. The facility is the final process after the salt water is separated from oil and gas. The SWD Facility includes Equipment listing for surface facility included in Exhibit C Tanks, pumps, filters, wellhead, well casing to protect zones not intended for disposal, tubing to control the flow inside the casing, meters to measure the amount of water disposed, valves to control the flow, and piping to control the water flow and to protect from the saltwater escaping. Exhibit A is a flow diagram of the SWD well facilities. The function of each major item of equipment is further described below. The Saltwater arrives at the well by piping. The piping bring the saltwater from the well sites. Exhibit B shows a diagram of the entire network of piping and SWD wells built. The water is then pumped into the tanks. Separate pumps, which are part of the facility, move the water from the tanks down to the wellbore. The meters on site measure the volume and pressure of the water that is being disposed. This water is pushed into one of the tanks, which acts as a settling vessel. Any skim of oil present is transferred into the oil storage tanks. The Skim Oil Tanks and their costs have been excepted from this application. They are merely identified as part of the total process. The water is transferred out to either set of two water storage tanks. Pumps are used to move the water through the process and then injected into the wellhead. The entire process is designed to protect the land and freshwater zones underground from the saltwater being disposed. Included with this application are the disposal wells which are solely connected to this facility and is presented on the attachment. Exhibit B | NOD response not received. | 2021-06-17 | 2600000 | 100
23433 | T1 | DIAMONDBACK E&P LLC | ESTES FARMS 11 SWD | Latitude = 32.541434, Longitude = -102.193534 | Dawson County | TX | 79331 | DAWSON | CN604396721 | RN111171724 | ESTES FARMS 11 saltwater disposal well site, consisting of one 500-barrel tank, one positive displacement triplex pump, filters, wellhead, well casing, tubing, meters, valves, and piping. | The following property is used 100% for pollution control and is installed to meet or exceed federal or state regulations: ESTES FARMS 11 saltwater disposal well site, consisting of one 500-barrel tank, one positive displacement triplex pump, filters, wellhead, well casing, tubing, meters, valves, and piping. | 2021-02-25 | 102046 | 100
23434 | T1 | DIAMONDBACK E&P LLC | EPLEY LB 8 | Latitude = 32.046608, Longitude = -101.887103 | Midland County | TX | 79701 | MIDLAND | CN604396721 | RN111171732 | EPLEY LB 8 saltwater disposal well site, consisting of one 750-barrel gunbarrel tank, three 500-barrel water tanks, one 3x1-10 centrifugal charge pump, one positive displacement quintuplex pump, filters, wellhead, well casing, tubing, meters, valves, and piping. | The following property is used 100% for pollution control and is installed to meet or exceed federal or state regulations: EPLEY LB 8 saltwater disposal well site, consisting of one 750-barrel gunbarrel tank, three 500-barrel water tanks, one 3x1-10 centrifugal charge pump, one positive displacement quintuplex pump, filters, wellhead, well casing, tubing, meters, valves, and piping. | 2021-03-24 | 2600000 | 100
23435 | T1 | DIAMONDBACK E&P LLC | EPLEY L B 19D | Latitude = 32.051955, Longitude = -101.90074 | Midland County | TX | 79701 | MIDLAND | CN604396721 | RN111171740 | EPLEY L B 19D saltwater disposal well site, consisting of three 1,000-barrel water tanks, two 1,500-barrel gunbarrel tanks, two 1x2-10 centrifugal charge pumps, three positive displacement quintuplex pumps, filters, wellhead, well casing, tubing, meters, valves, and piping. | The following property is used 100% for pollution control and is installed to meet or exceed federal or state regulations: EPLEY L B 19D saltwater disposal well site, consisting of three 1,000-barrel water tanks, two 1,500-barrel gunbarrel tanks, two 1x2-10 centrifugal charge pumps, three positive displacement quintuplex pumps, filters, wellhead, well casing, tubing, meters, valves, and piping. | 2021-03-24 | 1493160 | 100
23436 | T1 | DIAMONDBACK E&P LLC | DYSON 1D | Latitude = 31.994735, Longitude = -102.19516 | Midland County | TX | 79701 | MIDLAND | CN604396721 | RN111171757 | DYSON 1D saltwater disposal well site, consisting of three 1,000-barrel water tanks, one gunbarrel tank, two 3x4-10 centrifugal charge pumps, two centrifugal injection pumps, two positive displacement triplex pumps, filters, wellhead, well casing, tubing, meters, valves, and piping. | The following property is used 100% for pollution control and is installed to meet or exceed federal or state regulations: DYSON 1D saltwater disposal well site, consisting of three 1,000-barrel water tanks, one gunbarrel tank, two 3x4-10 centrifugal charge pumps, two centrifugal injection pumps, two positive displacement triplex pumps, filters, wellhead, well casing, tubing, meters, valves, and piping. | 2021-03-24 | 7638403 | 100
23437 | T1 | DIAMONDBACK E&P LLC | DIMMIT -28- 2D | Latitude = 31.82313, Longitude = -103.555077 | Loving County | TX | 79754 | LOVING | CN604396721 | RN111171765 | DIMMIT 28 2D saltwater disposal well site, consisting of four 500-barrel water tanks, one 1,000-barrel gunbarrel tank, one positive displacement quintuplex pump, filters, wellhead, well casing, tubing, meters, valves, and piping. | The following property is used 100% for pollution control and is installed to meet or exceed federal or state regulations: DIMMIT 28 2D saltwater disposal well site, consisting of four 500-barrel water tanks, one 1,000-barrel gunbarrel tank, one positive displacement quintuplex pump, filters, wellhead, well casing, tubing, meters, valves, and piping. | 2021-03-26 | 2600000 | 100
23438 | T1 | DIAMONDBACK E&P LLC | DIMMIT -28- 1D | Latitude = 31.811654, Longitude = -103.559237 | Loving County | TX | 79754 | LOVING | CN604396721 | RN111171773 | DIMMIT 28 1D saltwater disposal well site, consisting of three 500-barrel water tanks, one 1,000-barrel gunbarrel tank, one 4x6-10 centrifugal charge pump, one positive displacement quintuplex pump, filters, wellhead, well casing, tubing, meters, valves, and piping. | The following property is used 100% for pollution control and is installed to meet or exceed federal or state regulations: DIMMIT 28 1D saltwater disposal well site, consisting of three 500-barrel water tanks, one 1,000-barrel gunbarrel tank, one 4x6-10 centrifugal charge pump, one positive displacement quintuplex pump, filters, wellhead, well casing, tubing, meters, valves, and piping. | 2021-03-26 | 2600000 | 100
23439 | T1 | DIAMONDBACK E&P LLC | DICKENSON -20- 3WD | Latitude = 32.091135, Longitude = -101.940478 | Martin County | TX | 79782 | MARTIN | CN604396721 | RN111171781 | DICKENSON 20 3WD saltwater disposal well site, consisting of one 750-barrel gunbarrel tank, three 500-barrel water tanks, one positive displacement triplex pump, filters, wellhead, well casing, tubing, meters, valves, and piping. | The following property is used 100% for pollution control and is installed to meet or exceed federal or state regulations: DICKENSON 20 3WD saltwater disposal well site, consisting of one 750-barrel gunbarrel tank, three 500-barrel water tanks, one positive displacement triplex pump, filters, wellhead, well casing, tubing, meters, valves, and piping. | 2021-03-26 | 2600000 | 100
23440 | T1 | DIAMONDBACK E&P LLC | DIAMONDBACK-SMITH SWD 1 | Latitude = 32.440292, Longitude = -101.679 | Howard County | TX | 79748 | HOWARD | CN604396721 | RN111171799 | DIAMONDBACK SMITH SWD 1 saltwater disposal well site, consisting of eight water tanks, two 1,000-barrel gunbarrel tanks, three centrifugal charge pumps, three multi-stage centrifugal injection pumps, filters, wellhead, well casing, tubing, meters, valves, and piping. | The following property is used 100% for pollution control and is installed to meet or exceed federal or state regulations: DIAMONDBACK SMITH SWD 1 saltwater disposal well site, consisting of eight water tanks, two 1,000-barrel gunbarrel tanks, three centrifugal charge pumps, three multi-stage centrifugal injection pumps, filters, wellhead, well casing, tubing, meters, valves, and piping. | 2021-03-26 | 853929 | 100
23441 | T1 | DIAMONDBACK E&P LLC | DIAMONDBACK-SMITH 2D | Latitude = 32.44106, Longitude = -101.674864 | Howard County | TX | 79720 | HOWARD | CN604396721 | RN111171807 | DIAMONDBACK SMITH 2D saltwater disposal well site, consisting of three 1,000-barrel water tanks, one 1,500-barrel gunbarrel tank, two 3x4â€10 centrifugal charge pumps, two 51 stage centrifugal injection pumps, filters, wellhead, well casing, tubing, meters, valves, and piping. | The following property is used 100% for pollution control and is installed to meet or exceed federal or state regulations:DIAMONDBACK SMITH 2D saltwater disposal well site, consisting of three 1,000-barrel water tanks, one 1,500-barrel gunbarrel tank, two 3x4â€10 centrifugal charge pumps, two 51 stage centrifugal injection pumps, filters, wellhead, well casing, tubing, meters, valves, and piping. | 2021-03-26 | 6753948 | 100
23442 | T1 | DIAMONDBACK E&P LLC | DIAMONDBACK-COUNTY LINE SWD 1 | Latitude = 32.373648, Longitude = -101.684442 | Howard County | TX | 79748 | HOWARD | CN604396721 | RN111171815 | DIAMONDBACK COUNTY LINE SWD 1 saltwater disposal well site, consisting of one tank, pumps, filters, wellhead, well casing, tubing, meters, valves, and piping. | The following property is used 100% for pollution control and is installed to meet or exceed federal or state regulations: DIAMONDBACK COUNTY LINE SWD 1 saltwater disposal well site, consisting of one tank, pumps, filters, wellhead, well casing, tubing, meters, valves, and piping. | 2021-02-25 | 2457538 | 100
23443 | T1 | DIAMONDBACK E&P LLC | DESPERADO STATE 1D | Latitude = 31.60528, Longitude = -103.565451 | Reeves County | TX | 79772 | REEVES | CN604396721 | RN111171823 | DESPERADO STATE 1D saltwater disposal well site, consisting of three 1,000-barrel water tanks, two 1,500-barrel gunbarrel tanks, two 4x6â€13 centrifugal charge pumps, one KMSâ€188 centrifugal circulating pump, two centrifugal sump pumps, three 2x3-13 centrifugal water transfer pumps, three positive displacement quadraplex pumps, filters, wellhead, well casing, tubing, meters, valves, and piping. | The following property is used 100% for pollution control and is installed to meet or exceed federal or state regulations: DESPERADO STATE 1D saltwater disposal well site, consisting of three 1,000-barrel water tanks, two 1,500-barrel gunbarrel tanks, two 4x6â€13 centrifugal charge pumps, one KMSâ€188 centrifugal circulating pump, two centrifugal sump pumps, three 2x3-13 centrifugal water transfer pumps, three positive displacement quadraplex pumps, filters, wellhead, well casing, tubing, meters, valves, and piping. | 2021-03-26 | 2600000 | 100
23444 | T1 | DIAMONDBACK E&P LLC | DB HUGHES 1D | Latitude = 32.366263, Longitude = -101.681483 | Howard County | TX | 79720 | HOWARD | CN604396721 | RN111171831 | DB HUGHES 1D saltwater disposal well site, consisting of two 1,000-barrel gunbarrel tanks, six 750-barrel water tanks, three 3x4-10 centrifugal charge pumps, three centrifugal injection pumps, filters, wellhead, well casing, tubing, meters, valves, and piping. | The following property is used 100% for pollution control and is installed to meet or exceed federal or state regulations: DB HUGHES 1D saltwater disposal well site, consisting of two 1,000-barrel gunbarrel tanks, six 750-barrel water tanks, three 3x4-10 centrifugal charge pumps, three centrifugal injection pumps, filters, wellhead, well casing, tubing, meters, valves, and piping. | 2021-03-26 | 4727202 | 100
23445 | T1 | DIAMONDBACK E&P LLC | DAVIDSON -A- 3D | Latitude = 31.897622, Longitude = -101.983945 | Midland County | TX | 79701 | MIDLAND | CN604396721 | RN111171849 | The property is a salt water disposal facility, used solely for non-commercial purposes. Its purpose is to dispose of salt water that is produced in the drilling and extraction of oil and gas in an environmentally appropriate manner. The facility is specifically designed to protect both groundwater and underground water sources. The salt water is injected into this facility and delivered to an underground zone that is determined to be appropriate by the Texas Railroad Commission. The facility is the final process after the salt water is separated from oil and gas. The SWD Facility includes Equipment listing for surface facility included in Exhibit C Tanks, pumps, filters, wellhead, well casing to protect zones not intended for disposal, tubing to control the flow inside the casing, meters to measure the amount of water disposed, valves to control the flow, and piping to control the water flow and to protect from the saltwater escaping. Exhibit A is a flow diagram of the SWD well facilities. The function of each major item of equipment is further described below. The Saltwater arrives at the well by piping. The piping bring the saltwater from the well sites. Exhibit B shows a diagram of the entire network of piping and SWD wells built. The water is then pumped into the tanks. Separate pumps, which are part of the facility, move the water from the tanks down to the wellbore. The meters on site measure the volume and pressure of the water that is being disposed. This water is pushed into one of the tanks, which acts as a settling vessel. Any skim of oil present is transferred into the oil storage tanks. The Skim Oil Tanks and their costs have been excepted from this application. They are merely identified as part of the total process. The water is transferred out to either set of two water storage tanks. Pumps are used to move the water through the process and then injected into the wellhead. The entire process is designed to protect the land and freshwater zones underground from the saltwater being disposed. Included with this application are the disposal wells which are solely connected to this facility and is presented on the attachment. Exhibit B | NOD response not received. | 2021-06-17 | 2600000 | 100
23446 | T1 | DIAMONDBACK E&P LLC | DANIEL -28- 1D | Latitude = 31.714815, Longitude = -101.566551 | Glasscock County | TX | 79739 | GLASSCOCK | CN604396721 | RN111171856 | DANIEL 28 1D saltwater disposal well site, consisting of one 1,500-barrel gunbarrel tank, three 500-barrel water tanks, one 3x2-8 centrifugal charge pump, one 3x2-13 centrifugal chare pump, one pneumatic sump pump, two positive displacement quintuplex pumps, filters, wellhead, well casing, tubing, meters, valves, and piping. | The following property is used 100% for pollution control and is installed to meet or exceed federal or state regulations: DANIEL 28 1D saltwater disposal well site, consisting of one 1,500-barrel gunbarrel tank, three 500-barrel water tanks, one 3x2-8 centrifugal charge pump, one 3x2-13 centrifugal chare pump, one pneumatic sump pump, two positive displacement quintuplex pumps, filters, wellhead, well casing, tubing, meters, valves, and piping. | 2021-03-26 | 2600000 | 100
23447 | T1 | DIAMONDBACK E&P LLC | DANIEL -21A- 1WD | Latitude = 31.678709, Longitude = -101.583469 | Glasscock County | TX | 79739 | GLASSCOCK | CN604396721 | RN111171864 | DANIEL 21A 1WD saltwater disposal well site, consisting of one 750-barrel gunbarrel tank, three 500-barrel water tanks, one positive displacement triplex pump, filters, wellhead, well casing, tubing, meters, valves, and piping. | The following property is used 100% for pollution control and is installed to meet or exceed federal or state regulations: DANIEL 21A 1WD saltwater disposal well site, consisting of one 750-barrel gunbarrel tank, three 500-barrel water tanks, one positive displacement triplex pump, filters, wellhead, well casing, tubing, meters, valves, and piping. | 2021-03-26 | 2600000 | 100
23448 | T1 | DIAMONDBACK E&P LLC | DANIEL -10- 1WD | Latitude = 31.714815, Longitude = -101.566552 | Glasscock County | TX | 79739 | GLASSCOCK | CN604396721 | RN111171872 | DANIEL 10 1WD saltwater disposal well site, consisting of one 750-barrel gunbarrel tank, three 500-barrel water tanks, one 3x2-10 centrifugal charge pump, two positive displacement triplex pumps, filters, wellhead, well casing, tubing, meters, valves, and piping. | The following property is used 100% for pollution control and is installed to meet or exceed federal or state regulations: DANIEL 10 1WD saltwater disposal well site, consisting of one 750-barrel gunbarrel tank, three 500-barrel water tanks, one 3x2-10 centrifugal charge pump, two positive displacement triplex pumps, filters, wellhead, well casing, tubing, meters, valves, and piping. | 2021-03-29 | 827928 | 100
23449 | T1 | DIAMONDBACK E&P LLC | COTTONMOUTH 1D | Latitude = 32.367249, Longitude = -101.635762 | Howard County | TX | 79720 | HOWARD | CN604396721 | RN111171880 | COTTONMOUTH 1D saltwater disposal well site, consisting of one 750-barrel gunbarrel tank, three 500-barrel water tanks, one 3x2-10 centrifugal charge pump, two positive displacement triplex pumps, filters, wellhead, well casing, tubing, meters, valves, and piping. | The following property is used 100% for pollution control and is installed to meet or exceed federal or state regulations: COTTONMOUTH 1D saltwater disposal well site, consisting of one 750-barrel gunbarrel tank, three 500-barrel water tanks, one 3x2-10 centrifugal charge pump, two positive displacement triplex pumps, filters, wellhead, well casing, tubing, meters, valves, and piping. | 2021-03-29 | 1350444 | 100
23450 | T1 | DIAMONDBACK E&P LLC | COLE RANCH -41- 4D | Latitude = 31.751394, Longitude = -101.618714 | Glasscock County | TX | 79739 | GLASSCOCK | CN604396721 | RN111171898 | COLE RANCH 41 4D saltwater disposal well site, consisting of one 750-barrel gunbarrel tank, three 500-barrel water tanks, one pneumatic sump pump, one positive displacement triplex pump, filters, wellhead, well casing, tubing, meters, valves, and piping. | The following property is used 100% for pollution control and is installed to meet or exceed federal or state regulations: COLE RANCH 41 4D saltwater disposal well site, consisting of one 750-barrel gunbarrel tank, three 500-barrel water tanks, one pneumatic sump pump, one positive displacement triplex pump, filters, wellhead, well casing, tubing, meters, valves, and piping. | 2021-03-29 | 2600000 | 100
23451 | T1 | DIAMONDBACK E&P LLC | COLE RANCH -35- 1WD | Latitude = 31.733628, Longitude = -101.608698 | Glasscock County | TX | 79739 | GLASSCOCK | CN604396721 | RN111171906 | COLE RANCH 35 1WD saltwater disposal well site, consisting of two 1,000-barrel water tanks, one 3x1.5-8 centrifugal charge pump, two positive displacement triplex pumps, filters, wellhead, well casing, tubing, meters, valves, and piping. | The following property is used 100% for pollution control and is installed to meet or exceed federal or state regulations: COLE RANCH 35 1WD saltwater disposal well site, consisting of two 1,000-barrel water tanks, one 3x1.5-8 centrifugal charge pump, two positive displacement triplex pumps, filters, wellhead, well casing, tubing, meters, valves, and piping. | 2021-03-10 | 2600000 | 100
23452 | T1 | DIAMONDBACK E&P LLC | CENTRAL FACILITY 2WD | Latitude = 31.67313, Longitude = -101.463525 | Glasscock County | TX | 79739 | GLASSCOCK | CN604396721 | RN111171914 | CENTRAL FACILITY 2WD saltwater disposal well site, consisting of one 1,000-barrel gunbarrel tank, four 500-barrel water tanks, two 3x6x9 centrifugal water transfer pumps, filters, wellhead, well casing, tubing, meters, valves, and piping. | The following property is used 100% for pollution control and is installed to meet or exceed federal or state regulations: CENTRAL FACILITY 2WD saltwater disposal well site, consisting of one 1,000-barrel gunbarrel tank, four 500-barrel water tanks, two 3x6x9 centrifugal water transfer pumps, filters, wellhead, well casing, tubing, meters, valves, and piping. | 2021-03-29 | 2600000 | 100
23453 | T1 | DIAMONDBACK E&P LLC | CENTRAL FACILITY 1WD | Latitude = 31.673106, Longitude = -101.463363 | Glasscock County | TX | 79739 | GLASSCOCK | CN604396721 | RN111171922 | CENTRAL FACILITY 1WD saltwater disposal well site, consisting of one 1,000-barrel gunbarrel tank, four 750-barrel water tanks, two centrifugal injection pumps, one pneumatic sump pump, filters, wellhead, well casing, tubing, meters, valves, and piping. | The following property is used 100% for pollution control and is installed to meet or exceed federal or state regulations: CENTRAL FACILITY 1WD saltwater disposal well site, consisting of one 1,000-barrel gunbarrel tank, four 750-barrel water tanks, two centrifugal injection pumps, one pneumatic sump pump, filters, wellhead, well casing, tubing, meters, valves, and piping. | 2021-03-29 | 2600000 | 100
23454 | T1 | DIAMONDBACK E&P LLC | CANADIAN 1D | Latitude = 31.710916, Longitude = -101.49673 | Glasscock County | TX | 79739 | GLASSCOCK | CN604396721 | RN111171930 | CANADIAN 1D saltwater disposal well site, consisting of two 500-barrel water tanks, one centrifugal sump pump, one positive displacement triplex pump, filters, wellhead, well casing, tubing, meters, valves, and piping. | The following property is used 100% for pollution control and is installed to meet or exceed federal or state regulations: CANADIAN 1D saltwater disposal well site, consisting of two 500-barrel water tanks, one centrifugal sump pump, one positive displacement triplex pump, filters, wellhead, well casing, tubing, meters, valves, and piping. | 2021-03-11 | 2600000 | 100
23455 | T1 | DIAMONDBACK E&P LLC | BRADEN SWD 2 | Latitude = 31.159058, Longitude = -103.09874 | Pecos County | TX | 79730 | PECOS | CN604396721 | RN111171948 | BRADEN SWD 2 saltwater disposal well site, consisting of one 1,000-barrel gunbarrel tank, three 750-barrel water tanks, two 3x4-10 centrifugal charge pumps, two centrifugal circulating pumps, two multi-stage centrifugal injection pumps, filters, wellhead, well casing, tubing, meters, valves, and piping. | The following property is used 100% for pollution control and is installed to meet or exceed federal or state regulations: BRADEN SWD 2 saltwater disposal well site, consisting of one 1,000-barrel gunbarrel tank, three 750-barrel water tanks, two 3x4-10 centrifugal charge pumps, two centrifugal circulating pumps, two multi-stage centrifugal injection pumps, filters, wellhead, well casing, tubing, meters, valves, and piping. | 2021-03-29 | 4502752 | 100
23456 | T1 | DIAMONDBACK E&P LLC | BRADEN SWD 1 | Latitude = 31.159658, Longitude = -103.068381 | Pecos County | TX | 79730 | PECOS | CN604396721 | RN111171955 | BRADEN SWD 1 saltwater disposal well site, consisting of one 1,000-barrel gunbarrel tank, four 750-barrel water tanks, two 3x4-13 centrifugal charge pumps, two centrifugal circulating pumps, three positive displacement quintuplex pumps, filters, wellhead, well casing, tubing, meters, valves, and piping. | The following property is used 100% for pollution control and is installed to meet or exceed federal or state regulations: BRADEN SWD 1 saltwater disposal well site, consisting of one 1,000-barrel gunbarrel tank, four 750-barrel water tanks, two 3x4-13 centrifugal charge pumps, two centrifugal circulating pumps, three positive displacement quintuplex pumps, filters, wellhead, well casing, tubing, meters, valves, and piping. | 2021-03-29 | 448155 | 100
23457 | T1 | DIAMONDBACK E&P LLC | BIG GULP 1D | Latitude = 32.486069, Longitude = -102.187597 | Martin County | TX | 79783 | MARTIN | CN604396721 | RN111171963 | BIG GULP 1D saltwater disposal well site, consisting of one 1,500-barrel gunbarrel tank, three 1,000-barrel water tanks, two 3x4-13 centrifugal charge pumps, two centrifugal injection pumps, three 2x2x21 circulating gear pumps, one 1.5x1x8 circulating gear pump, filters, wellhead, well casing, tubing, meters, valves, and piping. | The following property is used 100% for pollution control and is installed to meet or exceed federal or state regulations: BIG GULP 1D saltwater disposal well site, consisting of one 1,500-barrel gunbarrel tank, three 1,000-barrel water tanks, two 3x4-13 centrifugal charge pumps, two centrifugal injection pumps, three 2x2x21 circulating gear pumps, one 1.5x1x8 circulating gear pump, filters, wellhead, well casing, tubing, meters, valves, and piping. | 2021-03-29 | 6496157 | 100
23458 | T1 | ONCOR ELECTRIC DELIVERY COMPANY LLC | HEXT SUBSTATION | Latitude = 30.8724, Longitude = -99.538306 | Menard County | TX | 76848 | MENARD | CN603313842 | RN111171971 | Secondary containment comprised of a concrete pad around the transformer, an oil-water separator, and a metal railing. | The following property is used 100% for pollution control and is installed to meet or exceed federal or state regulations: Secondary containment comprised of a concrete pad around the transformer, an oil-water separator, and a metal railing. | 2021-02-25 | 34210 | 100
23459 | T1 | ONCOR ELECTRIC DELIVERY COMPANY LLC | EULESS SWITCH | Latitude = 32.865278, Longitude = -97.0993 | Tarrant County | TX | 76039 | TARRANT | CN603313842 | RN111171989 | Secondary containment comprised of a concrete pad around the transformer, an oil-water separator, and a metal railing. | The following property is used 100% for pollution control and is installed to meet or exceed federal or state regulations: Secondary containment comprised of a concrete pad around the transformer, an oil-water separator, and a metal railing. | 2021-03-04 | 53345 | 100
23460 | T1 | DIAMONDBACK E&P LLC | BERNICE MATTHIESEN -15- 1D | Latitude = 31.705122, Longitude = -101.574738 | Glasscock County | TX | 79739 | GLASSCOCK | CN604396721 | RN111171997 | BERNICE MATTHIESEN 15 1D saltwater disposal well site, consisting of one 750-barrel gunbarrel tank, three 500-barrel water tanks, one 3x2-10 centrifugal charge pump, two positive displacement triplex pumps, filters, wellhead, well casing, tubing, meters, valves, and piping. | The following property is used 100% for pollution control and is installed to meet or exceed federal or state regulations: BERNICE MATTHIESEN 15 1D saltwater disposal well site, consisting of one 750-barrel gunbarrel tank, three 500-barrel water tanks, one 3x2-10 centrifugal charge pump, two positive displacement triplex pumps, filters, wellhead, well casing, tubing, meters, valves, and piping. | 2021-04-06 | 4199812 | 100
23461 | T1 | ONCOR ELECTRIC DELIVERY COMPANY LLC | EVERMAN SWITCH | Latitude = 32.639838, Longitude = -97.25181 | Tarrant County | TX | 76140 | TARRANT | CN603313842 | RN111172003 | Secondary containment comprised of a concrete pad around the transformer, an oil-water separator, and a metal railing. | The following property is used 100% for pollution control and is installed to meet or exceed federal or state regulations: Secondary containment comprised of a concrete pad around the transformer, an oil-water separator, and a metal railing. | 2021-02-25 | 38870 | 100
23462 | T1 | DIAMONDBACK E&P LLC | ALAMEDA 1D | Latitude = 31.622653, Longitude = -103.653349 | Reeves County | TX | 79772 | REEVES | CN604396721 | RN111172011 | ALAMEDA 1D saltwater disposal well site, consisting of two 1,500-barrel gunbarrel tanks, three 1,000-barrel water tanks, two 4x6-10 centrifugal charge pumps, one 39459 centrifugal sump pump, three positive displacement quintuplex pumps, filters, wellhead, well casing, tubing, meters, valves, and piping. | The following property is used 100% for pollution control and is installed to meet or exceed federal or state regulations: ALAMEDA 1D saltwater disposal well site, consisting of two 1,500-barrel gunbarrel tanks, three 1,000-barrel water tanks, two 4x6-10 centrifugal charge pumps, one 39459 centrifugal sump pump, three positive displacement quintuplex pumps, filters, wellhead, well casing, tubing, meters, valves, and piping. | 2021-04-06 | 3210920 | 100
23463 | T1 | ONCOR ELECTRIC DELIVERY COMPANY LLC | LONESOME DRAW SUB | Latitude = 31.475237, Longitude = -101.840082 | Upton County | TX | 79775 | UPTON | CN603313842 | RN111172029 | Secondary containment comprised of a concrete pad around the transformer, an oil-water separator, and a metal railing. | The following property is used 100% for pollution control and is installed to meet or exceed federal or state regulations: Secondary containment comprised of a concrete pad around the transformer, an oil-water separator, and a metal railing. | 2021-02-25 | 60470 | 100
23464 | T1 | DIAMONDBACK E&P LLC | 115 SWD 1 | Latitude = 32.531564, Longitude = -102.16874 | Dawson County | TX | 79331 | DAWSON | CN604396721 | RN111172037 | 115 SWD 1 saltwater disposal well site, consisting of two 750-barrel gunbarrel tanks, six 1,000-barrel water tanks, two 4x6x10 centrifugal charge pumps, one 3x4-8 centrifugal charge pump, one 4x6-13 centrifugal charge pump, two positive displacement quintuplex pumps, two positive displacement triplex pumps, filters, wellhead, well casing, tubing, meters, valves, and piping. | The following property is used 100% for pollution control and is installed to meet or exceed federal or state regulations: 115 SWD 1 saltwater disposal well site, consisting of two 750-barrel gunbarrel tanks, six 1,000-barrel water tanks, two 4x6x10 centrifugal charge pumps, one 3x4-8 centrifugal charge pump, one 4x6-13 centrifugal charge pump, two positive displacement quintuplex pumps, two positive displacement triplex pumps, filters, wellhead, well casing, tubing, meters, valves, and piping. | 2021-04-06 | 2600000 | 100
23465 | T1 | ONCOR ELECTRIC DELIVERY COMPANY LLC | LUFKIN SWITCH | Latitude = 31.369785, Longitude = -94.768884 | Angelina County | TX | 75904 | ANGELINA | CN603313842 | RN111172045 | Secondary containment system consisting of an earthen berm and an oil-water separator. | The following property is used 100% for pollution control and is installed to meet or exceed federal or state regulations: Secondary containment system consisting of an earthen berm and an oil-water separator. | 2021-02-25 | 68840 | 100
23466 | T1 | ONCOR ELECTRIC DELIVERY COMPANY LLC | BRELYN SUBSTATION | Latitude = 32.285845, Longitude = -101.313226 | Howard County | TX | 79511 | HOWARD | CN603313842 | RN111172052 | Secondary containment comprised of a concrete pad around the transformer, an oil-water separator, and a metal railing. | The following property is used 100% for pollution control and is installed to meet or exceed federal or state regulations: Secondary containment comprised of a concrete pad around the transformer, an oil-water separator, and a metal railing. | 2021-02-25 | 32290 | 100
23467 | T1 | ONCOR ELECTRIC DELIVERY COMPANY LLC | CHINA SPRINGS SUB | Latitude = 31.67102, Longitude = -97.304592 | Mclennan County | TX | 76633 | MCLENNAN | CN603313842 | RN111172060 | Secondary containment consisting of a concrete pad around the transformer, an oil-water separator, and a metal railing and trench unit catastrophic secondary containment consisting of an earthen berm, trench containment unit, and separator that contains oil. | The following property is used 100% for pollution control and is installed to meet or exceed federal or state regulations: Secondary containment consisting of a concrete pad around the transformer, an oil-water separator, and a metal railing and trench unit catastrophic secondary containment consisting of an earthen berm, trench containment unit, and separator that contains oil. | 2021-02-25 | 128100 | 100
23468 | T1 | ONCOR ELECTRIC DELIVERY COMPANY LLC | DENTON DRIVE SUB | Latitude = 32.847999, Longitude = -96.871569 | Dallas County | TX | 75220 | DALLAS | CN603313842 | RN111172078 | Secondary containment comprised of a concrete pad around the transformer, an oil-water separator, and a metal railing. | The following property is used 100% for pollution control and is installed to meet or exceed federal or state regulations: Secondary containment comprised of a concrete pad around the transformer, an oil-water separator, and a metal railing. | 2021-02-25 | 56670 | 100
23469 | T1 | ONCOR ELECTRIC DELIVERY COMPANY LLC | FATE SUBSTATION | Latitude = 32.935209, Longitude = -96.393218 | Rockwall County | TX | 75087 | ROCKWALL | CN603313842 | RN111172086 | Secondary containment consisting of a concrete pad around the transformer, an oil-water separator, and a metal railing and trench unit catastrophic secondary containment consisting of an earthen berm, trench containment unit, and separator that contains oil. | The following property is used 100% for pollution control and is installed to meet or exceed federal or state regulations: Secondary containment consisting of a concrete pad around the transformer, an oil-water separator, and a metal railing and trench unit catastrophic secondary containment consisting of an earthen berm, trench containment unit, and separator that contains oil. | 2021-02-25 | 117800 | 100
23470 | T1 | ONCOR ELECTRIC DELIVERY COMPANY LLC | BENBROOK SWITCH | Latitude = 32.685433, Longitude = -97.471904 | Tarrant County | TX | 76126 | TARRANT | CN603313842 | RN111172094 | Secondary containment comprised of a concrete pad around the transformer, an oil-water separator, and a metal railing. | The following property is used 100% for pollution control and is installed to meet or exceed federal or state regulations: Secondary containment comprised of a concrete pad around the transformer, an oil-water separator, and a metal railing. | 2021-02-25 | 117070 | 100
23471 | T1 | ONCOR ELECTRIC DELIVERY COMPANY LLC | HOLLIDAY SUBSTATION | Latitude = 33.807326, Longitude = -98.689086 | Archer County | TX | 76366 | ARCHER | CN603313842 | RN111172102 | Secondary containment consisting of a concrete pad around the transformer, an oil-water separator, and a metal railing and trench unit catastrophic secondary containment consisting of an earthen berm, trench containment unit, and separator that contains oil. | The following property is used 100% for pollution control and is installed to meet or exceed federal or state regulations: Secondary containment consisting of a concrete pad around the transformer, an oil-water separator, and a metal railing and trench unit catastrophic secondary containment consisting of an earthen berm, trench containment unit, and separator that contains oil. | 2021-02-25 | 103160 | 100
23472 | T1 | ONCOR ELECTRIC DELIVERY COMPANY LLC | HUTTO SWITCH | Latitude = 30.549902, Longitude = -97.561343 | Williamson County | TX | 78634 | WILLIAMSON | CN603313842 | RN111172110 | Secondary containment comprised of a concrete pad around the transformer, an oil-water separator, and a metal railing. | The following property is used 100% for pollution control and is installed to meet or exceed federal or state regulations: Secondary containment consisting of a concrete pad around the transformer, an oil-water separator, and a metal railing and trench unit Secondary containment comprised of a concrete pad around the transformer, an oil-water separator, and a metal railing. | 2021-02-25 | 35280 | 100
23473 | T1 | ONCOR ELECTRIC DELIVERY COMPANY LLC | SHIPWRECK SUBSTATION | Latitude = 31.63566, Longitude = -101.693414 | Glasscock County | TX | 79739 | GLASSCOCK | CN603313842 | RN111172128 | Secondary containment comprised of a concrete pad around the transformer, an oil-water separator, and a metal railing. | The following property is used 100% for pollution control and is installed to meet or exceed federal or state regulations: Secondary containment comprised of a concrete pad around the transformer, an oil-water separator, and a metal railing. | 2021-02-25 | 60470 | 100
23474 | T1 | ONCOR ELECTRIC DELIVERY COMPANY LLC | NORTHAVEN SWITCH | 5700 NORTHAVEN | Dallas County | TX | 75230 | DALLAS | CN603313842 | RN110936051 | Secondary containment consisting of an earthen berm, a trench containment unit, and an oil-water separator. | The following property is used 100% for pollution control and is installed to meet or exceed federal or state regulations: Secondary containment consisting of an earthen berm, a trench containment unit, and an oil-water separator. | 2021-02-25 | 91749 | 100
23475 | T1 | ONCOR ELECTRIC DELIVERY COMPANY LLC | WESTON SUBSTATION | Latitude = 33.2558, Longitude = -96.6265 | Collin County | TX | 75071 | COLLIN | CN603313842 | RN110890761 | Secondary containment comprised of a concrete pad around the transformer, an oil-water separator, and a metal railing. | The following property is used 100% for pollution control and is installed to meet or exceed federal or state regulations: Secondary containment comprised of a concrete pad around the transformer, an oil-water separator, and a metal railing. | 2021-02-25 | 29132 | 100
23476 | T1 | ONCOR ELECTRIC DELIVERY COMPANY LLC | HILLSBORO SWITCH | Latitude = 32.015389, Longitude = -97.137602 | Hill County | TX | 76645 | HILL | CN603313842 | RN111172136 | Secondary containment comprised of a concrete pad around the transformer, an oil-water separator, and a metal railing. | The following property is used 100% for pollution control and is installed to meet or exceed federal or state regulations: Secondary containment comprised of a concrete pad around the transformer, an oil-water separator, and a metal railing. | 2021-02-25 | 29270 | 100
23477 | T1 | ONCOR ELECTRIC DELIVERY COMPANY LLC | PARIS SERVICE CENTER | 4200 HWY 271 N | POWDERLY | TX | 75473 | LAMAR | CN603313842 | RN101641744 | Secondary containment consisting of a metal moat. | The following property is used 100% for pollution control and is installed to meet or exceed federal or state regulations: Secondary containment consisting of a metal moat. | 2021-02-25 | 22405 | 100
23478 | T1 | ONCOR ELECTRIC DELIVERY COMPANY LLC | SOUTHLAKE SUBSTATION | Latitude = 32.986515, Longitude = -97.166018 | Denton County | TX | 76092 | DENTON | CN603313842 | RN111172151 | Secondary containment comprised of a concrete pad around the transformer, an oil-water separator, and a metal railing. | The following property is used 100% for pollution control and is installed to meet or exceed federal or state regulations: Secondary containment comprised of a concrete pad around the transformer, an oil-water separator, and a metal railing. | 2021-02-25 | 45183 | 100
23479 | T1 | ONCOR ELECTRIC DELIVERY COMPANY LLC | BEALS CREEK SUBSTATION | Latitude = 32.246204, Longitude = -101.551986 | Howard County | TX | 79720 | HOWARD | CN603313842 | RN111172169 | Secondary containment comprised of a concrete pad around the transformer, an oil-water separator, and a metal railing. | The following property is used 100% for pollution control and is installed to meet or exceed federal or state regulations: Secondary containment comprised of a concrete pad around the transformer, an oil-water separator, and a metal railing. | 2021-02-25 | 60470 | 100
23480 | T1 | ONCOR ELECTRIC DELIVERY COMPANY LLC | NORTHWARD SUBSTATION | Latitude = 31.637314, Longitude = -103.072159 | Ward County | TX | 79756 | WARD | CN603313842 | RN111172177 | Secondary containment comprised of a concrete pad around the transformer, an oil-water separator, and a metal railing. | The following property is used 100% for pollution control and is installed to meet or exceed federal or state regulations: Secondary containment comprised of a concrete pad around the transformer, an oil-water separator, and a metal railing. | 2021-02-25 | 32190 | 100
23481 | T1 | ONCOR ELECTRIC DELIVERY COMPANY LLC | DUPUY SUBSTATION | Latitude = 31.510247, Longitude = -97.18263 | Mclennan County | TX | 76710 | MCLENNAN | CN603313842 | RN110972833 | Secondary containment consisting of a concrete pad around the transformer, an oil-water separator, and a metal railing and trench unit catastrophic secondary containment consisting of an earthen berm, trench containment unit, and separator that contains oil. | The following property is used 100% for pollution control and is installed to meet or exceed federal or state regulations: Secondary containment consisting of a concrete pad around the transformer, an oil-water separator, and a metal railing and trench unit catastrophic secondary containment consisting of an earthen berm, trench containment unit, and separator that contains oil. | 2021-02-25 | 159676 | 100
23482 | T1 | ONCOR ELECTRIC DELIVERY COMPANY LLC | BIRD NEST SUBSTATION | Latitude = 30.420029, Longitude = -97.581553 | Travis County | TX | 78660 | TRAVIS | CN603313842 | RN111172185 | Secondary containment consisting of a concrete pad around the transformer, an oil-water separator, and a metal railing and trench unit catastrophic secondary containment consisting of an earthen berm, trench containment unit, and separator that contains oil. | The following property is used 100% for pollution control and is installed to meet or exceed federal or state regulations: Secondary containment consisting of a concrete pad around the transformer, an oil-water separator, and a metal railing and trench unit catastrophic secondary containment consisting of an earthen berm, trench containment unit, and separator that contains oil. | 2021-02-25 | 75922 | 100
23483 | T1 | ONCOR ELECTRIC DELIVERY COMPANY LLC | PAYNE SWITCH | Latitude = 33.61481, Longitude = -96.625766 | Grayson County | TX | 75092 | GRAYSON | CN603313842 | RN111172193 | Secondary containment consisting of a concrete pad around the transformer, an oil-water separator, and a metal railing and trench unit catastrophic secondary containment consisting of an earthen berm, trench containment unit, and separator that contains oil. | The following property is used 100% for pollution control and is installed to meet or exceed federal or state regulations: Secondary containment consisting of a concrete pad around the transformer, an oil-water separator, and a metal railing and trench unit catastrophic secondary containment consisting of an earthen berm, trench containment unit, and separator that contains oil. | 2021-02-25 | 75922 | 100
23484 | T1 | ONCOR ELECTRIC DELIVERY COMPANY LLC | CARROLLTON FRANKFORD SUBSTATION | Latitude = 32.998428, Longitude = -96.930629 | Dallas County | TX | 75007 | DALLAS | CN603313842 | RN111172201 | Secondary containment consisting of a concrete pad around the transformer, an oil-water separator, and a metal railing and trench unit catastrophic secondary containment consisting of an earthen berm, trench containment unit, and separator that contains oil. | The following property is used 100% for pollution control and is installed to meet or exceed federal or state regulations: Secondary containment consisting of a concrete pad around the transformer, an oil-water separator, and a metal railing and trench unit catastrophic secondary containment consisting of an earthen berm, trench containment unit, and separator that contains oil. | 2021-02-25 | 148190 | 100
23485 | T1 | ONCOR ELECTRIC DELIVERY COMPANY LLC | BENNETT RD SWITCH | Latitude = 33.8976, Longitude = -98.4859 | Wise County | TX | 76234 | WISE | CN603313842 | RN111172219 | Secondary containment consisting of a concrete pad around the transformer, an oil-water separator, and a metal railing and trench unit catastrophic secondary containment consisting of an earthen berm, trench containment unit, and separator that contains oil. | The following property is used 100% for pollution control and is installed to meet or exceed federal or state regulations: Secondary containment consisting of a concrete pad around the transformer, an oil-water separator, and a metal railing and trench unit catastrophic secondary containment consisting of an earthen berm, trench containment unit, and separator that contains oil. | 2021-03-04 | 103970 | 100
23486 | T1 | ONCOR ELECTRIC DELIVERY COMPANY LLC | INTERNATIONAL AIRPORT SUBSTATION | Latitude = 32.818831, Longitude = -97.063472 | Tarrant County | TX | 76040 | TARRANT | CN603313842 | RN111172227 | Secondary containment consisting of a concrete pad around the transformer, an oil-water separator, and a metal railing and trench unit catastrophic secondary containment consisting of an earthen berm, trench containment unit, and separator that contains oil. | The following property is used 100% for pollution control and is installed to meet or exceed federal or state regulations: Secondary containment consisting of a concrete pad around the transformer, an oil-water separator, and a metal railing and trench unit catastrophic secondary containment consisting of an earthen berm, trench containment unit, and separator that contains oil. | 2021-03-04 | 134040 | 100
23487 | T1 | ONCOR ELECTRIC DELIVERY COMPANY LLC | ELKTON SUBSTATION | 13790 COUNTY ROAD 192 | TYLER | TX | 75703 | SMITH | CN603313842 | RN109627588 | Secondary containment consisting of a concrete pad around the transformer, an oil-water separator, and a metal railing and oil-water separator and catastrophic secondary containment consisting of an earthen berm, trench containment unit, and separator that contains oil. | The following property is used 100% for pollution control and is installed to meet or exceed federal or state regulations: Secondary containment consisting of a concrete pad around the transformer, an oil-water separator, and a metal railing and oil-water separator and catastrophic secondary containment consisting of an earthen berm, trench containment unit, and separator that contains oil. | 2021-03-04 | 93580 | 100
23488 | T1 | ONCOR ELECTRIC DELIVERY COMPANY LLC | GREYS LAKE SUBSTATION | Latitude = 32.449745, Longitude = -95.23002 | Smith County | TX | 75708 | SMITH | CN603313842 | RN110648961 | Secondary containment consisting of an earthen berm, a trench containment unit, and an oil-water separator. | The following property is used 100% for pollution control and is installed to meet or exceed federal or state regulations: Secondary containment consisting of an earthen berm, a trench containment unit, and an oil-water separator. | 2021-03-04 | 87642 | 100
23489 | T1 | ONCOR ELECTRIC DELIVERY COMPANY LLC | WHITE SETTLEMENT WEST TAP | Latitude = 32.769, Longitude = -97.508 | Tarrant County | TX | 76108 | TARRANT | CN603313842 | RN110042314 | Secondary containment consisting of an earthen berm, a trench containment unit, and an oil-water separator. | The following property is used 100% for pollution control and is installed to meet or exceed federal or state regulations: Secondary containment consisting of an earthen berm, a trench containment unit, and an oil-water separator. | 2021-03-04 | 81140 | 100
23490 | T1 | ONCOR ELECTRIC DELIVERY COMPANY LLC | BARSTOW NW SUBSTATION | Latitude = 31.49749, Longitude = -103.47158 | Ward County | TX | 79772 | WARD | CN603313842 | RN111172235 | Secondary containment comprised of a concrete pad around the transformer, an oil-water separator, and a metal railing. | The following property is used 100% for pollution control and is installed to meet or exceed federal or state regulations: Secondary containment comprised of a concrete pad around the transformer, an oil-water separator, and a metal railing. | 2021-03-04 | 33190 | 100
23491 | T1 | ONCOR ELECTRIC DELIVERY COMPANY LLC | COURTLAND SWITCH | Latitude = 32.656215, Longitude = -97.13062 | Tarrant County | TX | 76017 | TARRANT | CN603313842 | RN111172243 | Secondary containment consisting of an earthen berm, a trench containment unit, and an oil-water separator. | The following property is used 100% for pollution control and is installed to meet or exceed federal or state regulations: Secondary containment consisting of an earthen berm, a trench containment unit, and an oil-water separator. | 2021-03-04 | 221430 | 100
23492 | T1 | ONCOR ELECTRIC DELIVERY COMPANY LLC | ROCKY CREEK SWITCH | Latitude = 32.595947, Longitude = -97.43955 | Johnson County | TX | 76036 | JOHNSON | CN603313842 | RN111172250 | Secondary containment system consisting of an earthen berm and an oil-water separator. | The following property is used 100% for pollution control and is installed to meet or exceed federal or state regulations: Secondary containment system consisting of an earthen berm and an oil-water separator. | 2021-03-04 | 48685 | 100
23493 | T1 | ONCOR ELECTRIC DELIVERY COMPANY LLC | JACKSONVILLE SWITCH | Latitude = 31.981001, Longitude = -95.257629 | Cherokee County | TX | 75766 | CHEROKEE | CN603313842 | RN111172268 | Secondary containment consisting of a concrete pad around the transformer, an oil-water separator, and a metal railing and trench unit catastrophic secondary containment consisting of an earthen berm, trench containment unit, and separator that contains oil. | The following property is used 100% for pollution control and is installed to meet or exceed federal or state regulations: Secondary containment consisting of a concrete pad around the transformer, an oil-water separator, and a metal railing and trench unit catastrophic secondary containment consisting of an earthen berm, trench containment unit, and separator that contains oil. | 2021-03-04 | 118607 | 100
23494 | T1 | CORPUS CHRISTI LIQUEFACTION LLC | CORPUS CHRISTI LIQUEFACTION | 622 HWY 35 | GREGORY | TX | 78359 | SAN PATRICIO | CN604136374 | RN104104716 | Submerged fill pipes in the following tanks DSLTK1, DSLTk2, DSLTK3, DSLTK4, FWPTK1, FWPTK2, GDFTK1, and GDFTK2. | The following property is used 100% for pollution control and is installed to meet or exceed federal or state regulations: Submerged fill pipes in the following tanks DSLTK1, DSLTk2, DSLTK3, DSLTK4, FWPTK1, FWPTK2, GDFTK1, and GDFTK2. | 2021-03-17 | 16500 | 100
23495 | T2 | CORPUS CHRISTI LIQUEFACTION LLC | CORPUS CHRISTI LIQUEFACTION | 622 HWY 35 | GREGORY | TX | 78359 | SAN PATRICIO | CN604136374 | RN104104716 | Pollution control portion of the Train 1 amine regeneration system consisting of rich/lean solvent heat exchangers (11E-1203A/B/C/D/E), solvent regenerator (11V-1202), regenerator overhead condenser (11E-1202), regenerator reflux pumps (11P-1203A/B), solvent regenerator reflux drum (11V-1206), back pressure controller for solvent regenerator, H2S removal package (11PK-1901), lean solvent filter (11F-1201), carbon treater (11F-1205), lean solvent after filter (11F-1204), amine sump drain (11V-1209), amine sump pump (11P-1206), amine sump filter (11F-206), antifoam injection skid (11PK-1201) and associated piping. | The following property is used 100% for pollution control and is installed to meet or exceed federal or state regulations: Pollution control portion of the Train 1 amine regeneration system consisting of rich/lean solvent heat exchangers (11E-1203A/B/C/D/E), solvent regenerator (11V-1202), regenerator overhead condenser (11E-1202), regenerator reflux pumps (11P-1203A/B), solvent regenerator reflux drum (11V-1206), back pressure controller for solvent regenerator, H2S removal package (11PK-1901), lean solvent filter (11F-1201), carbon treater (11F-1205), lean solvent after filter (11F-1204), amine sump drain (11V-1209), amine sump pump (11P-1206), amine sump filter (11F-206), antifoam injection skid (11PK-1201) and associated piping. | 2021-03-22 | 44000000 | 100
23496 | T1 | TXI OPERATIONS LP | TRAVIS AGGREGATES | 18601 FM 969 | WEBBERVILLE | TX | 78653 | TRAVIS | CN600125157 | RN104282611 | 2013 Komatsu HM400WT water truck with an 8,000-gallon water tank. | The following property is used 100% for pollution control and is installed to meet or exceed federal or state regulations: 2013 Komatsu HM400WT water truck with an 8,000-gallon water tank. | 2021-04-14 | 324008 | 100
23497 | T1 | TXI OPERATIONS LP | TXI - TAYLOR READY MIX | Latitude = 30.5742, Longitude = -97.3788 | Williamson County | TX | 76574 | WILLIAMSON | CN600125157 | RN106108749 | Dust collector. | The following property is used 100% for pollution control and is installed to meet or exceed federal or state regulations: Dust collector. | 2021-04-29 | 15000 | 100
23498 | T3 | CORPUS CHRISTI LIQUEFACTION LLC | CORPUS CHRISTI LIQUEFACTION | 622 HWY 35 | GREGORY | TX | 78359 | SAN PATRICIO | CN604136374 | RN104104716 | Boil off gas (BOG) system comprised of West Jetty LNG Transfer Arm Hybrid Ship Vapor/Return Vapor line to BOG Header, West Jetty Vapor Arm Ship Vapor Return Line, East Jetty LNG Transfer Arm Hybrid Ship Vapor/Return Vapor line to BOG Header, East Jetty Vapor Arm Ship Vapor Return Line, Composite Sampler 00SP-24110, Valtronics Manual Sampler 20SP-24110, BOG Compressors 00C2401A-E, BOG Compressors Lube Oil Coolers 00C2401A-E, BOG Header, and BOG Piping from LNG Storage Tanks A/B/C vents to BOG Header. | The following property is used 88% for pollution control and is installed to meet or exceed federal or state regulations: Boil off gas (BOG) system comprised of West Jetty LNG Transfer Arm Hybrid Ship Vapor/Return Vapor line to BOG Header, West Jetty Vapor Arm Ship Vapor Return Line, East Jetty LNG Transfer Arm Hybrid Ship Vapor/Return Vapor line to BOG Header, East Jetty Vapor Arm Ship Vapor Return Line, Composite Sampler 00SP-24110, Valtronics Manual Sampler 20SP-24110, BOG Compressors 00C2401A-E, BOG Compressors Lube Oil Coolers 00C2401A-E, BOG Header, and BOG Piping from LNG Storage Tanks A/B/C vents to BOG Header. | 2021-04-14 | 53300000 | 88
23499 | T1 | TXI OPERATIONS LP | TXI GEORGETOWN READY MIX | 610 LEANDER RD | GEORGETOWN | TX | 78626 | WILLIAMSON | CN600125157 | RN101858694 | 2015 INTL 4300 TYMCO Sweeper. | The following property is used 100% for pollution control and is installed to meet or exceed federal or state regulations: 2015 INTL 4300 TYMCO Sweeper. | 2021-04-15 | 202884 | 100
23500 | T1 | TXI OPERATIONS LP | TXI GEORGETOWN READY MIX | 610 LEANDER RD | GEORGETOWN | TX | 78626 | WILLIAMSON | CN600125157 | RN101858694 | Dust collector. | The following property is used 100% for pollution control and is installed to meet or exceed federal or state regulations: Dust collector. | 2021-04-29 | 101732 | 100
23501 | T1 | TXI OPERATIONS LP | TXI - LEANDER READY MIX | 3901 HWY 183 | Williamson County | TX | 78641 | WILLIAMSON | CN600125157 | RN106108715 | Dust collector | The following property is used 100% for pollution control and is installed to meet or exceed federal or state regulations: Dust collector. | 2021-04-15 | 24000 | 100
23502 | T1 | TXI OPERATIONS LP | TXI MIDLOTHIAN READY MIX | 3030 HWY 67 MIDLOTHIAN TX 76065 | Ellis County | TX | 76065 | ELLIS | CN600125157 | RN102176435 | Dust collector | The following property is used 100% for pollution control and is installed to meet or exceed federal or state regulations: Dust collector. | 2021-04-15 | 23609 | 100
23503 | T1 | RATLIFF READY-MIX LP | ENNIS | 3200 SPUR 469 | ENNIS | TX | 75119 | ELLIS | CN602805442 | RN104356829 | Dust collector | The following property is used 100% for pollution control and is installed to meet or exceed federal or state regulations: Dust collector. | 2021-04-15 | 65732 | 100
23504 | T1 | TXI OPERATIONS LP | TXI - HILLSBORO READY MIX | 119 INDUSTRIAL LOOP | HILLSBORO | TX | 76645 | HILL | CN600125157 | RN106108764 | Dust collector | The following property is used 100% for pollution control and is installed to meet or exceed federal or state regulations: Dust collector. | 2021-04-15 | 69726 | 100
23505 | T1 | MARTIN MARIETTA MATERIALS SOUTHWEST LLC | ROBSTOWN RAIL YARD | 3901 COUNTY ROAD 36 | ROBSTOWN | TX | 78380 | NUECES | CN605057868 | RN106269210 | Sweeper truck 8’ 4 wheel cab. | The following property is used 100% for pollution control and is installed to meet or exceed federal or state regulations: Sweeper truck 8’ 4 wheel cab. | 2021-04-15 | 29747 | 100
23506 | T1 | MARTIN MARIETTA MATERIALS SOUTHWEST LLC | MARTIN MARIETTA MATERIALS ARCOLA PLANT | 5730 OLD ALVIN RD | Fort Bend County | TX | 77583 | FORT BEND | CN605057868 | RN102844198 | Freightliner M2 water truck with a 2,000-gallon water tank. | The following property is used 100% for pollution control and is installed to meet or exceed federal or state regulations: Freightliner M2 water truck with a 2,000-gallon water tank. | 2021-04-15 | 82099 | 100
23507 | T1 | TXI OPERATIONS LP | HUNTER FACILITY | 7781 FM 1102 | NEW BRAUNFELS | TX | 78132 | COMAL | CN600125157 | RN100212067 | Dust collector | The following property is used 100% for pollution control and is installed to meet or exceed federal or state regulations: Dust collector. | 2021-04-15 | 74589 | 100
23508 | T1 | SAN MIGUEL ELECTRIC COOPERATIVE INC | SAN MIGUEL ELECTRIC PLANT | 6200 FM 3387 | Atascosa County | TX | 78026 | ATASCOSA | CN600132278 | RN100226539 | Continuous emissions monitoring system (CEMS) MET sorbent trap sampling system | The following property is used 100% for pollution control and is installed to meet or exceed federal or state regulations: MET-80 sorbent trap emissions monitoring system. | 2021-04-06 | 71150.84 | 100
23509 | T1 | SAN MIGUEL ELECTRIC COOPERATIVE INC | SAN MIGUEL ELECTRIC PLANT | 6200 FM 3387 | Atascosa County | TX | 78026 | ATASCOSA | CN600132278 | RN100226539 | Three railcars for dedicated use with the wet flue gas desulfurization system. | The following property is used 100% for pollution control and is installed to meet or exceed federal or state regulations: Three railcars for dedicated use with the wet flue gas desulfurization system. | 2021-04-15 | 112888.5 | 100
23510 | T1 | EL PASO ELECTRIC COMPANY | MONTANA POWER STATION | 13511B MONTANA AVE | EL PASO | TX | 79938 | EL PASO | CN600352819 | RN106392624 | SCR systems consisting of two ammonia storage tanks, two forwarding pumps, four vapor chambers, four dilution air heaters and temperature control panels, eight dilution air blowers and motors, four SCR injection manifold units and drives, four catalysts, four bundle heaters, four fans, four atomization heaters, four flow control valves, four flow meters, and four heater controllers. | The following property is used 100% for pollution control and is installed to meet or exceed federal or state regulations: SCR systems consisting of two ammonia storage tanks, two forwarding pumps, four vapor chambers, four dilution air heaters and temperature control panels, eight dilution air blowers and motors, four SCR injection manifold units and drives, four catalysts, four bundle heaters, four fans, four atomization heaters, four flow control valves, four flow meters, and four heater controllers. | 2021-03-11 | 8488756 | 100
23511 | T1 | BAYPORT POLYMERS LLC | BAYPORT POLYMERS | 7600 32ND ST | PORT ARTHUR | TX | 77642 | JEFFERSON | CN605458397 | RN109845768 | Ground flare system consisting of a wet flare header and associated wet flare knockout drum V-4601, wet flare pumps P-4601A/R, intermediate wet flare knockout drum V-1722, intermediate wet flare liquid transfer pot V-1723, dry flare header and associated dry flare knockout drum V-4602, dry flare superheater E-4603, dry flare methanol vaporizer E-4604, cold liquid drain header and associated liquid drain vaporizer E-4601A/R, methanol vaporizer E-4602, high pressure ground flare package Z-4601 with 304 burners and 62 spare burners, and the 306 foot by 215 foot area of land occupied by the ground flare. | The following property is used 100% for pollution control and is installed to meet or exceed federal or state regulations: Ground flare system consisting of a wet flare header and associated wet flare knockout drum V-4601, wet flare pumps P-4601A/R, intermediate wet flare knockout drum V-1722, intermediate wet flare liquid transfer pot V-1723, dry flare header and associated dry flare knockout drum V-4602, dry flare superheater E-4603, dry flare methanol vaporizer E-4604, cold liquid drain header and associated liquid drain vaporizer E-4601A/R, methanol vaporizer E-4602, high pressure ground flare package Z-4601 with 304 burners and 62 spare burners, and the 306 foot by 215 foot area of land occupied by the ground flare. | 2021-03-26 | 19556057 | 100
23512 | T1 | EL PASO ELECTRIC COMPANY | MONTANA POWER STATION | 13511B MONTANA AVE | EL PASO | TX | 79938 | EL PASO | CN600352819 | RN106392624 | Water injection skids and ancillary equipment on four units and water treatment system to produce distilled water for injection. | The following property is used 100% for pollution control and is installed to meet or exceed federal or state regulations: Water injection skids and ancillary equipment on four units and water treatment system to produce distilled water for injection. | 2021-03-11 | 6166521 | 100
23513 | T1 | CACTUS II PIPELINE LLC | CACTUS II PIPELINE SEGMENT IN ZAVALA COUNTY | CACTUS II PIPELINE SEGMENT IN ZAVALA COUNTY | Zavala County | TX | 78839 | ZAVALA | CN605615046 | RN111178653 | Sedimentation and erosion controls consisting of slope breakers, silt fences, sedimentation barriers, staked hay or straw bales, matting and diking. | The following property is used 100% for pollution control and is installed to meet or exceed federal or state regulations: Sedimentation and erosion controls consisting of slope breakers, silt fences, sedimentation barriers, staked hay or straw bales, matting and diking. | 2021-03-17 | 8469491 | 100
23514 | T1 | CACTUS II PIPELINE LLC | CACTUS II PIPELINE SEGMENT IN VAL VERDE COUNTY | CACTUS II PIPELINE SEGMENT IN VAL VERDE COUNTY | Val Verde County | TX | 78840 | VAL VERDE | CN605615046 | RN111178661 | Sedimentation and erosion controls consisting of slope breakers, silt fences, sedimentation barriers, staked hay or straw bales, matting and diking. | The following property is used 100% for pollution control and is installed to meet or exceed federal or state regulations: Sedimentation and erosion controls consisting of slope breakers, silt fences, sedimentation barriers, staked hay or straw bales, matting and diking. | 2021-03-17 | 12968840 | 100
23515 | T1 | CACTUS II PIPELINE LLC | CACTUS II PIPELINE SEGMENT IN UPTON COUNTY | CACTUS II PIPELINE SEGMENT IN UPTON COUNTY | Upton County | TX | 79787 | UPTON | CN605615046 | RN111178679 | Sedimentation and erosion controls consisting of slope breakers, silt fences, sedimentation barriers, staked hay or straw bales, matting and diking. | The following property is used 100% for pollution control and is installed to meet or exceed federal or state regulations: Sedimentation and erosion controls consisting of slope breakers, silt fences, sedimentation barriers, staked hay or straw bales, matting and diking. | 2021-03-17 | 1768513 | 100
23516 | T1 | CACTUS II PIPELINE LLC | CACTUS II PIPELINE SEGMENT IN SAN PATRICIO COUNTY | CACTUS II PIPELINE SEGMENT IN SAN PATRICIO COUNTY | San Patricio County | TX | 78387 | SAN PATRICIO | CN605615046 | RN111178687 | Sedimentation and erosion controls consisting of slope breakers, silt fences, sedimentation barriers, staked hay or straw bales, matting and diking. | The following property is used 100% for pollution control and is installed to meet or exceed federal or state regulations: Sedimentation and erosion controls consisting of slope breakers, silt fences, sedimentation barriers, staked hay or straw bales, matting and diking. | 2021-03-17 | 8943975 | 100
23517 | T1 | CACTUS II PIPELINE LLC | CACTUS II PIPELINE SEGMENT IN MCMULLEN COUNTY | CACTUS II PIPELINE SEGMENT IN MCMULLEN COUNTY | Mcmullen County | TX | 78072 | MCMULLEN | CN605615046 | RN111178695 | Sedimentation and erosion controls consisting of slope breakers, silt fences, sedimentation barriers, staked hay or straw bales, matting and diking. | The following property is used 100% for pollution control and is installed to meet or exceed federal or state regulations: Sedimentation and erosion controls consisting of slope breakers, silt fences, sedimentation barriers, staked hay or straw bales, matting and diking. | 2021-03-17 | 4961662 | 100
23518 | T1 | CACTUS II PIPELINE LLC | CACTUS II PIPELINE SEGMENT IN MAVERICK COUNTY | CACTUS II PIPELINE SEGMENT IN MAVERICK COUNTY | Maverick County | TX | 78852 | MAVERICK | CN605615046 | RN111178703 | Sedimentation and erosion controls consisting of slope breakers, silt fences, sedimentation barriers, staked hay or straw bales, matting and diking. | The following property is used 100% for pollution control and is installed to meet or exceed federal or state regulations: Sedimentation and erosion controls consisting of slope breakers, silt fences, sedimentation barriers, staked hay or straw bales, matting and diking. | 2021-03-17 | 267260 | 100
23519 | T1 | CACTUS II PIPELINE LLC | CACTUS II PIPELINE SEGMENT IN LIVE OAK COUNTY | CACTUS II PIPELINE SEGMENT IN LIVE OAK COUNTY | Live Oak County | TX | 78022 | LIVE OAK | CN605615046 | RN111178711 | Sedimentation and erosion controls consisting of slope breakers, silt fences, sedimentation barriers, staked hay or straw bales, matting and diking. | The following property is used 100% for pollution control and is installed to meet or exceed federal or state regulations: Sedimentation and erosion controls consisting of slope breakers, silt fences, sedimentation barriers, staked hay or straw bales, matting and diking. | 2021-03-17 | 6464128 | 100
23520 | T1 | CACTUS II PIPELINE LLC | CACTUS II PIPELINE SEGMENT IN LA SALLE COUNTY | CACTUS II PIPELINE SEGMENT IN LA SALLE COUNTY | La Salle County | TX | 78014 | LA SALLE | CN605615046 | RN111178729 | Sedimentation and erosion controls consisting of slope breakers, silt fences, sedimentation barriers, staked hay or straw bales, matting and diking. | The following property is used 100% for pollution control and is installed to meet or exceed federal or state regulations: Sedimentation and erosion controls consisting of slope breakers, silt fences, sedimentation barriers, staked hay or straw bales, matting and diking. | 2021-03-17 | 6203093 | 100
23521 | T1 | CACTUS II PIPELINE LLC | CACTUS II PIPELINE SEGMENT IN KINNEY COUNTY | CACTUS II PIPELINE SEGMENTIN KINNEY COUNTY | Kinney County | TX | 78832 | KINNEY | CN605615046 | RN111178737 | Sedimentation and erosion controls consisting of slope breakers, silt fences, sedimentation barriers, staked hay or straw bales, matting and diking. | The following property is used 100% for pollution control and is installed to meet or exceed federal or state regulations: Sedimentation and erosion controls consisting of slope breakers, silt fences, sedimentation barriers, staked hay or straw bales, matting and diking. | 2021-03-17 | 6660718 | 100
23522 | T1 | CACTUS II PIPELINE LLC | CACTUS II PIPELINE SEGMENT IN FRIO COUNTY | CACTUS II PIPELINE SEGMENT IN FRIO COUNTY | Frio County | TX | 78061 | FRIO | CN605615046 | RN111178745 | Sedimentation and erosion controls consisting of slope breakers, silt fences, sedimentation barriers, staked hay or straw bales, matting and diking. | The following property is used 100% for pollution control and is installed to meet or exceed federal or state regulations: Sedimentation and erosion controls consisting of slope breakers, silt fences, sedimentation barriers, staked hay or straw bales, matting and diking. | 2021-03-17 | 1810024 | 100
23523 | T1 | CACTUS II PIPELINE LLC | CACTUS II PIPELINE SEGMENT IN CROCKETT COUNTY | CACTUS II PIPELINE SEGMENT IN CROCKETT COUNTY | Crockett County | TX | 76943 | CROCKETT | CN605615046 | RN111178752 | Sedimentation and erosion controls consisting of slope breakers, silt fences, sedimentation barriers, staked hay or straw bales, matting and diking. | The following property is used 100% for pollution control and is installed to meet or exceed federal or state regulations: Sedimentation and erosion controls consisting of slope breakers, silt fences, sedimentation barriers, staked hay or straw bales, matting and diking. | 2021-03-17 | 13152053 | 100
23524 | T1 | RATTLER MIDSTREAM OPERATING LLC | ZOLLER 34-113 1D | Latitude = 31.445381, Longitude = -103.196532 | Ward County | TX | 79777 | WARD | CN605853340 | RN111179321 | ZOLLER 34-113 1D saltwater disposal well site, consisting of four 500-barrel water tanks, two 1,000-barrel gunbarrel tanks, two 3x4-10 centrifugal charge pumps, one centrifugal sump pump, three positive displacement quintuplex pumps, filters, wellhead, well casing, tubing, meters, valves, and piping. | The following property is used 100% for pollution control and is installed to meet or exceed federal or state regulations: ZOLLER 34-113 1D saltwater disposal well site, consisting of four 500-barrel water tanks, two 1,000-barrel gunbarrel tanks, two 3x4-10 centrifugal charge pumps, one centrifugal sump pump, three positive displacement quintuplex pumps, filters, wellhead, well casing, tubing, meters, valves, and piping. | 2021-04-06 | 528062 | 100
23525 | T1 | RATTLER MIDSTREAM OPERATING LLC | WILD COW 2D | Latitude = 31.640385, Longitude = -103.543567 | Reeves County | TX | 79772 | REEVES | CN605853340 | RN111179339 | WILD COW 2D saltwater disposal well site, consisting of three 1,000-barrel water tanks, one 1,500-barrel gunbarrel tank, two 4x6-13 centrifugal charge pumps, one centrifugal sump pump, three positive displacement quintuplex pumps, filters, wellhead, well casing, tubing, meters, valves, and piping. | The following property is used 100% for pollution control and is installed to meet or exceed federal or state regulations: WILD COW 2D saltwater disposal well site, consisting of three 1,000-barrel water tanks, one 1,500-barrel gunbarrel tank, two 4x6-13 centrifugal charge pumps, one centrifugal sump pump, three positive displacement quintuplex pumps, filters, wellhead, well casing, tubing, meters, valves, and piping. | 2021-04-06 | 3680000 | 100
23526 | T1 | RATTLER MIDSTREAM OPERATING LLC | WILD COW 1D | Latitude = 31.636917, Longitude = -103.535066 | Reeves County | TX | 79772 | REEVES | CN605853340 | RN111179347 | WILD COW 1D saltwater disposal well site, consisting of three 1,000-barrel water tanks, one 1,500-barrel gunbarrel tank, two 4x6-13 centrifugal charge pumps, one centrifugal sump pump, three positive displacement quintuplex pumps, filters, wellhead, well casing, tubing, meters, valves, and piping. | The following property is used 100% for pollution control and is installed to meet or exceed federal or state regulations: WILD COW 1D saltwater disposal well site, consisting of three 1,000-barrel water tanks, one 1,500-barrel gunbarrel tank, two 4x6-13 centrifugal charge pumps, one centrifugal sump pump, three positive displacement quintuplex pumps, filters, wellhead, well casing, tubing, meters, valves, and piping. | 2021-04-06 | 3680000 | 100
23527 | T1 | RATTLER MIDSTREAM OPERATING LLC | WILBANKS 16 6D | Latitude = 32.354622, Longitude = -101.760945 | Martin County | TX | 79749 | MARTIN | CN605853340 | RN111179354 | WILBANKS 16 6D saltwater disposal well site, consisting of four 1,000-barrel water tanks, one 1,500-barrel gunbarrel tank, two 4x6-13 centrifugal charge pumps, one 1x1 centrifugal sump pump, three positive displacement quintuplex pumps, filters, wellhead, well casing, tubing, meters, valves, and piping. | The following property is used 100% for pollution control and is installed to meet or exceed federal or state regulations: WILBANKS 16 6D saltwater disposal well site, consisting of four 1,000-barrel water tanks, one 1,500-barrel gunbarrel tank, two 4x6-13 centrifugal charge pumps, one 1x1 centrifugal sump pump, three positive displacement quintuplex pumps, filters, wellhead, well casing, tubing, meters, valves, and piping. | 2021-04-06 | 3680000 | 100
23528 | T1 | RATTLER MIDSTREAM OPERATING LLC | WEATHERBY SWD 1 | Latitude = 31.148887, Longitude = -103.132547 | Pecos County | TX | 79730 | PECOS | CN605853340 | RN111179362 | WEATHERBY SWD 1 saltwater disposal well site, consisting of three 750-barrel water tanks, one 1,000-barrel gunbarrel tank, two 4x6x10 centrifugal charge pumps, two 1x1.5-6 centrifugal circulating pumps, one 1x1.5-6 centrifugal sump pump, two positive displacement quintuplex pumps, filters, wellhead, well casing, tubing, meters, valves, and piping. | The following property is used 100% for pollution control and is installed to meet or exceed federal or state regulations: WEATHERBY SWD 1 saltwater disposal well site, consisting of three 750-barrel water tanks, one 1,000-barrel gunbarrel tank, two 4x6x10 centrifugal charge pumps, two 1x1.5-6 centrifugal circulating pumps, one 1x1.5-6 centrifugal sump pump, two positive displacement quintuplex pumps, filters, wellhead, well casing, tubing, meters, valves, and piping. | 2021-04-06 | 4574940 | 100
23529 | T1 | RATTLER MIDSTREAM OPERATING LLC | VICTORY 1D | Latitude = 31.599485, Longitude = -103.655018 | Reeves County | TX | 79772 | REEVES | CN605853340 | RN111179370 | WEATHERBY SWD 1 saltwater disposal well site, consisting of three 750-barrel water tanks, one 1,000-barrel gunbarrel tank, two 4x6x10 centrifugal charge pumps, two 1x1.5-6 centrifugal circulating pumps, one 1x1.5-6 centrifugal sump pump, two positive displacement quintuplex pumps, filters, wellhead, well casing, tubing, meters, valves, and piping. | The following property is used 100% for pollution control and is installed to meet or exceed federal or state regulations: WEATHERBY SWD 1 saltwater disposal well site, consisting of three 750-barrel water tanks, one 1,000-barrel gunbarrel tank, two 4x6x10 centrifugal charge pumps, two 1x1.5-6 centrifugal circulating pumps, one 1x1.5-6 centrifugal sump pump, two positive displacement quintuplex pumps, filters, wellhead, well casing, tubing, meters, valves, and piping. | 2021-04-05 | 3680000 | 100
23530 | T1 | RATTLER MIDSTREAM OPERATING LLC | SUTER FARMS SWD | Latitude = 31.11601, Longitude = -103.067603 | Pecos County | TX | 79730 | PECOS | CN605853340 | RN111179388 | SUTER FARMS SWD saltwater disposal well site, consisting of three 750-barrel water tanks, one 1,000-barrel gunbarrel tank, two 1.5x3-10 centrifugal charge pumps, one centrifugal circulating pump, two multi-stage centrifugal injection pumps, filters, wellhead, well casing, tubing, meters, valves, and piping. | The following property is used 100% for pollution control and is installed to meet or exceed federal or state regulations: SUTER FARMS SWD saltwater disposal well site, consisting of three 750-barrel water tanks, one 1,000-barrel gunbarrel tank, two 1.5x3-10 centrifugal charge pumps, one centrifugal circulating pump, two multi-stage centrifugal injection pumps, filters, wellhead, well casing, tubing, meters, valves, and piping. | 2021-04-05 | 1887123 | 100
23531 | T1 | RATTLER MIDSTREAM OPERATING LLC | SKYFALL 1D | Latitude = 31.63069, Longitude = -103.739952 | Reeves County | TX | 79754 | REEVES | CN605853340 | RN111179396 | SKYFALL 1D saltwater disposal well site, consisting of three 1,000-barrel water tanks, two 1,500-barrel gunbarrel tanks, two 1x2-10 centrifugal charge pumps, three positive displacement quintuplex pumps, filters, wellhead, well casing, tubing, meters, valves, and piping. | The following property is used 100% for pollution control and is installed to meet or exceed federal or state regulations: SKYFALL 1D saltwater disposal well site, consisting of three 1,000-barrel water tanks, two 1,500-barrel gunbarrel tanks, two 1x2-10 centrifugal charge pumps, three positive displacement quintuplex pumps, filters, wellhead, well casing, tubing, meters, valves, and piping. | 2021-04-05 | 1235503 | 100
23532 | T1 | RATTLER MIDSTREAM OPERATING LLC | SALT LAKE SWD 1 | Latitude = 31.134399, Longitude = -103.067809 | Pecos County | TX | 79730 | PECOS | CN605853340 | RN111179404 | SALT LAKE SWD 1 saltwater disposal well site, consisting of three 750-barrel water tanks, one 1,000-barrel gunbarrel tank, two 3x4-10 centrifugal charge pumps, two centrifugal circulating pumps, two multi-stage centrifugal injection pumps, filters, wellhead, well casing, tubing, meters, valves, and piping. | The following property is used 100% for pollution control and is installed to meet or exceed federal or state regulations: SALT LAKE SWD 1 saltwater disposal well site, consisting of three 750-barrel water tanks, one 1,000-barrel gunbarrel tank, two 3x4-10 centrifugal charge pumps, two centrifugal circulating pumps, two multi-stage centrifugal injection pumps, filters, wellhead, well casing, tubing, meters, valves, and piping. | 2021-04-06 | 3946430 | 100
23533 | T1 | RATTLER MIDSTREAM OPERATING LLC | SABLE SWD 1 | Latitude = 31.159019, Longitude = -103.118908 | Pecos County | TX | 79735 | PECOS | CN605853340 | RN111179412 | SABLE SWD 1 saltwater disposal well site, consisting of three 750-barrel water tanks, one 1,000-barrel gunbarrel tank, two centrifugal charge pumps, two centrifugal circulating pumps, two multi-stage centrifugal injection pumps, filters, wellhead, well casing, tubing, meters, valves, and piping. | The following property is used 100% for pollution control and is installed to meet or exceed federal or state regulations: WSABLE SWD 1 saltwater disposal well site, consisting of three 750-barrel water tanks, one 1,000-barrel gunbarrel tank, two centrifugal charge pumps, two centrifugal circulating pumps, two multi-stage centrifugal injection pumps, filters, wellhead, well casing, tubing, meters, valves, and piping. | 2021-04-06 | 4512559 | 100
23534 | T1 | RATTLER MIDSTREAM OPERATING LLC | ROCA UNIT 7 1D | Latitude = 31.610903, Longitude = -103.396253 | Ward County | TX | 79754 | WARD | CN605853340 | RN111179438 | ROCA UNIT 7 1D saltwater disposal well site, consisting of four 500-barrel water tanks, one 1,000-barrel gunbarrel tank, one positive displacement quintuplex pump, filters, wellhead, well casing, tubing, meters, valves, and piping. | The following property is used 100% for pollution control and is installed to meet or exceed federal or state regulations: ROCA UNIT 7 1D saltwater disposal well site, consisting of four 500-barrel water tanks, one 1,000-barrel gunbarrel tank, one positive displacement quintuplex pump, filters, wellhead, well casing, tubing, meters, valves, and piping. | 2021-04-06 | 3680000 | 100
23535 | T1 | RATTLER MIDSTREAM OPERATING LLC | REWARD SWD C 3R | Latitude = 31.332528, Longitude = -103.25369 | Reeves County | TX | 79772 | REEVES | CN605853340 | RN111179446 | REWARD SWD C 3R saltwater disposal well site, consisting of three 750-barrel water tanks, one 1,000-barrel gunbarrel tank, two centrifugal charge pumps, one centrifugal circulating pump, two multi-stage centrifugal injection pumps, filters, wellhead, well casing, tubing, meters, valves, and piping. | The following property is used 100% for pollution control and is installed to meet or exceed federal or state regulations: REWARD SWD C 3R saltwater disposal well site, consisting of three 750-barrel water tanks, one 1,000-barrel gunbarrel tank, two centrifugal charge pumps, one centrifugal circulating pump, two multi-stage centrifugal injection pumps, filters, wellhead, well casing, tubing, meters, valves, and piping. | 2021-04-06 | 1144730 | 100
23536 | T1 | RATTLER MIDSTREAM OPERATING LLC | REWARD SWD B 2 | Latitude = 31.375637, Longitude = -103.216496 | Reeves County | TX | 79772 | REEVES | CN605853340 | RN111179453 | REWARD SWD B 2 saltwater disposal well site, consisting of six 750-barrel water tanks, one 1,000-barrel gunbarrel tank, two 3x4‐10 centrifugal charge pumps, one centrifugal circulating pump, two 88-A centrifugal injection pumps, one centrifugal sump pump, filters, wellhead, well casing, tubing, meters, valves, and piping. | The following property is used 100% for pollution control and is installed to meet or exceed federal or state regulations: REWARD SWD B 2 saltwater disposal well site, consisting of six 750-barrel water tanks, one 1,000-barrel gunbarrel tank, two 3x4‐10 centrifugal charge pumps, one centrifugal circulating pump, two 88-A centrifugal injection pumps, one centrifugal sump pump, filters, wellhead, well casing, tubing, meters, valves, and piping. | 2021-04-06 | 5094778 | 100
23537 | T1 | RATTLER MIDSTREAM OPERATING LLC | REWARD SWD A 1 | Latitude = 31.355971, Longitude = -103.139686 | Reeves County | TX | 79772 | REEVES | CN605853340 | RN111179461 | REWARD SWD A 1 saltwater disposal well site, consisting of one 500-barrel water tank, three 750-barrel water tanks, one 1,000-barrel gunbarrel tank, two centrifugal charge pumps, one centrifugal circulating pump, two centrifugal injection pumps, filters, wellhead, well casing, tubing, meters, valves, and piping. | The following property is used 100% for pollution control and is installed to meet or exceed federal or state regulations: REWARD SWD A 1 saltwater disposal well site, consisting of one 500-barrel water tank, three 750-barrel water tanks, one 1,000-barrel gunbarrel tank, two centrifugal charge pumps, one centrifugal circulating pump, two centrifugal injection pumps, filters, wellhead, well casing, tubing, meters, valves, and piping. | 2021-04-06 | 761289 | 100
23538 | T1 | RATTLER MIDSTREAM OPERATING LLC | RATTLER 1D | Latitude = 31.997448, Longitude = -102.217093 | Midland County | TX | 79701 | MIDLAND | CN605853340 | RN111179479 | RATTLER 1D saltwater disposal well site, consisting of six 750-barrel water tanks, two 1,000-barrel gunbarrel tanks, two centrifugal injection pumps, three 3x4-10 centrifugal water transfer pumps, filters, wellhead, well casing, tubing, meters, valves, and piping. | The following property is used 100% for pollution control and is installed to meet or exceed federal or state regulations: RATTLER 1D saltwater disposal well site, consisting of six 750-barrel water tanks, two 1,000-barrel gunbarrel tanks, two centrifugal injection pumps, three 3x4-10 centrifugal water transfer pumps, filters, wellhead, well casing, tubing, meters, valves, and piping. | 2021-04-06 | 12160678 | 100
23539 | T1 | RATTLER MIDSTREAM OPERATING LLC | PUNISHER 1D | Latitude = 31.061589, Longitude = -103.081179 | Pecos County | TX | 79730 | PECOS | CN605853340 | RN111179487 | PUNISHER 1D saltwater disposal well site, consisting of three 1,000-barrel water tanks, two 1,500-barrel gunbarrel tanks, two 1x2-10 centrifugal charge pumps, three positive displacement quintuplex transfer pumps, filters, wellhead, well casing, tubing, meters, valves, and piping. | The following property is used 100% for pollution control and is installed to meet or exceed federal or state regulations: PUNISHER 1D saltwater disposal well site, consisting of three 1,000-barrel water tanks, two 1,500-barrel gunbarrel tanks, two 1x2-10 centrifugal charge pumps, three positive displacement quintuplex transfer pumps, filters, wellhead, well casing, tubing, meters, valves, and piping. | 2021-04-06 | 4137967 | 100
23540 | T1 | RATTLER MIDSTREAM OPERATING LLC | PRUETT TB ET AL GU 5D | Latitude = 31.625032, Longitude = -103.425686 | Ward County | TX | 79719 | WARD | CN605853340 | RN111179495 | The property is a salt water disposal facility, used for non-commercial purposes. Its purpose is to dispose of salt water that is produced in the drilling and extraction of oil and gas in an environmentally appropriate manner. The facility is specifically designed to protect both groundwater and underground water sources. The salt water is injected into this facility and delivered to an underground zone that is determined to be appropriate by the Texas Railroad Commission. The facility is the final process after the salt water is separated from oil and gas. The SWD Facility includes Equipment listing for surface facility included in Exhibit C Tanks, pumps, filters, wellhead, well casing to protect zones not intended for disposal, tubing to control the flow inside the casing, meters to measure the amount of water disposed, valves to control the flow, and piping to control the water flow and to protect from the saltwater escaping. Exhibit A is a flow diagram of the SWD well facilities. The function of each major item of equipment is further described below. The Saltwater arrives at the well by piping. The piping bring the saltwater from the well sites. Exhibit B shows a diagram of the entire network of piping and SWD wells built. The water is then pumped into the tanks. Separate pumps, which are part of the facility, move the water from the tanks down to the wellbore. The meters on site measure the volume and pressure of the water that is being disposed. This water is pushed into one of the tanks, which acts as a settling vessel. Any skim of oil present is transferred into the oil storage tanks. The Skim Oil Tanks and their costs have been excepted from this application. They are merely identified as part of the total process. The water is transferred out to either set of two water storage tanks. Pumps are used to move the water through the process and then injected into the wellhead. The entire process is designed to protect the land and freshwater zones underground from the saltwater being disposed. Included with this application are the disposal wells which are solely connected to this facility and is presented on the attachment. Exhibit B | NOD response not received. | 2021-06-17 | 3680000 | 100
23541 | T1 | RATTLER MIDSTREAM OPERATING LLC | PINOTAGE 1X SWD | Latitude = 32.476317, Longitude = -102.144546 | Martin County | TX | 79749 | MARTIN | CN605853340 | RN111179503 | PINOTAGE 1X SWD saltwater disposal well site, consisting of three 500-barrel water tanks, one 750-barrel gunbarrel tank, one 3x2‐10 centrifugal charge pump, two positive displacement triplex pumps, filters, wellhead, well casing, tubing, meters, valves, and piping. | The following property is used 100% for pollution control and is installed to meet or exceed federal or state regulations: PINOTAGE 1X SWD saltwater disposal well site, consisting of three 500-barrel water tanks, one 750-barrel gunbarrel tank, one 3x2‐10 centrifugal charge pump, two positive displacement triplex pumps, filters, wellhead, well casing, tubing, meters, valves, and piping. | 2021-04-06 | 3680000 | 100
23542 | T1 | RATTLER MIDSTREAM OPERATING LLC | OLD COURTNEY RANCH CO SWD 1 | Latitude = 31.130121, Longitude = -103.16911 | Pecos County | TX | 79735 | PECOS | CN605853340 | RN111179511 | OLD COURTNEY RANCH CO SWD 1 saltwater disposal well site, consisting of three 1,000-barrel water tanks, one water leg tank, one 1,500-barrel gunbarrel tank, two 4x6x10 centrifugal charge pumps, one 1x1.5‐6 centrifugal circulating pump, one centrifugal sump pump, two positive displacement quintuplex pumps, filters, wellhead, well casing, tubing, meters, valves, and piping. | The following property is used 100% for pollution control and is installed to meet or exceed federal or state regulations: OLD COURTNEY RANCH CO SWD 1 saltwater disposal well site, consisting of three 1,000-barrel water tanks, one water leg tank, one 1,500-barrel gunbarrel tank, two 4x6x10 centrifugal charge pumps, one 1x1.5‐6 centrifugal circulating pump, one centrifugal sump pump, two positive displacement quintuplex pumps, filters, wellhead, well casing, tubing, meters, valves, and piping. | 2021-04-06 | 6306569 | 100
23543 | T1 | RATTLER MIDSTREAM OPERATING LLC | NICHOLS 17 1 SWD | Latitude = 32.382476, Longitude = -101.671988 | Howard County | TX | 79748 | HOWARD | CN605853340 | RN111179529 | NICHOLS 17 1 SWD saltwater disposal well site, consisting of three 750-barrel water tanks, two 500-barrel water tanks, one 1,000-barrel gunbarrel tank, one centrifugal charge pump, two centrifugal water transfer pumps, one positive displacement quintuplex pump, one positive displacement triplex pump, filters, wellhead, well casing, tubing, meters, valves, and piping. | The following property is used 100% for pollution control and is installed to meet or exceed federal or state regulations: NICHOLS 17 1 SWD saltwater disposal well site, consisting of three 750-barrel water tanks, two 500-barrel water tanks, one 1,000-barrel gunbarrel tank, one centrifugal charge pump, two centrifugal water transfer pumps, one positive displacement quintuplex pump, one positive displacement triplex pump, filters, wellhead, well casing, tubing, meters, valves, and piping. | 2021-04-06 | 3680000 | 100
23544 | T1 | RATTLER MIDSTREAM OPERATING LLC | MONTGOMERY 54-32 1D | Latitude = 31.557159, Longitude = -103.652165 | Reeves County | TX | 79754 | REEVES | CN605853340 | RN111179537 | MONTGOMERY 54-32 1D saltwater disposal well site, consisting of four 500-barrel water tanks, one 1,000-barrel gunbarrel tank, two positive displacement quintuplex pumps, filters, wellhead, well casing, tubing, meters, valves, and piping. | The following property is used 100% for pollution control and is installed to meet or exceed federal or state regulations: MONTGOMERY 54-32 1D saltwater disposal well site, consisting of four 500-barrel water tanks, one 1,000-barrel gunbarrel tank, two positive displacement quintuplex pumps, filters, wellhead, well casing, tubing, meters, valves, and piping. | 2021-04-06 | 3680000 | 100
23545 | T1 | RATTLER MIDSTREAM OPERATING LLC | MCGINLEY 1D | Latitude = 31.614115, Longitude = -103.427486 | Ward County | TX | 79754 | WARD | CN605853340 | RN111179545 | MCGINLEY 1D saltwater disposal well site, consisting of four 500-barrel water tanks, one 1,000-barrel gunbarrel tank, one positive displacement triplex pumps, filters, wellhead, well casing, tubing, meters, valves, and piping. | The following property is used 100% for pollution control and is installed to meet or exceed federal or state regulations: MCGINLEY 1D saltwater disposal well site, consisting of four 500-barrel water tanks, one 1,000-barrel gunbarrel tank, one positive displacement triplex pumps, filters, wellhead, well casing, tubing, meters, valves, and piping. | 2021-04-10 | 3680000 | 100
23546 | T1 | RATTLER MIDSTREAM OPERATING LLC | MANDUJANO BROS SWD 1 | Latitude = 31.173109, Longitude = -103.138028 | Pecos County | TX | 79735 | PECOS | CN605853340 | RN111179552 | MANDUJANO BROS SWD 1 saltwater disposal well site, consisting of three 750-barrel water tanks, one 1,000-barrel gunbarrel tank, two 3x4-10 centrifugal charge pumps, two centrifugal circulating pumps, two multi-stage centrifugal injection pumps, filters, wellhead, well casing, tubing, meters, valves, and piping. | The following property is used 100% for pollution control and is installed to meet or exceed federal or state regulations: MANDUJANO BROS SWD 1 saltwater disposal well site, consisting of three 750-barrel water tanks, one 1,000-barrel gunbarrel tank, two 3x4-10 centrifugal charge pumps, two centrifugal circulating pumps, two multi-stage centrifugal injection pumps, filters, wellhead, well casing, tubing, meters, valves, and piping. | 2021-04-10 | 4164461 | 100
23547 | T1 | RATTLER MIDSTREAM OPERATING LLC | MANDO 1D | Latitude = 31.179382, Longitude = -103.081222 | Pecos County | TX | 79730 | PECOS | CN605853340 | RN111179560 | MANDO 1D saltwater disposal well site, consisting of three 1,000-barrel water tanks, two 1,500-barrel gunbarrel tanks, two 1x2-10 centrifugal charge pumps, three positive displacement quintuplex pumps, filters, wellhead, well casing, tubing, meters, valves, and piping. | The following property is used 100% for pollution control and is installed to meet or exceed federal or state regulations: MANDO 1D saltwater disposal well site, consisting of three 1,000-barrel water tanks, two 1,500-barrel gunbarrel tanks, two 1x2-10 centrifugal charge pumps, three positive displacement quintuplex pumps, filters, wellhead, well casing, tubing, meters, valves, and piping. | 2021-04-10 | 4164461 | 100
23548 | T1 | RATTLER MIDSTREAM OPERATING LLC | MABEE FOUNDATION SWD | Latitude = 32.486132, Longitude = -102.147519 | Martin County | TX | 79783 | MARTIN | CN605853340 | RN111179578 | MABEE FOUNDATION SWD saltwater disposal well site, consisting of four 500-barrel water tanks, one 750-barrel gunbarrel tank, one 4x6x10 centrifugal charge pump, two centrifugal water transfer pumps, two positive displacement quintuplex pumps, filters, wellhead, well casing, tubing, meters, valves, and piping. | The following property is used 100% for pollution control and is installed to meet or exceed federal or state regulations: MABEE FOUNDATION SWD saltwater disposal well site, consisting of four 500-barrel water tanks, one 750-barrel gunbarrel tank, one 4x6x10 centrifugal charge pump, two centrifugal water transfer pumps, two positive displacement quintuplex pumps, filters, wellhead, well casing, tubing, meters, valves, and piping. | 2021-04-10 | 813598 | 100
23549 | T1 | RATTLER MIDSTREAM OPERATING LLC | LONGFELLOW 1DR | Latitude = 31.619427, Longitude = -103.522869 | Reeves County | TX | 79772 | REEVES | CN605853340 | RN111179586 | LONGFELLOW 1DR saltwater disposal well site, consisting of three 1,000-barrel water tanks, one 1,500-barrel gunbarrel tank, two 4x6-13 centrifugal charge pumps, one centrifugal sump pump, three positive displacement quintuplex pumps, filters, wellhead, well casing, tubing, meters, valves, and piping. | The following property is used 100% for pollution control and is installed to meet or exceed federal or state regulations: LONGFELLOW 1DR saltwater disposal well site, consisting of three 1,000-barrel water tanks, one 1,500-barrel gunbarrel tank, two 4x6-13 centrifugal charge pumps, one centrifugal sump pump, three positive displacement quintuplex pumps, filters, wellhead, well casing, tubing, meters, valves, and piping. | 2021-04-10 | 3680000 | 100
23550 | T1 | RATTLER MIDSTREAM OPERATING LLC | LINDSAY 1D | Latitude = 31.101969, Longitude = -103.257649 | Pecos County | TX | 79730 | PECOS | CN605853340 | RN111179594 | LINDSAY 1D saltwater disposal well site, consisting of three 1,000-barrel water tanks, two 1,500-barrel gunbarrel tanks, two 1x2-10 centrifugal charge pumps, three positive displacement quintuplex pumps, filters, wellhead, well casing, tubing, meters, valves, and piping. | The following property is used 100% for pollution control and is installed to meet or exceed federal or state regulations: LINDSAY 1D saltwater disposal well site, consisting of three 1,000-barrel water tanks, two 1,500-barrel gunbarrel tanks, two 1x2-10 centrifugal charge pumps, three positive displacement quintuplex pumps, filters, wellhead, well casing, tubing, meters, valves, and piping. | 2021-04-10 | 4440398 | 100
23551 | T1 | RATTLER MIDSTREAM OPERATING LLC | KIRBY 1D | Latitude = 32.119763, Longitude = -102.168256 | Martin County | TX | 79782 | MARTIN | CN605853340 | RN111179602 | KIRBY 1D saltwater disposal well site, consisting of three 1,000-barrel water tanks, one 1,500-barrel gunbarrel tank, two 3x4-13 centrifugal charge pumps, two centrifugal injection pumps, one gear circulating pump, filters, wellhead, well casing, tubing, meters, valves, and piping | The following property is used 100% for pollution control and is installed to meet or exceed federal or state regulations: KIRBY 1D saltwater disposal well site, consisting of three 1,000-barrel water tanks, one 1,500-barrel gunbarrel tank, two 3x4-13 centrifugal charge pumps, two centrifugal injection pumps, one gear circulating pump, filters, wellhead, well casing, tubing, meters, valves, and piping | 2021-04-10 | 4712428 | 100
23552 | T1 | RATTLER MIDSTREAM OPERATING LLC | JONES-HOLTON D 5D SWD | Latitude = 32.384621, Longitude = -102.027373 | Martin County | TX | 79783 | MARTIN | CN605853340 | RN111179610 | JONES-HOLTON D 5D SWD saltwater disposal well site, consisting of two 1,000-barrel water tanks, two 6x4-10G centrifugal charge pumps, one 1x1 centrifugal sump pump, three positive displacement quintuplex pumps, filters, wellhead, well casing, tubing, meters, valves, and piping. | The following property is used 100% for pollution control and is installed to meet or exceed federal or state regulations: JONES-HOLTON D 5D SWD saltwater disposal well site, consisting of two 1,000-barrel water tanks, two 6x4-10G centrifugal charge pumps, one 1x1 centrifugal sump pump, three positive displacement quintuplex pumps, filters, wellhead, well casing, tubing, meters, valves, and piping. | 2021-04-13 | 3680000 | 100
23553 | T1 | RATTLER MIDSTREAM OPERATING LLC | JONES-HOLTON D 4D SWD | Latitude = 32.364288, Longitude = -102.013903 | Martin County | TX | 79783 | MARTIN | CN605853340 | RN111179628 | JONES-HOLTON D 4D SWD saltwater disposal well site, consisting of three 500-barrel water tanks, one 750-barrel gunbarrel tank, one 3x2-10 centrifugal charge pump, two positive displacement triplex pumps, filters, wellhead, well casing, tubing, meters, valves, and piping. | The following property is used 100% for pollution control and is installed to meet or exceed federal or state regulations: WEATHERBY SWD 1 saltwater disposal well site, consisting of three 750-barrel water tanks, one 1,000-barrel gunbarrel tank, two 4x6x10 centrifugal charge pumps, two 1x1.5-6 centrifugal circulating pumps, one 1x1.5-6 centrifugal sump pump, two positive displacement quintuplex pumps, filters, wellhead, well casing, tubing, meters, valves, and piping. | 2021-04-11 | 438003 | 100
23554 | T1 | RATTLER MIDSTREAM OPERATING LLC | JONES -130- 1D | Latitude = 32.345255, Longitude = -102.003474 | Martin County | TX | 79783 | MARTIN | CN605853340 | RN111179636 | JONES -130- 1D saltwater disposal well site, consisting of one 500-barrel water tank, one 4x3-8 centrifugal charge pump, one ESP sump pump, one positive displacement quintuplex pump, filters, wellhead, well casing, tubing, meters, valves, and piping. | The following property is used 100% for pollution control and is installed to meet or exceed federal or state regulations: JONES -130- 1D saltwater disposal well site, consisting of one 500-barrel water tank, one 4x3-8 centrifugal charge pump, one ESP sump pump, one positive displacement quintuplex pump, filters, wellhead, well casing, tubing, meters, valves, and piping. | 2021-04-10 | 3680000 | 100
23555 | T1 | RATTLER MIDSTREAM OPERATING LLC | JK DENTON 1D | Latitude = 31.430562, Longitude = -103.210952 | Ward County | TX | 79777 | WARD | CN605853340 | RN111179644 | JK DENTON 1D saltwater disposal well site, consisting of three 1,000-barrel water tanks, two 1,500-barrel gunbarrel tanks, two 1x2-10 centrifugal charge pumps, three positive displacement quintuplex pumps, filters, wellhead, well casing, tubing, meters, valves, and piping. | The following property is used 100% for pollution control and is installed to meet or exceed federal or state regulations: JK DENTON 1D saltwater disposal well site, consisting of three 1,000-barrel water tanks, two 1,500-barrel gunbarrel tanks, two 1x2-10 centrifugal charge pumps, three positive displacement quintuplex pumps, filters, wellhead, well casing, tubing, meters, valves, and piping. | 2021-04-11 | 3977020 | 100
23556 | T1 | RATTLER MIDSTREAM OPERATING LLC | JEM RANCH 1D | Latitude = 31.421763, Longitude = -103.224723 | Ward County | TX | 79777 | WARD | CN605853340 | RN111179651 | JEM RANCH 1D saltwater disposal well site, consisting of three 1,000-barrel water tanks, two 1,500-barrel gunbarrel tanks, two 4x6-10G centrifugal charge pumps, one centrifugal sump pump, three positive displacement quintuplex pumps, filters, wellhead, well casing, tubing, meters, valves, and piping. | The following property is used 100% for pollution control and is installed to meet or exceed federal or state regulations: JEM RANCH 1D saltwater disposal well site, consisting of three 1,000-barrel water tanks, two 1,500-barrel gunbarrel tanks, two 4x6-10G centrifugal charge pumps, one centrifugal sump pump, three positive displacement quintuplex pumps, filters, wellhead, well casing, tubing, meters, valves, and piping. | 2021-04-11 | 3969573 | 100
23557 | T1 | RATTLER MIDSTREAM OPERATING LLC | JANE M GRAVES UNIT SWD 1 | Latitude = 31.371053, Longitude = -103.246903 | Reeves County | TX | 79772 | REEVES | CN605853340 | RN111179669 | JANE M GRAVES UNIT SWD 1 saltwater disposal well site, consisting of four 500-barrel water tanks, one 750-barrel gunbarrel tank, one 3x4-10 centrifugal charge pump, two centrifugal circulating pumps, one positive displacement quintuplex pump, one positive displacement triplex pump, filters, wellhead, well casing, tubing, meters, valves, and piping. | The following property is used 100% for pollution control and is installed to meet or exceed federal or state regulations: JANE M GRAVES UNIT SWD 1 saltwater disposal well site, consisting of four 500-barrel water tanks, one 750-barrel gunbarrel tank, one 3x4-10 centrifugal charge pump, two centrifugal circulating pumps, one positive displacement quintuplex pump, one positive displacement triplex pump, filters, wellhead, well casing, tubing, meters, valves, and piping. | 2021-04-12 | 230507 | 100
23558 | T1 | RATTLER MIDSTREAM OPERATING LLC | HULK 1D | Latitude = 31.076296, Longitude = -103.084127 | Pecos County | TX | 79730 | PECOS | CN605853340 | RN111179677 | HULK 1D saltwater disposal well site, consisting of three 1,000-barrel water tanks, one 1,500-barrel gunbarrel tank, two centrifugal injection pumps, filters, wellhead, well casing, tubing, meters, valves, and piping. | The following property is used 100% for pollution control and is installed to meet or exceed federal or state regulations: HULK 1D saltwater disposal well site, consisting of three 1,000-barrel water tanks, one 1,500-barrel gunbarrel tank, two centrifugal injection pumps, filters, wellhead, well casing, tubing, meters, valves, and piping. | 2021-04-12 | 5206699 | 100
23559 | T1 | RATTLER MIDSTREAM OPERATING LLC | HORNS DOWN 1D SWD | Latitude = 31.64552, Longitude = -103.5165 | Reeves County | TX | 79754 | REEVES | CN605853340 | RN111179685 | HORNS DOWN 1D SWD saltwater disposal well site, consisting of three 1,000-barrel water tanks, two 1,500-barrel gunbarrel tanks, two 4x6‐13 centrifugal charge pumps, one centrifugal sump pump, three positive displacement quintuplex pumps, filters, wellhead, well casing, tubing, meters, valves, and piping. | The following property is used 100% for pollution control and is installed to meet or exceed federal or state regulations: HORNS DOWN 1D SWD saltwater disposal well site, consisting of three 1,000-barrel water tanks, two 1,500-barrel gunbarrel tanks, two 4x6‐13 centrifugal charge pumps, one centrifugal sump pump, three positive displacement quintuplex pumps, filters, wellhead, well casing, tubing, meters, valves, and piping. | 2021-04-13 | 3680000 | 100
23560 | T1 | RATTLER MIDSTREAM OPERATING LLC | HOOPER SWD 1 | Latitude = 31.920207, Longitude = -102.236859 | Midland County | TX | 79701 | MIDLAND | CN605853340 | RN111179693 | HOOPER SWD 1 saltwater disposal well site, consisting of six 500-barrel water tanks, two 3x2‐13 centrifugal charge pumps, one centrifugal injection pump, one H pump, one gunbarrel separator, filters, wellhead, well casing, tubing, meters, valves, and piping. | The following property is used 100% for pollution control and is installed to meet or exceed federal or state regulations: HOOPER SWD 1 saltwater disposal well site, consisting of six 500-barrel water tanks, two 3x2‐13 centrifugal charge pumps, one centrifugal injection pump, one H pump, one gunbarrel separator, filters, wellhead, well casing, tubing, meters, valves, and piping. | 2021-04-12 | 3680000 | 100
23561 | T1 | BAYPORT POLYMERS LLC | BAYPORT POLYMERS | 7600 32ND ST | PORT ARTHUR | TX | 77642 | JEFFERSON | CN605458397 | RN109845768 | Secondary containment consisting of concrete dikes and curbs for T-1201, T-1202, T-1210, T-1221A/B, V-1222, V-1290, V-1291, T-1293, T-3406, T-3502, T-5660, T-5655, and V-3702X. | The following property is used 100% for pollution control and is installed to meet or exceed federal or state regulations: Secondary containment consisting of concrete dikes and curbs for T-1201, T-1202, T-1210, T-1221A/B, V-1222, V-1290, V-1291, T-1293, T-3406, T-3502, T-5660, T-5655, and V-3702X. | 2021-03-26 | 1200000 | 100
23562 | T1 | RATTLER MIDSTREAM OPERATING LLC | HERDING CATS 1D | Latitude = 32.477412, Longitude = -102.156421 | Martin County | TX | 79783 | MARTIN | CN605853340 | RN111179701 | HERDING CATS 1D saltwater disposal well site, consisting of three 1,000-barrel water tanks, one 1,500-barrel gunbarrel tank, two 3x4‐13 centrifugal charge pumps, two centrifugal injection pumps, one 1x1.5x8 gear circulating pump, filters, wellhead, well casing, tubing, meters, valves, and piping. | The following property is used 100% for pollution control and is installed to meet or exceed federal or state regulations: HERDING CATS 1D saltwater disposal well site, consisting of three 1,000-barrel water tanks, one 1,500-barrel gunbarrel tank, two 3x4‐13 centrifugal charge pumps, two centrifugal injection pumps, one 1x1.5x8 gear circulating pump, filters, wellhead, well casing, tubing, meters, valves, and piping. | 2021-04-12 | 6281148 | 100
23563 | T1 | BAYPORT POLYMERS LLC | BAYPORT POLYMERS | 7600 32ND ST | PORT ARTHUR | TX | 77642 | JEFFERSON | CN605458397 | RN109845768 | During construction 550,000 square feet of concrete and hot mix asphalt was installed to pave plant roadways and vehicle work areas. The paving was installed to control and reduce dust and other particulate matter releases from the facility. | The following property is used 100% for pollution control and is installed to meet or exceed federal or state regulations: Secondary containment consisting of concrete dikes and curbs for T-1201, T-1202, T-1210, T-1221A/B, V-1222, V-1290, V-1291, T-1293, T-3406, T-3502, T-5660, T-5655, and V-3702X. | 2021-04-15 | 18975000 | 100
23564 | T1 | RATTLER MIDSTREAM OPERATING LLC | HECKER 2D | Latitude = 32.374057, Longitude = -101.974365 | Martin County | TX | 79783 | MARTIN | CN605853340 | RN111179719 | HECKER 2D saltwater disposal well site, consisting of three 1,000-barrel water tanks, two 1,500-barrel gunbarrel tanks, two 4x6x10 centrifugal charge pumps, one centrifugal sump pump, three positive displacement quintuplex pumps, filters, wellhead, well casing, tubing, meters, valves, and piping. | The following property is used 100% for pollution control and is installed to meet or exceed federal or state regulations: HECKER 2D saltwater disposal well site, consisting of three 1,000-barrel water tanks, two 1,500-barrel gunbarrel tanks, two 4x6x10 centrifugal charge pumps, one centrifugal sump pump, three positive displacement quintuplex pumps, filters, wellhead, well casing, tubing, meters, valves, and piping. | 2021-04-12 | 144117 | 100
23565 | T1 | RATTLER MIDSTREAM OPERATING LLC | HECKER 1D | Latitude = 32.390437, Longitude = -101.969192 | Martin County | TX | 79783 | MARTIN | CN605853340 | RN111179743 | HECKER 1D saltwater disposal well site, consisting of four 750-barrel water tanks, one 1,000-barrel gunbarrel tank, two 3x4-10 centrifugal charge pumps, two multi-stage centrifugal injection pumps, filters, wellhead, well casing, tubing, meters, valves, and piping. | The following property is used 100% for pollution control and is installed to meet or exceed federal or state regulations: HECKER 1D saltwater disposal well site, consisting of four 750-barrel water tanks, one 1,000-barrel gunbarrel tank, two 3x4-10 centrifugal charge pumps, two multi-stage centrifugal injection pumps, filters, wellhead, well casing, tubing, meters, valves, and piping. | 2021-04-12 | 3680000 | 100
23566 | T1 | RATTLER MIDSTREAM OPERATING LLC | GSL SWD 26 1 | Latitude = 31.096302, Longitude = -103.064722 | Pecos County | TX | 79730 | PECOS | CN605853340 | RN111179750 | GSL SWD 26 1 saltwater disposal well site, consisting of three 750-barrel water tanks, one 1,000-barrel gunbarrel tank, two centrifugal charge pumps, two centrifugal circulating pumps, two multi-stage centrifugal injection pumps, filters, wellhead, well casing, tubing, meters, valves, and piping. | The following property is used 100% for pollution control and is installed to meet or exceed federal or state regulations: GSL SWD 26 1 saltwater disposal well site, consisting of three 750-barrel water tanks, one 1,000-barrel gunbarrel tank, two centrifugal charge pumps, two centrifugal circulating pumps, two multi-stage centrifugal injection pumps, filters, wellhead, well casing, tubing, meters, valves, and piping. | 2021-04-12 | 2479308 | 100
23567 | T1 | RATTLER MIDSTREAM OPERATING LLC | GSL SWD 20 1 | Latitude = 31.057614, Longitude = -103.064012 | Pecos County | TX | 79730 | PECOS | CN605853340 | RN111179768 | GSL SWD 20 1 saltwater disposal well site, consisting of three 750-barrel water tanks, one 1,000-barrel gunbarrel tank, two centrifugal charge pumps, two centrifugal circulating pumps, two multi-stage centrifugal injection pumps, filters, wellhead, well casing, tubing, meters, valves, and piping. | The following property is used 100% for pollution control and is installed to meet or exceed federal or state regulations: GSL SWD 20 1 saltwater disposal well site, consisting of three 750-barrel water tanks, one 1,000-barrel gunbarrel tank, two centrifugal charge pumps, two centrifugal circulating pumps, two multi-stage centrifugal injection pumps, filters, wellhead, well casing, tubing, meters, valves, and piping. | 2021-04-12 | 2866341 | 100
23568 | T1 | RATTLER MIDSTREAM OPERATING LLC | GOLDEN TORNADOES SWD 1 | Latitude = 32.467356, Longitude = -102.148223 | Martin County | TX | 79783 | MARTIN | CN605853340 | RN111179776 | GOLDEN TORNADOES SWD 1 saltwater disposal well site, consisting of four 750-barrel water tanks, one 1,000-barrel gunbarrel tank, two 3x4-10 centrifugal charge pumps, two multi-stage centrifugal injection pumps, filters, wellhead, well casing, tubing, meters, valves, and piping. | The following property is used 100% for pollution control and is installed to meet or exceed federal or state regulations: GOLDEN TORNADOES SWD 1 saltwater disposal well site, consisting of four 750-barrel water tanks, one 1,000-barrel gunbarrel tank, two 3x4-10 centrifugal charge pumps, two multi-stage centrifugal injection pumps, filters, wellhead, well casing, tubing, meters, valves, and piping. | 2021-04-12 | 12744860 | 100
23569 | T1 | RATTLER MIDSTREAM OPERATING LLC | EPLEY LB 18D SWD | Latitude = 32.090989, Longitude = -101.940046 | Midland County | TX | 76234 | MIDLAND | CN605853340 | RN111179784 | EPLEY LB 18D SWD saltwater disposal well site, consisting of three 500-barrel water tanks, two 1,500-barrel gunbarrel tanks, two 6x4-10 centrifugal charge pumps, one 1x1 centrifugal sump pump, three positive displacement quintuplex pumps, filters, wellhead, well casing, tubing, meters, valves, and piping. | The following property is used 100% for pollution control and is installed to meet or exceed federal or state regulations: EPLEY LB 18D SWD saltwater disposal well site, consisting of three 500-barrel water tanks, two 1,500-barrel gunbarrel tanks, two 6x4-10 centrifugal charge pumps, one 1x1 centrifugal sump pump, three positive displacement quintuplex pumps, filters, wellhead, well casing, tubing, meters, valves, and piping. | 2021-04-13 | 1235813 | 100
23570 | T1 | RATTLER MIDSTREAM OPERATING LLC | DUNIGAN 1D | Latitude = 31.58417, Longitude = -103.59324 | Reeves County | TX | 79772 | REEVES | CN605853340 | RN111179792 | DUNIGAN 1D saltwater disposal well site, consisting of three 1,000-barrel water tanks, two 1,500-barrel gunbarrel tanks, two 4x6-10 centrifugal charge pumps, one centrifugal sump pump, two 4x6-10 centrifugal water transfer pumps, three positive displacement quintuplex pumps, filters, wellhead, well casing, tubing, meters, valves, and piping. | The following property is used 100% for pollution control and is installed to meet or exceed federal or state regulations: DUNIGAN 1D saltwater disposal well site, consisting of three 1,000-barrel water tanks, two 1,500-barrel gunbarrel tanks, two 4x6-10 centrifugal charge pumps, one centrifugal sump pump, two 4x6-10 centrifugal water transfer pumps, three positive displacement quintuplex pumps, filters, wellhead, well casing, tubing, meters, valves, and piping. | 2021-04-13 | 3680000 | 100
23571 | T1 | RATTLER MIDSTREAM OPERATING LLC | DIRT DEVIL 1D | Latitude = 32.138567, Longitude = -102.180919 | Martin County | TX | 79782 | MARTIN | CN605853340 | RN111179800 | DIRT DEVIL 1D saltwater disposal well site, consisting of three 1,000-barrel water tanks, two 1,500-barrel gunbarrel tanks, two 1x2-10 centrifugal charge pumps, three positive displacement quintuplex pumps, filters, wellhead, well casing, tubing, meters, valves, and piping. | The following property is used 100% for pollution control and is installed to meet or exceed federal or state regulations: DIRT DEVIL 1D saltwater disposal well site, consisting of three 1,000-barrel water tanks, two 1,500-barrel gunbarrel tanks, two 1x2-10 centrifugal charge pumps, three positive displacement quintuplex pumps, filters, wellhead, well casing, tubing, meters, valves, and piping. | 2021-04-13 | 5963652 | 100
23572 | T1 | RATTLER MIDSTREAM OPERATING LLC | DICKENSON -20- 8D | Latitude = 32.090989, Longitude = -101.940046 | Martin County | TX | 79782 | MARTIN | CN605853340 | RN111179818 | DICKENSON -20- 8D saltwater disposal well site, consisting of three 1,000-barrel water tanks, two 1,500-barrel gunbarrel tanks, two 6x4-13 centrifugal charge pumps, one 1x1 centrifugal sump pump, one 3x2x-10 centrifugal water transfer pump, three positive displacement quintuplex pumps, filters, wellhead, well casing, tubing, meters, valves, and piping. | The following property is used 100% for pollution control and is installed to meet or exceed federal or state regulations: DICKENSON -20- 8D saltwater disposal well site, consisting of three 1,000-barrel water tanks, two 1,500-barrel gunbarrel tanks, two 6x4-13 centrifugal charge pumps, one 1x1 centrifugal sump pump, one 3x2x-10 centrifugal water transfer pump, three positive displacement quintuplex pumps, filters, wellhead, well casing, tubing, meters, valves, and piping. | 2021-04-13 | 3680000 | 100
23573 | T1 | RATTLER MIDSTREAM OPERATING LLC | DANIEL 4 | Latitude = 31.726474, Longitude = -101.537 | Glasscock County | TX | 79739 | GLASSCOCK | CN605853340 | RN111179826 | DANIEL 4 saltwater disposal well site, consisting of three 500-barrel water tanks, one 750-barrel gunbarrel tank, one 3x2-10 centrifugal charge pump, two positive displacement triplex pumps, filters, wellhead, well casing, tubing, meters, valves, and piping. | The following property is used 100% for pollution control and is installed to meet or exceed federal or state regulations: DANIEL 4 saltwater disposal well site, consisting of three 500-barrel water tanks, one 750-barrel gunbarrel tank, one 3x2-10 centrifugal charge pump, two positive displacement triplex pumps, filters, wellhead, well casing, tubing, meters, valves, and piping. | 2021-04-13 | 799594 | 100
23574 | T1 | RATTLER MIDSTREAM OPERATING LLC | CHECKERS 1D | Latitude = 31.603005, Longitude = -103.62867 | Reeves County | TX | 79772 | REEVES | CN605853340 | RN111179834 | CHECKERS 1D saltwater disposal well site, consisting of three 1,000-barrel water tanks, two 1,500-barrel gunbarrel tanks, two 4x6-10 centrifugal charge pumps, one 39459 centrifugal sump pump, three positive displacement quintuplex pumps, filters, wellhead, well casing, tubing, meters, valves, and piping. | The following property is used 100% for pollution control and is installed to meet or exceed federal or state regulations: CHECKERS 1D saltwater disposal well site, consisting of three 1,000-barrel water tanks, two 1,500-barrel gunbarrel tanks, two 4x6-10 centrifugal charge pumps, one 39459 centrifugal sump pump, three positive displacement quintuplex pumps, filters, wellhead, well casing, tubing, meters, valves, and piping. | 2021-04-13 | 3680000 | 100
23575 | T1 | RATTLER MIDSTREAM OPERATING LLC | BROWN UNIT 1 SWD | Latitude = 31.643395, Longitude = -103.520036 | Ward County | TX | 79719 | WARD | CN605853340 | RN111179842 | The property is a salt water disposal facility, used for non-commercial purposes. Its purpose is to dispose of salt water that is produced in the drilling and extraction of oil and gas in an environmentally appropriate manner. The facility is specifically designed to protect both groundwater and underground water sources. The salt water is injected into this facility and delivered to an underground zone that is determined to be appropriate by the Texas Railroad Commission. The facility is the final process after the salt water is separated from oil and gas. The SWD Facility includes Equipment listing for surface facility included in Exhibit C Tanks, pumps, filters, wellhead, well casing to protect zones not intended for disposal, tubing to control the flow inside the casing, meters to measure the amount of water disposed, valves to control the flow, and piping to control the water flow and to protect from the saltwater escaping. Exhibit A is a flow diagram of the SWD well facilities. The function of each major item of equipment is further described below. The Saltwater arrives at the well by piping. The piping bring the saltwater from the well sites. Exhibit B shows a diagram of the entire network of piping and SWD wells built. The water is then pumped into the tanks. Separate pumps, which are part of the facility, move the water from the tanks down to the wellbore. The meters on site measure the volume and pressure of the water that is being disposed. This water is pushed into one of the tanks, which acts as a settling vessel. Any skim of oil present is transferred into the oil storage tanks. The Skim Oil Tanks and their costs have been excepted from this application. They are merely identified as part of the total process. The water is transferred out to either set of two water storage tanks. Pumps are used to move the water through the process and then injected into the wellhead. The entire process is designed to protect the land and freshwater zones underground from the saltwater being disposed. Included with this application are the disposal wells which are solely connected to this facility and is presented on the attachment. Exhibit B | NOD response not received. | 2021-06-17 | 3680000 | 100
23576 | T1 | RATTLER MIDSTREAM OPERATING LLC | BREEDLOVE URSA 1 SWD | Latitude = 32.421608, Longitude = -102.119928 | Martin County | TX | 79748 | MARTIN | CN605853340 | RN111179859 | BREEDLOVE URSA 1 SWD saltwater disposal well site, consisting of five 1,000-barrel water tanks, one gear circulating pump, two positive displacement quintuplex pumps, one gunbarrel separator, filters, wellhead, well casing, tubing, meters, valves, and piping. | The following property is used 100% for pollution control and is installed to meet or exceed federal or state regulations: BREEDLOVE URSA 1 SWD saltwater disposal well site, consisting of five 1,000-barrel water tanks, one gear circulating pump, two positive displacement quintuplex pumps, one gunbarrel separator, filters, wellhead, well casing, tubing, meters, valves, and piping. | 2021-04-13 | 230336 | 100
23577 | T1 | RATTLER MIDSTREAM OPERATING LLC | BIG SIPPER 1D | Latitude = 32.490442, Longitude = -102.13994 | Martin County | TX | 79783 | MARTIN | CN605853340 | RN111179867 | BIG SIPPER 1D saltwater disposal well site, consisting of four 750-barrel water tanks, one 1,000-barrel gunbarrel tank, two centrifugal injection pumps, filters, wellhead, well casing, tubing, meters, valves, and piping. | The following property is used 100% for pollution control and is installed to meet or exceed federal or state regulations: BIG SIPPER 1D saltwater disposal well site, consisting of four 750-barrel water tanks, one 1,000-barrel gunbarrel tank, two centrifugal injection pumps, filters, wellhead, well casing, tubing, meters, valves, and piping. | 2021-04-13 | 9184491 | 100
23578 | T1 | RATTLER MIDSTREAM OPERATING LLC | BARRACUDA -72- 1D | Latitude = 31.644885, Longitude = -103.565349 | Ward County | TX | 79754 | WARD | CN605853340 | RN111179875 | BARRACUDA -72- 1D saltwater disposal well site, consisting of four 500-barrel water tanks, one 1,000-barrel gunbarrel tank, one positive displacement quintuplex pump, one positive displacement triplex pump, filters, wellhead, well casing, tubing, meters, valves, and piping. | The following property is used 100% for pollution control and is installed to meet or exceed federal or state regulations: BARRACUDA -72- 1D saltwater disposal well site, consisting of four 500-barrel water tanks, one 1,000-barrel gunbarrel tank, one positive displacement quintuplex pump, one positive displacement triplex pump, filters, wellhead, well casing, tubing, meters, valves, and piping. | 2021-04-13 | 3680000 | 100
23579 | T1 | RATTLER MIDSTREAM OPERATING LLC | ARROWHEAD 3 1 SWD | Latitude = 32.421034, Longitude = -101.698224 | Martin County | TX | 79748 | MARTIN | CN605853340 | RN111179883 | ARROWHEAD 3 1 SWD saltwater disposal well site, consisting of five 500-barrel water tanks, one 750-barrel water tank, one 750-barrel gunbarrel tank, one 1x2-7 centrifugal circulating pump, two positive displacement triplex pumps, filters, wellhead, well casing, tubing, meters, valves, and piping. | The following property is used 100% for pollution control to meet or exceed federal or state regulations: ARROWHEAD 3 1 SWD saltwater disposal well site, consisting of five 500-barrel water tanks, one 750-barrel water tank, one 750-barrel gunbarrel tank, one 1x2-7 centrifugal circulating pump, two positive displacement triplex pumps, filters, wellhead, well casing, tubing, meters, valves, and piping. | 2021-04-13 | 1113037 | 100
23580 | T1 | CACTUS II PIPELINE LLC | CACTUS II PIPELINE SEGMENT IN ZAVALA COUNTY | CACTUS II PIPELINE SEGMENT IN ZAVALA COUNTY | Zavala County | TX | 78839 | ZAVALA | CN605615046 | RN111178653 | Pipeline automatic shut-off valves at 29°03'32.0"N 100°04'36.2"W, 29°02'42.2"N 100°03'39.9"W, 28°57'22.0"N 99°57'29.0"W, 28°54'16.7"N 99°53'08.4"W, 28°54'08.4"N 99°51'09.0"W, 28°51'45.3"N 99°48'09.4"W, 28°51'08.4"N 99°36'03.7"W, 28°50'42.4"N 99°32'32.4"W, and 28°47'28.3"N 99°25'38.9"W. | The following property is used 100% for pollution control and is installed to meet or exceed federal or state regulations: Pipeline automatic shut-off valves at 29°03'32.0"N 100°04'36.2"W, 29°02'42.2"N 100°03'39.9"W, 28°57'22.0"N 99°57'29.0"W, 28°54'16.7"N 99°53'08.4"W, 28°54'08.4"N 99°51'09.0"W, 28°51'45.3"N 99°48'09.4"W, 28°51'08.4"N 99°36'03.7"W, 28°50'42.4"N 99°32'32.4"W, and 28°47'28.3"N 99°25'38.9"W. | 2021-03-17 | 4314062 | 100
23581 | T1 | CACTUS II PIPELINE LLC | CACTUS II PIPELINE SEGMENT IN VAL VERDE COUNTY | CACTUS II PIPELINE SEGMENT IN VAL VERDE COUNTY | Val Verde County | TX | 78840 | VAL VERDE | CN605615046 | RN111178661 | Pipeline automatic shut-off valves at 30°15'14.9"N 101°05'28.6"W, 30°03'43.0"N 100°55'38.3"W, 29°56'59.1"N 100°51'24.4"W, 29°50'40.8"N 100°48'29.4"W, 29°39'09.3"N 100°48'11.3"W, 29°32'05.6"N 100°47'01.4"W, 29°27'45.0"N 100°45'28.6"W, 29°24'59.3"N 100°44'07.7"W, and 29°20'47.1"N 100°43'26.8"W. | The following property is used 100% for pollution control and is installed to meet or exceed federal or state regulations: Pipeline automatic shut-off valves at 30°15'14.9"N 101°05'28.6"W, 30°03'43.0"N 100°55'38.3"W, 29°56'59.1"N 100°51'24.4"W, 29°50'40.8"N 100°48'29.4"W, 29°39'09.3"N 100°48'11.3"W, 29°32'05.6"N 100°47'01.4"W, 29°27'45.0"N 100°45'28.6"W, 29°24'59.3"N 100°44'07.7"W, and 29°20'47.1"N 100°43'26.8"W. | 2021-03-17 | 4314062 | 100
23582 | T1 | CACTUS II PIPELINE LLC | CACTUS II PIPELINE SEGMENT IN UPTON COUNTY | CACTUS II PIPELINE SEGMENT IN UPTON COUNTY | Upton County | TX | 79787 | UPTON | CN605615046 | RN111178679 | Pipeline automatic shut-off valves at 31°08'19.8"N 102°10'56.7"W and 31°08'31.1"N 102°07'26.4"W. | The following property is used 100% for pollution control and is installed to meet or exceed federal or state regulations: Pipeline automatic shut-off valves at 31°08'19.8"N 102°10'56.7"W and 31°08'31.1"N 102°07'26.4"W. | 2021-03-17 | 1043063 | 100
23583 | T1 | CACTUS II PIPELINE LLC | CACTUS II PIPELINE SEGMENT IN SAN PATRICIO COUNTY | CACTUS II PIPELINE SEGMENT IN SAN PATRICIO COUNTY | San Patricio County | TX | 78387 | SAN PATRICIO | CN605615046 | RN111178687 | Pipeline automatic shut-off valves at 28°09'31.2"N 97°49'35.4"W, 28°07'25.3"N 97°48'04.9"W, 28°05'59.3"N 97°45'39.8"W, 28°04'41.3"N 97°43'15.1"W, 28°03'31.8"N 97°41'08.1"W, 28°02'04.3"N 97°38'43.8"W, 28°00'21.4"N 97°35'59.2"W, 27°58'13.5"N 97°32'50.5"W, 27°55'48.0"N 97°28'25.7"W, 27°54'40.3"N 97°25'00.2"W, 27°54'40.3"N 97°24'58.1"W, 27°55'00.8"N 97°23'35.3"W, 27°55'14.4"N 97°22'18.3"W,27°56'24.4"N 97°20'17.5"W, 27°56'50.3"N 97°18'20.0"W, 27°55'53.1"N 97°15'39.6"W, 27°54'21.1"N 97°14'13.6"W, 27°52'00.7"N 97°13'14.8"W, 27°51'07.3"N 97°13'07.1"W, and 27°49'48.0"N 97°11'50.7"W. | The following property is used 100% for pollution control and is installed to meet or exceed federal or state regulations: Pipeline automatic shut-off valves at 28°09'31.2"N 97°49'35.4"W, 28°07'25.3"N 97°48'04.9"W, 28°05'59.3"N 97°45'39.8"W, 28°04'41.3"N 97°43'15.1"W, 28°03'31.8"N 97°41'08.1"W, 28°02'04.3"N 97°38'43.8"W, 28°00'21.4"N 97°35'59.2"W, 27°58'13.5"N 97°32'50.5"W, 27°55'48.0"N 97°28'25.7"W, 27°54'40.3"N 97°25'00.2"W, 27°54'40.3"N 97°24'58.1"W, 27°55'00.8"N 97°23'35.3"W, 27°55'14.4"N 97°22'18.3"W,27°56'24.4"N 97°20'17.5"W, 27°56'50.3"N 97°18'20.0"W, 27°55'53.1"N 97°15'39.6"W, 27°54'21.1"N 97°14'13.6"W, 27°52'00.7"N 97°13'14.8"W, 27°51'07.3"N 97°13'07.1"W, and 27°49'48.0"N 97°11'50.7"W. | 2021-03-17 | 10055598 | 100
23584 | T1 | CACTUS II PIPELINE LLC | CACTUS II PIPELINE SEGMENT IN MCMULLEN COUNTY | CACTUS II PIPELINE SEGMENT IN MCMULLEN COUNTY | Mcmullen County | TX | 78072 | MCMULLEN | CN605615046 | RN111178695 | Pipeline automatic shut-off valves at 28°29'49.8"N 98°44'40.4"W, 28°28'33.3"N 98°37'52.0"W, 28°28'08.5"N 98°34'18.8"W, 28°26'57.5"N 98°27'31.5"W, and 28°25'20.1"N 98°21'57.4"W. | The following property is used 100% for pollution control and is installed to meet or exceed federal or state regulations: Pipeline automatic shut-off valves at 28°29'49.8"N 98°44'40.4"W, 28°28'33.3"N 98°37'52.0"W, 28°28'08.5"N 98°34'18.8"W, 28°26'57.5"N 98°27'31.5"W, and 28°25'20.1"N 98°21'57.4"W. | 2021-03-17 | 2396701 | 100
23585 | T1 | CACTUS II PIPELINE LLC | CACTUS II PIPELINE SEGMENT IN LIVE OAK COUNTY | CACTUS II PIPELINE SEGMENT IN LIVE OAK COUNTY | Live Oak County | TX | 78022 | LIVE OAK | CN605615046 | RN111178711 | Pipeline automatic shut-off valves at 28°20'40.0"N 98°04'53.4"W and 28°17'43.1"N 97°59'36.0"W. | The following property is used 100% for pollution control and is installed to meet or exceed federal or state regulations: Pipeline automatic shut-off valves at 28°20'40.0"N 98°04'53.4"W and 28°17'43.1"N 97°59'36.0"W. | 2021-03-17 | 1005560 | 100
23586 | T1 | CACTUS II PIPELINE LLC | CACTUS II PIPELINE SEGMENT IN LA SALLE COUNTY | CACTUS II PIPELINE SEGMENT IN LA SALLE COUNTY | La Salle County | TX | 78014 | LA SALLE | CN605615046 | RN111178729 | Pipeline automatic automatic shut-off valves at 28°37'20.2"N 99°19'25.8"W, 28°35'39.6"N 99°18'12.8"W, 28°31'36.1"N 99°13'07.6"W, 28°29'35.0"N 99°02'50.1"W, 28°28'52.7"N 98°57'50.3"W, and 28°30'09.3"N 98°48'13.3"W. | The following property is used 100% for pollution control and is installed to meet or exceed federal or state regulations: Pipeline automatic automatic shut-off valves at 28°37'20.2"N 99°19'25.8"W, 28°35'39.6"N 99°18'12.8"W, 28°31'36.1"N 99°13'07.6"W, 28°29'35.0"N 99°02'50.1"W, 28°28'52.7"N 98°57'50.3"W, and 28°30'09.3"N 98°48'13.3"W. | 2021-03-17 | 2876042 | 100
23587 | T1 | CACTUS II PIPELINE LLC | CACTUS II PIPELINE SEGMENT IN KINNEY COUNTY | CACTUS II PIPELINE SEGMENT IN KINNEY COUNTY | Kinney County | TX | 78832 | KINNEY | CN605615046 | RN111178737 | Pipeline automatic shut-off valves at 29°16'11.6"N 100°38'49.4"W, 29°14'56.1"N 100°36'46.6"W, 29°11'40.4"N 100°31'00.9"W, 29°08'47.1"N 100°25'37.3"W, 29°07'22.4"N 100°18'32.5"W, and 29°05'17.9"N 100°11'41.0"W. | The following property is used 100% for pollution control and is installed to meet or exceed federal or state regulations: Pipeline automatic shut-off valves at 29°16'11.6"N 100°38'49.4"W, 29°14'56.1"N 100°36'46.6"W, 29°11'40.4"N 100°31'00.9"W, 29°08'47.1"N 100°25'37.3"W, 29°07'22.4"N 100°18'32.5"W, and 29°05'17.9"N 100°11'41.0"W. | 2021-03-17 | 2876042 | 100
23588 | T1 | CACTUS II PIPELINE LLC | CACTUS II PIPELINE SEGMENT IN FRIO COUNTY | CACTUS II PIPELINE SEGMENT IN FRIO COUNTY | Frio County | TX | 78061 | FRIO | CN605615046 | RN111178745 | Pipeline automatic shut-off valve at 28°42'38.4"N 99°21'35.5"W. | The following property is used 100% for pollution control and is installed to meet or exceed federal or state regulations: Pipeline automatic shut-off valve at 28°42'38.4"N 99°21'35.5"W. | 2021-03-17 | 479340 | 100
23589 | T1 | CACTUS II PIPELINE LLC | CACTUS II PIPELINE SEGMENT IN CROCKETT COUNTY | CACTUS II PIPELINE SEGMENT IN CROCKETT COUNTY | Crockett County | TX | 76943 | CROCKETT | CN605615046 | RN111178752 | Pipeline automatic shut-off valves at 31°04'37.8"N 102°02'11.5"W, 30°59'42.1"N 101°59'09.8"W, 30°57'08.6"N 101°55'27.1"W, 30°48'53.7"N 101°46'20.9"W, 30°44'29.3"N 101°40'35.3"W, 30°39'17.5"N 101°35'18.6"W, 30°34'16.4"N 101°29'45.5"W, 30°30'59.9"N 101°23'54.4"W, 30°27'12.4"N 101°19'21.3"W, 30°22'37.7"N 101°14'22.1"W, and 30°36'24.5"N 101°32'09.2"W. | The following property is used 100% for pollution control and is installed to meet or exceed federal or state regulations: Pipeline automatic shut-off valves at 31°04'37.8"N 102°02'11.5"W, 30°59'42.1"N 101°59'09.8"W, 30°57'08.6"N 101°55'27.1"W, 30°48'53.7"N 101°46'20.9"W, 30°44'29.3"N 101°40'35.3"W, 30°39'17.5"N 101°35'18.6"W, 30°34'16.4"N 101°29'45.5"W, 30°30'59.9"N 101°23'54.4"W, 30°27'12.4"N 101°19'21.3"W, 30°22'37.7"N 101°14'22.1"W, and 30°36'24.5"N 101°32'09.2"W. | 2021-03-17 | 5285635 | 100
23590 | T1 | CACTUS II PIPELINE LLC | CACTUS II PIPELINE SEGMENT IN VAL VERDE COUNTY | CACTUS II PIPELINE SEGMENT IN VAL VERDE COUNTY | Val Verde County | TX | 78840 | VAL VERDE | CN605615046 | RN111178661 | Pipeline Inspection Gauge (PIG) launchers at 29°50'40.5"N 100°48'32.1"W and 29°50'40.8"N 100°48'29.4"W. | The following property is used 100% for pollution control and is installed to meet or exceed federal or state regulations: Pipeline Inspection Gauge (PIG) launchers at 29°50'40.5"N 100°48'32.1"W and 29°50'40.8"N 100°48'29.4"W. | 2021-03-18 | 454103 | 100
23591 | T1 | CACTUS II PIPELINE LLC | CACTUS II PIPELINE SEGMENT IN UPTON COUNTY | CACTUS II PIPELINE SEGMENT IN UPTON COUNTY | Upton County | TX | 79787 | UPTON | CN605615046 | RN111178679 | Pipeline Inspection Gauge (PIG) receiver at 31°08'19.8"N 102°10'56.7"W. | The following property is used 100% for pollution control and is installed to meet or exceed federal or state regulations: Pipeline Inspection Gauge (PIG) receiver at 31°08'19.8"N 102°10'56.7"W. | 2021-03-18 | 247037 | 100
23592 | T1 | CACTUS II PIPELINE LLC | CACTUS II PIPELINE SEGMENT IN SAN PATRICIO COUNTY | CACTUS II PIPELINE SEGMENT IN SAN PATRICIO COUNTY | San Patricio County | TX | 78387 | SAN PATRICIO | CN605615046 | RN111178687 | Pipeline Inspection Gauge (PIG) launcher at 27°54'37.3"N 97°25'02.0"W, PIG receiver at 27°54'40.3"N 97°25'00.2"W, and PIG launchers/receivers at 27°54'40.3"N 97°24'58.1"W, and 27°49'48.0"N 97°11'50.7"W. | The following property is used 100% for pollution control and is installed to meet or exceed federal or state regulations: Pipeline Inspection Gauge (PIG) launcher at 27°54'37.3"N 97°25'02.0"W, PIG receiver at 27°54'40.3"N 97°25'00.2"W, and PIG launchers/receivers at 27°54'40.3"N 97°24'58.1"W, and 27°49'48.0"N 97°11'50.7"W. | 2021-03-18 | 952618 | 100
23593 | T1 | CACTUS II PIPELINE LLC | CACTUS II PIPELINE SEGMENT IN LA SALLE COUNTY | CACTUS II PIPELINE SEGMENT IN LA SALLE COUNTY | La Salle County | TX | 78014 | LA SALLE | CN605615046 | RN111178729 | Pipeline Inspection Gauge (PIG) launcher at 28°31'36.1"N 99°13'07.6"W and PIG receiver at 28°31'37.5"N 99°13'11.5"W. | The following property is used 100% for pollution control and is installed to meet or exceed federal or state regulations: Pipeline Inspection Gauge (PIG) launcher at 28°31'36.1"N 99°13'07.6"W and PIG receiver at 28°31'37.5"N 99°13'11.5"W. | 2021-03-18 | 454103 | 100
23594 | T1 | CACTUS II PIPELINE LLC | CACTUS II PIPELINE SEGMENT IN ZAVALA COUNTY | CACTUS II PIPELINE SEGMENT IN ZAVALA COUNTY | Zavala County | TX | 78839 | ZAVALA | CN605615046 | RN111178653 | Nondestructive pipeline testing expenditures – Radiography. | The following property is used 100% for pollution control and is installed to meet or exceed federal or state regulations: Nondestructive pipeline testing expenditures – Radiography. | 2021-03-18 | 2289583 | 100
23595 | T1 | CACTUS II PIPELINE LLC | CACTUS II PIPELINE SEGMENT IN VAL VERDE COUNTY | CACTUS II PIPELINE SEGMENT IN VAL VERDE COUNTY | Val Verde County | TX | 78840 | VAL VERDE | CN605615046 | RN111178661 | Nondestructive pipeline testing expenditures – Radiography. | The following property is used 100% for pollution control and is installed to meet or exceed federal or state regulations: Nondestructive pipeline testing expenditures – Radiography. | 2021-03-18 | 3505905 | 100
23596 | T1 | CACTUS II PIPELINE LLC | CACTUS II PIPELINE SEGMENT IN UPTON COUNTY | CACTUS II PIPELINE SEGMENT IN UPTON COUNTY | Upton County | TX | 79787 | UPTON | CN605615046 | RN111178679 | Nondestructive pipeline testing expenditures – Radiography. | The following property is used 100% for pollution control and is installed to meet or exceed federal or state regulations: Nondestructive pipeline testing expenditures – Radiography. | 2021-03-18 | 478087 | 100
23597 | T1 | CACTUS II PIPELINE LLC | CACTUS II PIPELINE SEGMENT IN SAN PATRICIO COUNTY | CACTUS II PIPELINE SEGMENT IN SAN PATRICIO COUNTY | San Patricio County | TX | 78387 | SAN PATRICIO | CN605615046 | RN111178687 | Nondestructive pipeline testing expenditures – Radiography. | The following property is used 100% for pollution control and is installed to meet or exceed federal or state regulations: Nondestructive pipeline testing expenditures – Radiography. | 2021-03-18 | 2417851 | 100
23598 | T1 | CACTUS II PIPELINE LLC | CACTUS II PIPELINE SEGMENT IN MCMULLEN COUNTY | CACTUS II PIPELINE SEGMENT IN MCMULLEN COUNTY | Mcmullen County | TX | 78072 | MCMULLEN | CN605615046 | RN111178695 | Nondestructive pipeline testing expenditures – Radiography. | The following property is used 100% for pollution control and is installed to meet or exceed federal or state regulations: Nondestructive pipeline testing expenditures – Radiography. | 2021-03-18 | 1341301 | 100
23599 | T1 | CACTUS II PIPELINE LLC | CACTUS II PIPELINE SEGMENT IN MAVERICK COUNTY | CACTUS II PIPELINE SEGMENT IN MAVERICK COUNTY | Maverick County | TX | 78852 | MAVERICK | CN605615046 | RN111178703 | Nondestructive pipeline testing expenditures – Radiography. | The following property is used 100% for pollution control and is installed to meet or exceed federal or state regulations: Nondestructive pipeline testing expenditures – Radiography. | 2021-03-18 | 72249 | 100
23600 | T1 | CACTUS II PIPELINE LLC | CACTUS II PIPELINE SEGMENT IN LIVE OAK COUNTY | CACTUS II PIPELINE SEGMENT IN LIVE OAK COUNTY | Live Oak County | TX | 78022 | LIVE OAK | CN605615046 | RN111178711 | Nondestructive pipeline testing expenditures – Radiography. | The following property is used 100% for pollution control and is installed to meet or exceed federal or state regulations: Nondestructive pipeline testing expenditures – Radiography. | 2021-03-18 | 1747467 | 100
23601 | T1 | CACTUS II PIPELINE LLC | CACTUS II PIPELINE SEGMENT IN LA SALLE COUNTY | CACTUS II PIPELINE SEGMENT IN LA SALLE COUNTY | La Salle County | TX | 78014 | LA SALLE | CN605615046 | RN111178729 | Nondestructive pipeline testing expenditures – Radiography. | The following property is used 100% for pollution control and is installed to meet or exceed federal or state regulations: Nondestructive pipeline testing expenditures – Radiography. | 2021-03-18 | 1676901 | 100
23602 | T1 | CACTUS II PIPELINE LLC | CACTUS II PIPELINE SEGMENT IN KINNEY COUNTY | CACTUS II PIPELINE SEGMENT IN KINNEY COUNTY | Kinney County | TX | 78832 | KINNEY | CN605615046 | RN111178737 | Nondestructive pipeline testing expenditures – Radiography. | The following property is used 100% for pollution control and is installed to meet or exceed federal or state regulations: Nondestructive pipeline testing expenditures – Radiography. | 2021-03-18 | 1800612 | 100
23603 | T1 | CACTUS II PIPELINE LLC | CACTUS II PIPELINE SEGMENT IN FRIO COUNTY | CACTUS II PIPELINE SEGMENT IN FRIO COUNTY | Frio County | TX | 78061 | FRIO | CN605615046 | RN111178745 | Nondestructive pipeline testing expenditures – Radiography. | The following property is used 100% for pollution control and is installed to meet or exceed federal or state regulations: Nondestructive pipeline testing expenditures – Radiography. | 2021-03-18 | 489309 | 100
23604 | T1 | CACTUS II PIPELINE LLC | CACTUS II PIPELINE SEGMENT IN CROCKETT COUNTY | CACTUS II PIPELINE SEGMENT IN CROCKETT COUNTY | Crockett County | TX | 76943 | CROCKETT | CN605615046 | RN111178752 | Nondestructive pipeline testing expenditures – Radiography. | The following property is used 100% for pollution control and is installed to meet or exceed federal or state regulations: Nondestructive pipeline testing expenditures – Radiography. | 2021-03-18 | 3555433 | 100
23605 | T1 | CACTUS II PIPELINE LLC | CACTUS II PIPELINE SEGMENT IN VAL VERDE COUNTY | CACTUS II PIPELINE SEGMENT IN VAL VERDE COUNTY | Val Verde County | TX | 78840 | VAL VERDE | CN605615046 | RN111178661 | Cathodic protection and pipeline coatings consisting of fusion-bonded epoxy (FBE) on the pipe surface; adhesive for topcoat; and topcoat consisting of polyethylene or polypropylene. | The following property is used 100% for pollution control and is installed to meet or exceed federal or state regulations: Cathodic protection and pipeline coatings consisting of fusion-bonded epoxy (FBE) on the pipe surface; adhesive for topcoat; and topcoat consisting of polyethylene or polypropylene. | 2021-03-18 | 2777039 | 100
23606 | T1 | CACTUS II PIPELINE LLC | CACTUS II PIPELINE SEGMENT IN ZAVALA COUNTY | CACTUS II PIPELINE SEGMENT IN ZAVALA COUNTY | Zavala County | TX | 78839 | ZAVALA | CN605615046 | RN111178653 | Cathodic protection and pipeline coatings consisting of fusion-bonded epoxy (FBE) on the pipe surface; adhesive for topcoat; and topcoat consisting of polyethylene or polypropylene. | The following property is used 100% for pollution control and is installed to meet or exceed federal or state regulations: Cathodic protection and pipeline coatings consisting of fusion-bonded epoxy (FBE) on the pipe surface; adhesive for topcoat; and topcoat consisting of polyethylene or polypropylene. | 2021-03-18 | 1813586 | 100
23607 | T1 | CACTUS II PIPELINE LLC | CACTUS II PIPELINE SEGMENT IN UPTON COUNTY | CACTUS II PIPELINE SEGMENT IN UPTON COUNTY | Upton County | TX | 79787 | UPTON | CN605615046 | RN111178679 | Cathodic protection and pipeline coatings consisting of fusion-bonded epoxy (FBE) on the pipe surface; adhesive for topcoat; and topcoat consisting of polyethylene or polypropylene. | The following property is used 100% for pollution control and is installed to meet or exceed federal or state regulations: Cathodic protection and pipeline coatings consisting of fusion-bonded epoxy (FBE) on the pipe surface; adhesive for topcoat; and topcoat consisting of polyethylene or polypropylene. | 2021-03-18 | 378695 | 100
23608 | T1 | CACTUS II PIPELINE LLC | CACTUS II PIPELINE SEGMENT IN SAN PATRICIO COUNTY | CACTUS II PIPELINE SEGMENT IN SAN PATRICIO COUNTY | San Patricio County | TX | 78387 | SAN PATRICIO | CN605615046 | RN111178687 | Cathodic protection and pipeline coatings consisting of fusion-bonded epoxy (FBE) on the pipe surface; adhesive for topcoat; and topcoat consisting of polyethylene or polypropylene. | The following property is used 100% for pollution control and is installed to meet or exceed federal or state regulations: Cathodic protection and pipeline coatings consisting of fusion-bonded epoxy (FBE) on the pipe surface; adhesive for topcoat; and topcoat consisting of polyethylene or polypropylene. | 2021-03-18 | 1915188 | 100
23609 | T1 | CACTUS II PIPELINE LLC | CACTUS II PIPELINE SEGMENT IN MCMULLEN COUNTY | CACTUS II PIPELINE SEGMENT IN MCMULLEN COUNTY | Mcmullen County | TX | 78072 | MCMULLEN | CN605615046 | RN111178695 | Cathodic protection and pipeline coatings consisting of fusion-bonded epoxy (FBE) on the pipe surface; adhesive for topcoat; and topcoat consisting of polyethylene or polypropylene. | The following property is used 100% for pollution control and is installed to meet or exceed federal or state regulations: Cathodic protection and pipeline coatings consisting of fusion-bonded epoxy (FBE) on the pipe surface; adhesive for topcoat; and topcoat consisting of polyethylene or polypropylene. | 2021-03-18 | 1062449 | 100
23610 | T1 | CACTUS II PIPELINE LLC | CACTUS II PIPELINE SEGMENT IN MAVERICK COUNTY | CACTUS II PIPELINE SEGMENT IN MAVERICK COUNTY | Maverick County | TX | 78852 | MAVERICK | CN605615046 | RN111178703 | Cathodic protection and pipeline coatings consisting of fusion-bonded epoxy (FBE) on the pipe surface; adhesive for topcoat; and topcoat consisting of polyethylene or polypropylene. | The following property is used 100% for pollution control and is installed to meet or exceed federal or state regulations: Cathodic protection and pipeline coatings consisting of fusion-bonded epoxy (FBE) on the pipe surface; adhesive for topcoat; and topcoat consisting of polyethylene or polypropylene. | 2021-03-18 | 57229 | 100
23611 | T1 | CACTUS II PIPELINE LLC | CACTUS II PIPELINE SEGMENT IN LIVE OAK COUNTY | CACTUS II PIPELINE SEGMENT IN LIVE OAK COUNTY | Live Oak County | TX | 78022 | LIVE OAK | CN605615046 | RN111178711 | Cathodic protection and pipeline coatings consisting of fusion-bonded epoxy (FBE) on the pipe surface; adhesive for topcoat; and topcoat consisting of polyethylene or polypropylene. | The following property is used 100% for pollution control and is installed to meet or exceed federal or state regulations: Cathodic protection and pipeline coatings consisting of fusion-bonded epoxy (FBE) on the pipe surface; adhesive for topcoat; and topcoat consisting of polyethylene or polypropylene. | 2021-03-18 | 1384174 | 100
23612 | T1 | CACTUS II PIPELINE LLC | CACTUS II PIPELINE SEGMENT IN LA SALLE COUNTY | CACTUS II PIPELINE SEGMENT IN LA SALLE COUNTY | La Salle County | TX | 78014 | LA SALLE | CN605615046 | RN111178729 | Cathodic protection and pipeline coatings consisting of fusion-bonded epoxy (FBE) on the pipe surface; adhesive for topcoat; and topcoat consisting of polyethylene or polypropylene. | The following property is used 100% for pollution control and is installed to meet or exceed federal or state regulations: Cathodic protection and pipeline coatings consisting of fusion-bonded epoxy (FBE) on the pipe surface; adhesive for topcoat; and topcoat consisting of polyethylene or polypropylene. | 2021-03-18 | 1328278 | 100
23613 | T1 | CACTUS II PIPELINE LLC | CACTUS II PIPELINE SEGMENT IN KINNEY COUNTY | CACTUS II PIPELINE SEGMENT IN KINNEY COUNTY | Kinney County | TX | 78832 | KINNEY | CN605615046 | RN111178737 | Cathodic protection and pipeline coatings consisting of fusion-bonded epoxy (FBE) on the pipe surface; adhesive for topcoat; and topcoat consisting of polyethylene or polypropylene. | The following property is used 100% for pollution control and is installed to meet or exceed federal or state regulations: Cathodic protection and pipeline coatings consisting of fusion-bonded epoxy (FBE) on the pipe surface; adhesive for topcoat; and topcoat consisting of polyethylene or polypropylene. | 2021-03-18 | 1426270 | 100
23614 | T1 | CACTUS II PIPELINE LLC | CACTUS II PIPELINE SEGMENT IN FRIO COUNTY | CACTUS II PIPELINE SEGMENT IN FRIO COUNTY | Frio County | TX | 78061 | FRIO | CN605615046 | RN111178745 | Cathodic protection and pipeline coatings consisting of fusion-bonded epoxy (FBE) on the pipe surface; adhesive for topcoat; and topcoat consisting of polyethylene or polypropylene. | The following property is used 100% for pollution control and is installed to meet or exceed federal or state regulations: Cathodic protection and pipeline coatings consisting of fusion-bonded epoxy (FBE) on the pipe surface; adhesive for topcoat; and topcoat consisting of polyethylene or polypropylene. | 2021-03-18 | 387583 | 100
23615 | T1 | CACTUS II PIPELINE LLC | CACTUS II PIPELINE SEGMENT IN CROCKETT COUNTY | CACTUS II PIPELINE SEGMENT IN CROCKETT COUNTY | Crockett County | TX | 76943 | CROCKETT | CN605615046 | RN111178752 | Cathodic protection and pipeline coatings consisting of fusion-bonded epoxy (FBE) on the pipe surface; adhesive for topcoat; and topcoat consisting of polyethylene or polypropylene. | The following property is used 100% for pollution control and is installed to meet or exceed federal or state regulations: Cathodic protection and pipeline coatings consisting of fusion-bonded epoxy (FBE) on the pipe surface; adhesive for topcoat; and topcoat consisting of polyethylene or polypropylene. | 2021-03-18 | 2816270 | 100
23616 | T1 | HENDRIX INDUSTRIES INC | SEALY QUARTZ MANUFACTURING FACILITY | Latitude = 29.726461, Longitude = -96.174619 | Austin County | TX | 77474 | AUSTIN | CN605796499 | RN111071411 | Regenerative Thermal Oxidizer RTO installed at quartz countertop manufacturing facility to be used for control of Volatile Organic Compounds and Hazardous Air Pollutant emissions from the resin used throughout the process. Pollution Control Property includes the RTO and the associated ductwork. RTO combusts process waste gases. Other than the stack exhaust, no waste materials are created. RTO is located on west side of manufacturing building. | The following property is used 100% for pollution control and is installed to meet or exceed federal or state regulations: Sedimentation and erosion controls consisting of slope breakers, silt fences, sedimentation barriers, staked hay or straw bales, matting and diking. | 2021-04-13 | 936365 | 100
23617 | T1 | HENDRIX INDUSTRIES INC | SEALY QUARTZ MANUFACTURING FACILITY | Latitude = 29.726461, Longitude = -96.174619 | Austin County | TX | 77474 | AUSTIN | CN605796499 | RN111071411 | Baghouse installed to be used for control of particulate matter emissions from both quartz counter top manufacturing process lines. Particulate matter emissions will be routed to the baghouse through ductwork. The material collected will be sent to a landfill for disposal. Baghouse is located on the west side of the manufacturing building. | The following property is used 100% for pollution control and is installed to meet or exceed federal or state regulations: Sedimentation and erosion controls consisting of slope breakers, silt fences, sedimentation barriers, staked hay or straw bales, matting and diking. | 2021-04-15 | 224000 | 100
23618 | T1 | ORYX MIDLAND OIL GATHERING LLC | ORYX MIDLAND OIL GATHERING PIPELINE IN MIDLAND COUNTY | ORYX MIDLAND OIL GATHERING, LLC PIPELINE SEGMENT IN MIDLAND COUNTY | Midland County | TX | 79701 | MIDLAND | CN605029354 | RN111181491 | Sedimentation and erosion controls consisting of slope breakers, silt fences, sedimentation barriers, staked hay or straw bales, matting and diking. | The following property is used 100% for pollution control and is installed to meet or exceed federal or state regulations: Sedimentation and erosion controls consisting of slope breakers, silt fences, sedimentation barriers, staked hay or straw bales, matting and diking. | 2021-03-29 | 1266262 | 100
23619 | T1 | ORYX MIDLAND OIL GATHERING LLC | ORYX MIDLAND OIL GATHERING PIPELINE IN MARTIN COUNTY | ORYX MIDLAND OIL GATHERING, LLC PIPELINE SEGMENT IN MARTIN COUNTY | Martin County | TX | 79782 | MARTIN | CN605029354 | RN111181509 | Sedimentation and erosion controls consisting of slope breakers, silt fences, sedimentation barriers, staked hay or straw bales, matting and diking. | The following property is used 100% for pollution control and is installed to meet or exceed federal or state regulations: Sedimentation and erosion controls consisting of slope breakers, silt fences, sedimentation barriers, staked hay or straw bales, matting and diking. | 2021-03-29 | 9893944 | 100
23620 | T1 | ORYX MIDLAND OIL GATHERING LLC | ORYX MIDLAND OIL GATHERING PIPELINE IN GAINES COUNTY | ORYX MIDLAND OIL GATHERING, LLC PIPELINE SEGMENT IN GAINES COUNTY | Gaines County | TX | 79360 | GAINES | CN605029354 | RN111181517 | Sedimentation and erosion controls consisting of slope breakers, silt fences, sedimentation barriers, staked hay or straw bales, matting and diking. | The following property is used 100% for pollution control and is installed to meet or exceed federal or state regulations: Sedimentation and erosion controls consisting of slope breakers, silt fences, sedimentation barriers, staked hay or straw bales, matting and diking. | 2021-03-29 | 57060 | 100
23621 | T1 | ORYX MIDLAND OIL GATHERING LLC | ORYX MIDLAND OIL GATHERING PIPELINE IN ECTOR COUNTY | ORYX MIDLAND OIL GATHERING, LLC PIPELINE SEGMENT IN ECTOR COUNTY | Ector County | TX | 79760 | ECTOR | CN605029354 | RN111181525 | Sedimentation and erosion controls consisting of slope breakers, silt fences, sedimentation barriers, staked hay or straw bales, matting and diking. | The following property is used 100% for pollution control and is installed to meet or exceed federal or state regulations: Sedimentation and erosion controls consisting of slope breakers, silt fences, sedimentation barriers, staked hay or straw bales, matting and diking. | 2021-03-29 | 1120267 | 100
23622 | T1 | ORYX MIDLAND OIL GATHERING LLC | ORYX MIDLAND OIL GATHERING PIPELINE IN ANDREWS COUNTY | ORYX MIDLAND OIL GATHERING, LLC PIPELINE SEGMENT IN ANDREWS COUNTY | Andrews County | TX | 79714 | ANDREWS | CN605029354 | RN111181533 | Sedimentation and erosion controls consisting of slope breakers, silt fences, sedimentation barriers, staked hay or straw bales, matting and diking. | The following property is used 100% for pollution control and is installed to meet or exceed federal or state regulations: Sedimentation and erosion controls consisting of slope breakers, silt fences, sedimentation barriers, staked hay or straw bales, matting and diking. | 2021-03-29 | 4599525 | 100
23623 | T1 | ORYX DELAWARE OIL TRANSPORT LLC | ORYX SARAGOSA GATHERING PIPELINE IN REEVES COUNTY | ORYX SARAGOSA GATHERING, LLC PIPELINE SEGMENT IN REEVES COUNTY | Reeves County | TX | 79772 | REEVES | CN605425073 | RN111181541 | Sedimentation and erosion controls consisting of slope breakers, silt fences, sedimentation barriers, staked hay or straw bales, matting and diking. | The following property is used 100% for pollution control and is installed to meet or exceed federal or state regulations: Sedimentation and erosion controls consisting of slope breakers, silt fences, sedimentation barriers, staked hay or straw bales, matting and diking. | 2021-03-29 | 905375 | 100
23624 | T1 | ORYX DELAWARE OIL TRANSPORT LLC | ORYX SOUTHERN DELAWARE OIL GATHERING PIPELINE IN WARD COUNTY | ORYX SOUTHERN DELAWARE OIL GATHERING AND TRANSPORT LLC PIPELINE SEGMENT IN WARD COUNTY | Ward County | TX | 79756 | WARD | CN605425073 | RN111181558 | Sedimentation and erosion controls consisting of slope breakers, silt fences, sedimentation barriers, staked hay or straw bales, matting and diking. | The following property is used 100% for pollution control and is installed to meet or exceed federal or state regulations: Sedimentation and erosion controls consisting of slope breakers, silt fences, sedimentation barriers, staked hay or straw bales, matting and diking. | 2021-04-01 | 555154 | 100
23625 | T1 | ORYX DELAWARE OIL TRANSPORT LLC | ORYX SOUTHERN DELAWARE OIL GATHERING PIPELINE IN REEVES COUN | ORYX SOUTHERN DELAWARE OIL GATHERING AND TRANSPORT LLC PIPELINE SEGMENT IN REEVES COUNTY | Reeves County | TX | 79772 | REEVES | CN605425073 | RN111181566 | Sedimentation and erosion controls consisting of slope breakers, silt fences, sedimentation barriers, staked hay or straw bales, matting and diking. | The following property is used 100% for pollution control and is installed to meet or exceed federal or state regulations: Sedimentation and erosion controls consisting of slope breakers, silt fences, sedimentation barriers, staked hay or straw bales, matting and diking. | 2021-04-01 | 9273216 | 100
23626 | T1 | ORYX DELAWARE OIL TRANSPORT LLC | ORYX SOUTHERN DELAWARE OIL GATHERING PIPELINE PECOS COUNTY | ORYX SOUTHERN DELAWARE OIL GATHERING AND TRANSPORT LLC PIPELINE SEGMENT IN PECOS COUNTY | Pecos County | TX | 79735 | PECOS | CN605425073 | RN111181574 | Sedimentation and erosion controls consisting of slope breakers, silt fences, sedimentation barriers, staked hay or straw bales, matting and diking. | The following property is used 100% for pollution control and is installed to meet or exceed federal or state regulations: Sedimentation and erosion controls consisting of slope breakers, silt fences, sedimentation barriers, staked hay or straw bales, matting and diking. | 2021-04-01 | 651503 | 100
23627 | T1 | ORYX DELAWARE OIL TRANSPORT LLC | ORYX SOUTHERN DELAWARE OIL GATHERING PIPELINE CRANE COUNTY | ORYX SOUTHERN DELAWARE OIL GATHERING AND TRANSPORT LLC PIPELINE SEGMENT IN CRANE COUNTY | Crane County | TX | 79731 | CRANE | CN605425073 | RN111181582 | Sedimentation and erosion controls consisting of slope breakers, silt fences, sedimentation barriers, staked hay or straw bales, matting and diking. | The following property is used 100% for pollution control and is installed to meet or exceed federal or state regulations: Sedimentation and erosion controls consisting of slope breakers, silt fences, sedimentation barriers, staked hay or straw bales, matting and diking. | 2021-04-01 | 77232 | 100
23628 | T1 | ORYX WINK OIL PIPELINE LLC | ORYX WINK OIL PIPELINE IN WINKLER COUNTY | ORYX WINK OIL PIPELINE LLC PIPELINE SEGMENT IN WINKLER COUNTY | Winkler County | TX | 79745 | WINKLER | CN605744259 | RN111181590 | Sedimentation and erosion controls consisting of slope breakers, silt fences, sedimentation barriers, staked hay or straw bales, matting and diking. | The following property is used 100% for pollution control and is installed to meet or exceed federal or state regulations: Sedimentation and erosion controls consisting of slope breakers, silt fences, sedimentation barriers, staked hay or straw bales, matting and diking. | 2021-04-01 | 4293055 | 100
23629 | T1 | ORYX WINK OIL PIPELINE LLC | ORYX WINK OIL PIPELINE IN WARD COUNTY | ORYX WINK OIL PIPELINE LLC PIPELINE SEGMENT WARD COUNTY | Ward County | TX | 79756 | WARD | CN605744259 | RN111181608 | Sedimentation and erosion controls consisting of slope breakers, silt fences, sedimentation barriers, staked hay or straw bales, matting and diking. | The following property is used 100% for pollution control and is installed to meet or exceed federal or state regulations: Sedimentation and erosion controls consisting of slope breakers, silt fences, sedimentation barriers, staked hay or straw bales, matting and diking. | 2021-04-01 | 788755 | 100
23630 | T1 | ORYX WINK OIL PIPELINE LLC | ORYX WINK OIL PIPELINE IN LOVING COUNTY | ORYX WINK OIL PIPELINE LLC PIPELINE SEGMENT LOVING COUNTY | Loving County | TX | 79754 | LOVING | CN605744259 | RN111181616 | Sedimentation and erosion controls consisting of slope breakers, silt fences, sedimentation barriers, staked hay or straw bales, matting and diking. | The following property is used 100% for pollution control and is installed to meet or exceed federal or state regulations: Sedimentation and erosion controls consisting of slope breakers, silt fences, sedimentation barriers, staked hay or straw bales, matting and diking. | 2021-04-01 | 8130053 | 100
23631 | T1 | ORYX DELAWARE OIL TRANSPORT LLC | PERMIAN OIL LLC PIPELINE SEGMENT IN REEVES COUNTY | PERMIAN OIL LLC PIPELINE SEGMENT IN REEVES COUNTY | Reeves County | TX | 79772 | REEVES | CN605425073 | RN111181624 | Sedimentation and erosion controls consisting of slope breakers, silt fences, sedimentation barriers, staked hay or straw bales, matting and diking. | The following property is used 100% for pollution control and is installed to meet or exceed federal or state regulations: Sedimentation and erosion controls consisting of slope breakers, silt fences, sedimentation barriers, staked hay or straw bales, matting and diking. | 2021-04-01 | 752676 | 100
23632 | T1 | TOKAI CARBON CB LTD | BIG SPRING CARBON BLACK PLANT | 1211 N MIDWAY RD | BIG SPRING | TX | 79720 | HOWARD | CN600131171 | RN100226026 | The NOx from flue gas generated by carbon black product is converted to nitrogen and water in the present of ammonia via the selective catalyst. The process is conventionally called SCR. | The following property is used 100% for pollution control and is installed to meet or exceed federal or state regulations: Sedimentation and erosion controls consisting of slope breakers, silt fences, sedimentation barriers, staked hay or straw bales, matting and diking. | 2021-04-15 | 8500000 | 100
23633 | T1 | PLAINS MARKETING LP | CORPUS CHRISTI DOCK AND STORAGE TERMINAL II | 5500 UP RIVER RD | CORPUS CHRISTI | TX | 78407 | NUECES | CN601275134 | RN107247298 | Eagle Ford Terminal Background Eagle Ford Terminals Corpus Christi LLC Eagle Ford Terminals is a joint venture between Plains All American Pipeline PPA and Enterprise Products Partners L.P. Enterprise. The recently completed Eagle Ford Terminals Facility the Facility, located in Nueces County, TX. The Facility is connected to Enterprise and PPAs 660,000-barrels-per-day Eagle Ford Joint Venture Pipeline, which transports crude from Permian Basin and Eagle Ford Shale to the U.S. Gulf Coast. The Facility is capable of loading up to 40,000 barrels of oil per hour and has four storage tanks, with a combined storage capacity of 1.4 million barrels. It also has land available to expand capacity to 5 million barrels. Pollution Control Facility Description Tank Coatings and Cathodic Protection The Coatings and Cathodic Protection for Spill and Leakage Prevention System were installed to mitigate corrosion of Facility petroleum products storage tanks and associated piping minimizing and/or preventing any resultant leakage or spill of petroleum or petroleum products. Installed protective coatings and/or paints are applied to the storage tanks and their appurtenances to form a barrier against moisture or other corrosive substances. The Facilitys cathodic protection utilize sacrificial anodes and electrochemical principles to protect the storage tanks and their appurtenances from corrosion. The Subject Cathodic Protection and Pipe Coatings is related to the following Tank 27650 275,000 bbl 212ft dia. X 48ft Tank 27640 275,000 bbl 212ft dia. X 48ft Tank 35050 350,000 bbl. 212ft dia. x 60ft Tank 35040 350,000 bbl. 212ft dia. x 60ft The Facilitys Coatings and Cathodic Protection System are used to control and/or prevent the degradation of metal tanks and associated piping through which the inadvertent release of petroleum or petroleum products could contaminate the surface waters and groundwaters of the State of Texas. | The following property is used 100% for pollution control and is installed to meet or exceed federal or state regulations: Sedimentation and erosion controls consisting of slope breakers, silt fences, sedimentation barriers, staked hay or straw bales, matting and diking. | 2021-04-15 | 906645 | 100
23634 | T1 | PLAINS MARKETING LP | CORPUS CHRISTI DOCK AND STORAGE TERMINAL II | 5500 UP RIVER RD | CORPUS CHRISTI | TX | 78407 | NUECES | CN601275134 | RN107247298 | Eagle Ford Terminal Background Eagle Ford Terminals Corpus Christi LLC Eagle Ford Terminals is a joint venture between Plains All American Pipeline PPA and Enterprise Products Partners L.P. Enterprise. The recently completed Eagle Ford Terminals Facility the Facility, located in Nueces County, TX. The Facility is connected to Enterprise and PPAs 660,000-barrels-per-day Eagle Ford Joint Venture Pipeline, which transports crude from Permian Basin and Eagle Ford Shale to the U.S. Gulf Coast. The Facility is capable of loading up to 40,000 barrels of oil per hour and has four storage tanks, with a combined storage capacity of 1.4 million barrels. It also has land available to expand capacity to 5 million barrels. Pollution Control Facility Description Secondary Containment The Facility has installed Secondary Containment Facilities to contain and collect quantities of leaked and/or spilled petroleum or petroleum products from Facility storage tanks, transport vehicle loading and unloading facilities, and associated equipment piping and pumps at the Facility. The Facility Secondary Containment Facilities additions included within this Application include new berms installed around the Facilitys Tankage. The Subject Secondary Containment is related to the following Tanks Tank 27650 275,000 bbl 212ft dia. X 48ft Tank 27640 275,000 bbl 212ft dia. X 48ft Tank 35050 350,000 bbl. 212ft dia. x 60ft Tank 35040 350,000 bbl. 212ft dia. x 60ft The subject Facility Secondary Containment installations prevent any inadvertently leaked/spilled materials from contaminating the land and waters of the State of Texas. | The following property is used 100% for pollution control and is installed to meet or exceed federal or state regulations: Sedimentation and erosion controls consisting of slope breakers, silt fences, sedimentation barriers, staked hay or straw bales, matting and diking. | 2021-04-15 | 4528816 | 100
23635 | T1 | PLAINS MARKETING LP | CORPUS CHRISTI DOCK AND STORAGE TERMINAL II | 5500 UP RIVER RD | CORPUS CHRISTI | TX | 78407 | NUECES | CN601275134 | RN107247298 | Eagle Ford Terminal Background Eagle Ford Terminals Corpus Christi LLC Eagle Ford Terminals is a joint venture between Plains All American Pipeline PPA and Enterprise Products Partners L.P. Enterprise. The recently completed Eagle Ford Terminals Facility the Facility, located in Nueces County, TX. The Facility is connected to Enterprise and PPAs 660,000-barrels-per-day Eagle Ford Joint Venture Pipeline, which transports crude from Permian Basin and Eagle Ford Shale to the U.S. Gulf Coast. The Facility is capable of loading up to 40,000 barrels of oil per hour and has four storage tanks, with a combined storage capacity of 1.4 million barrels. It also has land available to expand capacity to 5 million barrels. Pollution Control Facility Description Vapor Combustor The Facilitys two 2 Vapor Combustors, placed in service in 2019, reduce and/or eliminate fugitive VOC emissions which may result from the storage, conveyance, and processing of condensate and petroleum products at the Facility. The Vapor Combustors reduce, control, and/or eliminate VOC emissions that might otherwise be released during Facility routine venting, maintenance, start-up, and shutdown MSS processes and upset situations. During routine venting, MSS activities and/or upset situations, waste gases are collected in piping headers and delivered to the Vapor Combustor. The Facilitys Vapor Combustors were installed to reduce and/or eliminate fugitive VOC emissions resulting from the storage, conveyance, and processing of petroleum and petroleum products at the Facility. | The following property is used 100% for pollution control and is installed to meet or exceed federal or state regulations: Sedimentation and erosion controls consisting of slope breakers, silt fences, sedimentation barriers, staked hay or straw bales, matting and diking. | 2021-04-15 | 9097698 | 100
23636 | T1 | PLAINS MARKETING LP | CORPUS CHRISTI DOCK AND STORAGE TERMINAL II | 5500 UP RIVER RD | CORPUS CHRISTI | TX | 78407 | NUECES | CN601275134 | RN107247298 | Eagle Ford Terminal Background Eagle Ford Terminals Corpus Christi LLC Eagle Ford Terminals is a joint venture between Plains All American Pipeline PPA and Enterprise Products Partners L.P. Enterprise. The recently completed Eagle Ford Terminals Facility the Facility, located in Nueces County, TX. The Facility is connected to Enterprise and PPA 660,000-barrels-per-day Eagle Ford Joint Venture Pipeline, which transports crude from Permian Basin and Eagle Ford Shale to the U.S. Gulf Coast. The Facility is capable of loading up to 40,000 barrels of oil per hour and has four storage tanks, with a combined storage capacity of 1.4 million barrels. It also has land available to expand capacity to 5 million barrels. Pollution Control Property Description Internal Floating Roofs Internal Floating Roofs IFRs installed at the Facility in 2019 reduce and/or eliminate fugitive volatile organic compound emissions VOCs that may result from the storage of petroleum products at the Facility. IFRs reduce the vapor space above liquid stored in tanks, thereby controlling any evaporative VOC emissions. An IFR was installed on the following Facility Storage Tanks Tank No. Tank Permit No. Capacity bbl. Tank 1 27650 275,000 Tank 2 27640 275,000 Tank 3 35050 350,000 Tank 4 35040 350,000 See Appendix A for a site plan showing the subject tank and IFR at the Facility. The Facilitys Internal Floating Roofs reduce and/or eliminate fugitive emissions that may otherwise cause pollution of the atmosphere of the State of Texas | The following property is used 100% for pollution control and is installed to meet or exceed federal or state regulations: Sedimentation and erosion controls consisting of slope breakers, silt fences, sedimentation barriers, staked hay or straw bales, matting and diking. | 2021-04-27 | 2846673 | 100
23637 | T1 | COCA-COLA SOUTHWEST BEVERAGES LLC | COCA-COLA SOUTHWEST BEVERAGES | 10475 DEER TRAIL DR | HOUSTON | TX | 77038 | HARRIS | CN605328855 | RN110912094 | 207,100 square feet of concrete and concrete grading. | The following property is used 100% for pollution control and is installed to meet or exceed federal or state regulations: 207,100 square feet of concrete and concrete grading. | 2021-08-10 | 1118340 | 100
23638 | T1 | COCA-COLA SOUTHWEST BEVERAGES LLC | COCA-COLA SOUTHWEST BEVERAGES | 10475 DEER TRAIL DR | HOUSTON | TX | 77038 | HARRIS | CN605328855 | RN110912094 | Wastewater treatment facility. | The following property is used 100% for pollution control and is installed to meet or exceed federal or state regulations: Wastewater treatment facility. | 2021-04-23 | 4700000 | 100
23639 | T1 | FORMOSA UTILITY VENTURE LTD | FORMOSA POINT COMFORT PLANT | 201 FORMOSA DR | POINT COMFORT | TX | 77978 | CALHOUN | CN602650954 | RN100218973 | Drift eliminators in the Utilities 3 Unit cooling tower. | The following property is used 100% for pollution control and is installed to meet or exceed federal or state regulations: Drift eliminators in the Utilities 3 Unit cooling tower. | 2021-07-06 | 75000 | 100
23640 | T1 | NAN YA PLASTICS CORPORATION TEXAS | FORMOSA POINT COMFORT PLANT | 201 FORMOSA DR | POINT COMFORT | TX | 77978 | CALHOUN | CN605854769 | RN100218973 | Drift eliminators in the Ethylene Glycol 2 Unit cooling tower. | The following property is used 100% for pollution control and is installed to meet or exceed federal or state regulations: Drift eliminators in the Ethylene Glycol 2 Unit cooling tower. | 2021-05-12 | 25752 | 100
23641 | T1 | INEOS USA LLC | CHOCOLATE BAYOU PLANT | Latitude = 29.224444, Longitude = -95.1975 | Brazoria County | TX | 77511 | BRAZORIA | CN602817884 | RN100238708 | Cyclone scrubber system including two decoke cyclones, two tanks, water injection system, and stack; continuous emissions monitor system consisting of three collection ports with tubing bundles and gas chromatographs; selective catalytic reduction and ammonia vaporization and distribution system including three pump skids and three blowers with air heater and ammonia mixing vessel skids; steam injection system; and the incremental cost difference for 360 low NOx burners versus similar burners without NOx controls. | The following property is used 100% for pollution control and is installed to meet or exceed federal or state regulations: Cyclone scrubber system including two decoke cyclones, two tanks, water injection system, and stack; continuous emissions monitor system consisting of three collection ports with tubing bundles and gas chromatographs; selective catalytic reduction and ammonia vaporization and distribution system including three pump skids and three blowers with air heater and ammonia mixing vessel skids; steam injection system; and the incremental cost difference for 360 low NOx burners versus similar burners without NOx controls. | 2021-03-29 | 18044886 | 100
23642 | T1 | SCAN OAK LLC | SCAN QUEST DRILLING RIG | 9395 FM 2767 | TYLER | TX | 75708 | SMITH | CN605854835 | RN109160911 | Two ram type blowout preventers, closing units, and choke manifold systems. | The following property is used 100% for pollution control and is installed to meet or exceed federal or state regulations: two ram type blowout preventers, closing units, and choke manifold systems. | 2021-03-22 | 855000 | 100
23643 | T1 | SCAN OAK LLC | SCAN QUEST DRILLING RIG | 9395 FM 2767 | TYLER | TX | 75708 | SMITH | CN605854835 | RN109160911 | Drilling mud recycling system consisting of shaker tank system and shale shaker. | The following property is used 100% for pollution control and is installed to meet or exceed federal or state regulations: Drilling mud recycling system consisting of shaker tank system and shale shaker. | 2021-03-22 | 660000 | 100
23644 | T1 | CANAL BARGE CO INC | CANAL BARGE | Latitude = 29.763217, Longitude = -95.091921 | Harris County | TX |  | HARRIS | CN605190974 | RN110139961 | The incremental cost difference between a single-hulled barge and a double-hulled barge, perimeter deck spill rails, high level overflow alarms, and closed gauging on barges CBC 343, CBC 344, CBC 367, CBC 368, CBC 371, CBC 372, CBC 1010, CBC 1011, CBC 1012, CBC 1013, CBC 1014, CBC 1100, CBC 1101, CBC 1102, CBC 1103, CBC 1104, CBC 1105, CBC 1106, CBC 1107, CBC 1108, CBC 1109, CBC 1110, CBC 1111, CBC 1418, CBC 1420, CBC 1421, CBC 1422, CBC 1423, CBC 1424, CBC 1425, CBC 1706, CBC 1707, CBC 1708, and CBC 1709. | The following property is used 100% for pollution control and is installed to meet or exceed federal or state regulations: The incremental cost difference between a single-hulled barge and a double-hulled barge, perimeter deck spill rails, high level overflow alarms, and closed gauging on barges CBC 343, CBC 344, CBC 367, CBC 368, CBC 371, CBC 372, CBC 1010, CBC 1011, CBC 1012, CBC 1013, CBC 1014, CBC 1100, CBC 1101, CBC 1102, CBC 1103, CBC 1104, CBC 1105, CBC 1106, CBC 1107, CBC 1108, CBC 1109, CBC 1110, CBC 1111, CBC 1418, CBC 1420, CBC 1421, CBC 1422, CBC 1423, CBC 1424, CBC 1425, CBC 1706, CBC 1707, CBC 1708, and CBC 1709. | 2021-03-22 | 20520485 | 100
23645 | T1 | CANAL BARGE CO INC | CANAL BARGE | Latitude = 29.763217, Longitude = -95.091921 | Harris County | TX |  | HARRIS | CN605190974 | RN110139961 | Vapor control system on barges CBC 343, CBC 344, CBC 367, CBC 368, CBC 371, CBC 372, CBC 1010, CBC 1011, CBC 1012, CBC 1013, CBC 1014, CBC 1100, CBC 1101, CBC 1102, CBC 1103, CBC 1104, CBC 1105, CBC 1106, CBC 1107, CBC 1108, CBC 1109, CBC 1110, CBC 1111, CBC 1418, CBC 1420, CBC 1421, CBC 1422, CBC 1423, CBC 1424, CBC 1425, CBC 1706, CBC 1707, CBC 1708, and CBC 1709. | The following property is used 100% for pollution control and is installed to meet or exceed federal or state regulations: Vapor control system on barges CBC 343, CBC 344, CBC 367, CBC 368, CBC 371, CBC 372, CBC 1010, CBC 1011, CBC 1012, CBC 1013, CBC 1014, CBC 1100, CBC 1101, CBC 1102, CBC 1103, CBC 1104, CBC 1105, CBC 1106, CBC 1107, CBC 1108, CBC 1109, CBC 1110, CBC 1111, CBC 1418, CBC 1420, CBC 1421, CBC 1422, CBC 1423, CBC 1424, CBC 1425, CBC 1706, CBC 1707, CBC 1708, and CBC 1709. | 2021-03-22 | 3420081 | 100
23646 | T1 | KIRBY INLAND MARINE LP | KIRBY INLAND MARINE CHANNELVIEW OPERATIONS | 16538 DE ZAVALLA RD | CHANNELVIEW | TX | 77530 | HARRIS | CN600611206 | RN104352265 | The incremental cost difference between a single-hulled barge and a double-hulled barge, perimeter deck spill rails, high level overflow alarms, and closed gauging on barges 183274, 183275, 185273, 190305, 190306, 190307, 190308, 190309, 190310, 190311, 190312, 190315, 190318, 190319, 190320, 190321, 190322, 190323, 190324, 190325, 190326, 190327, 190328, 190329, 190330, 190331, 190332, 190333, 190334, 190335, 190336, 190337, 190338, 190339, 190340, 190341, 190342, 190343, 190344, 190345, 190346, 190347, 190348, 190349, 190350, 190351, 190352, 190353, 190354, 190355, 190356, 190357, 190358, 190359, 190360, 190361, 190364, 190365, 190366, 190367, 190397, 190398, 190399, 190400, 190401, 188274, 190283, and 195305. | The following property is used 100% for pollution control and is installed to meet or exceed federal or state regulations: The incremental cost difference between a single-hulled barge and a double-hulled barge, perimeter deck spill rails, high level overflow alarms, and closed gauging on barges 183274, 183275, 185273, 190305, 190306, 190307, 190308, 190309, 190310, 190311, 190312, 190315, 190318, 190319, 190320, 190321, 190322, 190323, 190324, 190325, 190326, 190327, 190328, 190329, 190330, 190331, 190332, 190333, 190334, 190335, 190336, 190337, 190338, 190339, 190340, 190341, 190342, 190343, 190344, 190345, 190346, 190347, 190348, 190349, 190350, 190351, 190352, 190353, 190354, 190355, 190356, 190357, 190358, 190359, 190360, 190361, 190364, 190365, 190366, 190367, 190397, 190398, 190399, 190400, 190401, 188274, 190283, and 195305. | 2021-03-22 | 55251720 | 100
23647 | T1 | KIRBY INLAND MARINE LP | KIRBY INLAND MARINE CHANNELVIEW OPERATIONS | 16538 DE ZAVALLA RD | CHANNELVIEW | TX | 77530 | HARRIS | CN600611206 | RN104352265 | Vapor control system on barges 183274, 183275, 185273, 190305, 190306, 190307, 190308, 190309, 190310, 190311, 190312, 190315, 190318, 190319, 190320, 190321, 190322, 190323, 190324, 190325, 190326, 190327, 190328, 190329, 190330, 190331, 190332, 190333, 190334, 190335, 190336, 190337, 190338, 190339, 190340, 190341, 190342, 190343, 190344, 190345, 190346, 190347, 190348, 190349, 190350, 190351, 190352, 190353, 190354, 190355, 190356, 190357, 190358, 190359, 190360, 190361, 190364, 190365, 190366, 190367, 190397, 190398, 190399, 190400, 190401, 188274, 190283, and 195305. | The following property is used 100% for pollution control and is installed to meet or exceed federal or state regulations: Vapor control system on barges 183274, 183275, 185273, 190305, 190306, 190307, 190308, 190309, 190310, 190311, 190312, 190315, 190318, 190319, 190320, 190321, 190322, 190323, 190324, 190325, 190326, 190327, 190328, 190329, 190330, 190331, 190332, 190333, 190334, 190335, 190336, 190337, 190338, 190339, 190340, 190341, 190342, 190343, 190344, 190345, 190346, 190347, 190348, 190349, 190350, 190351, 190352, 190353, 190354, 190355, 190356, 190357, 190358, 190359, 190360, 190361, 190364, 190365, 190366, 190367, 190397, 190398, 190399, 190400, 190401, 188274, 190283, and 195305. | 2021-03-22 | 9208620 | 100
23648 | T1 | ELK CORPORATION OF TEXAS | ELK OF TEXAS | 202 CEDAR RD | ENNIS | TX | 75119 | ELLIS | CN600126858 | RN100213479 | Ennis Plant Silo IH Baghouse. | The following property is used 100% for pollution control and is installed to meet or exceed federal or state regulations: Ennis Plant Silo IH Baghouse. | 2021-03-29 | 276237 | 100
23649 | T1 | FINISAR CORPORATION | FINISAR SHERMAN | 6800 S US HIGHWAY 75 | SHERMAN | TX | 75090 | GRAYSON | CN602564338 | RN100858299 | Thermal oxidizers, organic vapor analyzers, and hoods, duct and collection systems. | The following property is used 100% for pollution control and is installed to meet or exceed federal or state regulations: Thermal oxidizers, organic vapor analyzers, and hoods, duct and collection systems. | 2021-04-28 | 9874057 | 100
23650 | T1 | FINISAR CORPORATION | FINISAR SHERMAN | 6800 S US HIGHWAY 75 | SHERMAN | TX | 75090 | GRAYSON | CN602564338 | RN100858299 | Wastewater treatment facility equipment including clarifiers, dissolved airflow floatation, treatment tanks, flow equalization, pH neutralization, oxidation, filtration, enhanced, and coagulation equipment. | The following property is used 100% for pollution control and is installed to meet or exceed federal or state regulations: Wastewater treatment facility equipment including clarifiers, dissolved airflow floatation, treatment tanks, flow equalization, pH neutralization, oxidation, filtration, enhanced, and coagulation equipment. | 2021-04-28 | 1628616 | 100
23651 | T1 | NAN YA PLASTICS CORPORATION TEXAS | FORMOSA POINT COMFORT PLANT | 201 FORMOSA DR | POINT COMFORT | TX | 77978 | CALHOUN | CN605854769 | RN100218973 | Pumps P-860 A/B, sumps T-971, T-973, and dikes and trenches in the Ethylene Glycol 2 Unit. | The following property is used 100% for pollution control and is installed to meet or exceed federal or state regulations: Pumps P-860 A/B, sumps T-971, T-973, and dikes and trenches in the Ethylene Glycol 2 Unit. | 2021-05-12 | 12144795 | 100
23652 | T1 | NAN YA PLASTICS CORPORATION TEXAS | FORMOSA POINT COMFORT PLANT | 201 FORMOSA DR | POINT COMFORT | TX | 77978 | CALHOUN | CN605854769 | RN100218973 | Sump S-950; tanks T-903, T-907, T-970, T-974, T-975, T-976, T-978; cycle water treating unit U-550; and stripper C-570 in the Ethylene Glycol 2 Unit. | The following property is used 100% for pollution control and is installed to meet or exceed federal or state regulations: Sump S-950; tanks T-903, T-907, T-970, T-974, T-975, T-976, T-978; cycle water treating unit U-550; and stripper C-570 in the Ethylene Glycol 2 Unit. | 2021-05-12 | 10171221 | 100
23653 | T1 | FORMOSA UTILITY VENTURE LTD | FORMOSA POINT COMFORT PLANT | 201 FORMOSA DR | POINT COMFORT | TX | 77978 | CALHOUN | CN602650954 | RN100218973 | Two selective catalytic reduction systems consisting of ammonia flow control unit (consisting of piping, block valves, strainers, gages, control valves, transmitters, two blowers, one vaporizer column, and one PLC) and ammonia storage tank on the gas turbine heat recovery steam generator stacks. | The following property is used 100% for pollution control and is installed to meet or exceed federal or state regulations: Two selective catalytic reduction systems consisting of ammonia flow control unit (consisting of piping, block valves, strainers, gages, control valves, transmitters, two blowers, one vaporizer column, and one PLC) and ammonia storage tank on the gas turbine heat recovery steam generator stacks. | 2021-07-02 | 1423155 | 100
23654 | T1 | FORMOSA UTILITY VENTURE LTD | FORMOSA POINT COMFORT PLANT | 201 FORMOSA DR | POINT COMFORT | TX | 77978 | CALHOUN | CN602650954 | RN100218973 | Continuous emissions monitoring systems on heat recovery steam generator stacks to monitor emissions of nitrogen oxides (NOx), carbon monoxide (CO), oxygen (O2), and ammonia at the Utilities 3 Unit consisting of six NOx analyzers, three CO/O2 analyzer bundles, one analyzer shelter, and associated equipment consisting of calibration equipment, air handlers, alarms, data systems, wiring, and tubing. | The following property is used 100% for pollution control and is installed to meet or exceed federal or state regulations: Continuous emissions monitoring systems on heat recovery steam generator stacks to monitor emissions of nitrogen oxides (NOx), carbon monoxide (CO), oxygen (O2), and ammonia at the Utilities 3 Unit consisting of six NOx analyzers, three CO/O2 analyzer bundles, one analyzer shelter, and associated equipment consisting of calibration equipment, air handlers, alarms, data systems, wiring, and tubing. | 2021-07-12 | 406180 | 100
23655 | T1 | NAN YA PLASTICS CORPORATION TEXAS | FORMOSA POINT COMFORT PLANT | 201 FORMOSA DR | POINT COMFORT | TX | 77978 | CALHOUN | CN605854769 | RN100218973 | Regenerative thermal oxidizer U-220, carbon dioxide analyzer system AIT-2221, and vent gas flowmeter system FIT-2211. | The following property is used 100% for pollution control and is installed to meet or exceed federal or state regulations: Regenerative thermal oxidizer U-220, carbon dioxide analyzer system AIT-2221, and vent gas flowmeter system FIT-2211. | 2021-04-28 | 2243495 | 100
23656 | T1 | KM LIQUIDS TERMINALS LLC | JEFFERSON STREET TRUCK RACK | 400 N JEFFERSON ST | PASADENA | TX | 77506 | HARRIS | CN603254707 | RN100225986 | Swing storage tank internal floating roof and primary seals. | The following property is used 100% for pollution control and is installed to meet or exceed federal or state regulations: Swing storage tank internal floating roof and primary seals. | 2021-04-29 | 225000 | 100
23657 | T1 | KM LIQUIDS TERMINALS LLC | JEFFERSON STREET TRUCK RACK | 400 N JEFFERSON ST | PASADENA | TX | 77506 | HARRIS | CN603254707 | RN100225986 | Secondary containment liner for swing tank. | The following property is used 100% for pollution control and is installed to meet or exceed federal or state regulations: Secondary containment liner for swing tank. | 2021-04-29 | 51654.7 | 100
23658 | T1 | KM LIQUIDS TERMINALS LLC | JEFFERSON STREET TRUCK RACK | 400 N JEFFERSON ST | PASADENA | TX | 77506 | HARRIS | CN603254707 | RN100225986 | JSTR Swing Tanks cathodic protection | NOD response not received. | 2021-06-18 | 61467 | 100
23659 | T1 | KM LIQUIDS TERMINALS LLC | JEFFERSON STREET TRUCK RACK | 400 N JEFFERSON ST | PASADENA | TX | 77506 | HARRIS | CN603254707 | RN100225986 | Level gauges (Raptor radar gauges) and high level shut-off system on swing tank. | The following property is used 100% for pollution control and is installed to meet or exceed federal or state regulations: Level gauges (Raptor radar gauges) and high level shut-off system on swing tank. | 2021-04-06 | 59668.48 | 100
23660 | T1 | KM LIQUIDS TERMINALS LLC | KINDER MORGAN NORTH TERMINAL | 1755 FEDERAL RD # GATE1 | HOUSTON | TX | 77015 | HARRIS | CN603254707 | RN107124307 | Exxon Mobil North Dock vapor combustion system. | The following property is used 100% for pollution control and is installed to meet or exceed federal or state regulations: Exxon Mobil North Dock vapor combustion system. | 2021-04-29 | 4187962.59 | 100
23661 | T1 | KM LIQUIDS TERMINALS LLC | PASADENA TERMINAL | 1420 NORTH WITTER | PASADENA | TX | 77506 | HARRIS | CN603254707 | RN100224815 | Exxon Mobil Pit 4 vapor combustion unit system. | The following property is used 100% for pollution control and is installed to meet or exceed federal or state regulations: Exxon Mobil Pit 4 vapor combustion unit system. | 2021-04-29 | 3352427.3 | 100
23662 | T1 | KM LIQUIDS TERMINALS LLC | PASADENA TERMINAL | 1420 NORTH WITTER | PASADENA | TX | 77506 | HARRIS | CN603254707 | RN100224815 | A 10” vapor line from the 6” vapor line at Tank 300-3 to the existing 10” vapor line west of Tank 150-15. | The following property is used 100% for pollution control and is installed to meet or exceed federal or state regulations: A 10” vapor line from the 6” vapor line at Tank 300-3 to the existing 10” vapor line west of Tank 150-15. | 2021-04-29 | 250000 | 100
23663 | T1 | PRESTAGE FARMS OF OKLAHOMA LLC | SOW 9 & NURSERIES 9 & 10 | Latitude = 36.350324, Longitude = -102.143445 | Sherman County | TX | 75090 | SHERMAN | CN603802711 | RN106915424 | Two lagoons. | The following property is used 100% for pollution control and is installed to meet or exceed federal or state regulations: Two lagoons. | 2021-07-06 | 1279386.98 | 100
23664 | T1 | ENTERGY TEXAS INC | ENTERGY TEXAS LEWIS CREEK PLANT | 11191 LONGSTREET RD | WILLIS | TX | 77318 | MONTGOMERY | CN603282054 | RN100226877 | Continuous emissions monitoring system. | The following property is used 100% for pollution control and is installed to meet or exceed federal or state regulations: Continuous emissions monitoring system. | 2021-05-14 | 3558778 | 100
23665 | T1 | ENTERGY TEXAS INC | ENTERGY TEXAS LEWIS CREEK PLANT | 11191 LONGSTREET RD | WILLIS | TX | 77318 | MONTGOMERY | CN603282054 | RN100226877 | Selective catalytic reduction system. | The following property is used 100% for pollution control and is installed to meet or exceed federal or state regulations: Selective catalytic reduction system. | 2021-04-12 | 1272543 | 100
23666 | T1 | ENTERGY TEXAS INC | ENTERGY TEXAS LEWIS CREEK PLANT | 11191 LONGSTREET RD | WILLIS | TX | 77318 | MONTGOMERY | CN603282054 | RN100226877 | Two heat recovery steam generators with duct burners. | The following property is used 65% for pollution control and is installed to meet or exceed federal or state regulations: Two heat recovery steam generators with duct burners. | 2021-03-26 | 123369976 | 65
23667 | T2 | ENTERGY TEXAS INC | ENTERGY TEXAS LEWIS CREEK PLANT | 11191 LONGSTREET RD | WILLIS | TX | 77318 | MONTGOMERY | CN603282054 | RN100226877 | Enhanced steam turbine system | NOD response not received. | 2021-04-09 | 81497974 | 100
23668 | T1 | ENTERGY TEXAS INC | ENTERGY TEXAS LEWIS CREEK PLANT | 11191 LONGSTREET RD | WILLIS | TX | 77318 | MONTGOMERY | CN603282054 | RN100226877 | Wastewater treatment systems consisting of batch neutralization system, oil/water separator, and cooling tower blowdown chemical treatment (dechlorination) and sanitary waste treatment consisting of a pre-treatment tank (initial inlet), mixing compartment (air supply applied), clarifier (separation chamber), a chlorination tank, and sprinkler system. | The following property is used 100% for pollution control and is installed to meet or exceed federal or state regulations: Wastewater treatment systems consisting of batch neutralization system, oil/water separator, and cooling tower blowdown chemical treatment (dechlorination) and sanitary waste treatment consisting of a pre-treatment tank (initial inlet), mixing compartment (air supply applied), clarifier (separation chamber), a chlorination tank, and sprinkler system. | 2021-07-01 | 375149 | 100
23669 | T1 | ENTERGY TEXAS INC | ENTERGY TEXAS LEWIS CREEK PLANT | 11191 LONGSTREET RD | WILLIS | TX | 77318 | MONTGOMERY | CN603282054 | RN100226877 | Storm water containment collection areas with locked drain valves. | The following property is used 100% for pollution control and is installed to meet or exceed federal or state regulations: Storm water containment collection areas with locked drain valves. | 2021-04-12 | 1177180 | 100
23670 | T1 | ENTERGY TEXAS INC | ENTERGY TEXAS LEWIS CREEK PLANT | 11191 LONGSTREET RD | WILLIS | TX | 77318 | MONTGOMERY | CN603282054 | RN100226877 | Oil/water separator | The following property is used 100% for pollution control and is installed to meet or exceed federal or state regulations: Oil/water separator. | 2021-05-25 | 3232399 | 100
23671 | T1 | ENTERGY TEXAS INC | ENTERGY TEXAS LEWIS CREEK PLANT | 11191 LONGSTREET RD | WILLIS | TX | 77318 | MONTGOMERY | CN603282054 | RN100226877 | Cathodic protection for tanks containing petroleum oils and non-petroleum oils | The following property is used 100% for pollution control and is installed to meet or exceed federal or state regulations: Cathodic protection for tanks containing petroleum oils and non-petroleum oils. | 2021-05-25 | 258898 | 100
23672 | T1 | UNIT DRILLING COMPANY | RIG 319 | Latitude = 30.536567, Longitude = -94.501995 | Tyler County | TX | 77625 | TYLER | CN600969356 | RN111182986 | Drilling mud recycling system consisting of shaker tank system, shale shakers, de-silter, de-sander, and de-gasser on Rig #319. | The following property is used 100% for pollution control to meet or exceed federal or state regulations: Drilling mud recycling system consisting of shaker tank system, shale shakers, de-silter, de-sander, and de-gasser on Rig #319. | 2021-04-28 | 1220259 | 100
23673 | T1 | UNIT DRILLING COMPANY | WHEELER YARD | 16527 HIGHWAY 152 | WHEELER | TX | 79096 | WHEELER | CN600969356 | RN111182994 | Drilling mud recycling systems consisting of shaker tank system, shale shakers, de-silter, de-sander, and de-gasser on Rig numbers 107, 136, and 306. | The following property is used 100% for pollution control to meet or exceed federal or state regulations: Drilling mud recycling systems consisting of shaker tank system, shale shakers, de-silter, de-sander, and de-gasser on Rig numbers 107, 136, and 306. | 2021-04-28 | 2536896 | 100
23674 | T1 | UNIT DRILLING COMPANY | UPC YARD | 776 BUDDY BROWN RD | LIVINGSTON | TX | 77351 | POLK | CN600969356 | RN111183000 | Drilling mud recycling system consisting of shaker tank system, shale shakers, de-silter, de-sander, and de-gasser on Rig #316. | The following property is used 100% for pollution control to meet or exceed federal or state regulations: Drilling mud recycling system consisting of shaker tank system, shale shakers, de-silter, de-sander, and de-gasser on Rig #316. | 2021-04-28 | 1220259 | 100
23675 | T1 | UNIT DRILLING COMPANY | BARTONS PROPERTY | 13110 COUNTY ROAD 354 | JEWETT | TX | 75846 | LEON | CN600969356 | RN111183018 | Drilling mud recycling system consisting of shaker tank system, shale shakers, de-silter, de-sander, and de-gasser on Rig #237. | The following property is used 100% for pollution control to meet or exceed federal or state regulations: Drilling mud recycling system consisting of shaker tank system, shale shakers, de-silter, de-sander, and de-gasser on Rig #237. | 2021-04-28 | 1252865 | 100
23676 | T1 | UNIT DRILLING COMPANY | BULLZEYE TRUCKING YARD | 1848 STATE HIGHWAY 75 N | HUNTSVILLE | TX | 77320 | WALKER | CN600969356 | RN105093397 | Drilling mud recycling system consisting of shaker tank system, shale shakers, de-silter, de-sander, and de-gasser on Rig #101. | The following property is used 100% for pollution control to meet or exceed federal or state regulations: Drilling mud recycling system consisting of shaker tank system, shale shakers, de-silter, de-sander, and de-gasser on Rig #101. | 2021-04-28 | 1308924 | 100
23677 | T1 | UNIT DRILLING COMPANY | SKY ENTERPRISES | 1774 SE 5001 | ANDREWS | TX | 79714 | ANDREWS | CN600969356 | RN111183026 | Drilling mud recycling system consisting of shaker tank system, shale shakers, de-silter, de-sander, and de-gasser on Rig #39. | The following property is used 100% for pollution control to meet or exceed federal or state regulations: Drilling mud recycling system consisting of shaker tank system, shale shakers, de-silter, de-sander, and de-gasser on Rig #39. | 2021-04-28 | 1210226 | 100
23678 | T1 | UNIT DRILLING COMPANY | JOURNEY YARD | 1001 SE 4701 | ANDREWS | TX | 79714 | ANDREWS | CN600969356 | RN111183034 | Two drilling mud recycling systems at the Journey Yard consisting of shaker tank system, shale shakers, de-silter, de-sander, and de-gasser. | The following property is used 100% for pollution control to meet or exceed federal or state regulations: Two drilling mud recycling systems at the Journey Yard consisting of shaker tank system, shale shakers, de-silter, de-sander, and de-gasser. | 2021-04-28 | 1202106 | 100
23679 | T1 | UNIT DRILLING COMPANY | PAMPA YARD | 509 N PRICE RD | PAMPA | TX | 79065 | GRAY | CN600969356 | RN106168164 | Drilling mud recycling systems consisting of shaker tank system, shale shakers, de-silter, de-sander, and de-gasser on rig numbers 103, 105, 115, 128, 135, 304, 311, 317, 318, 324, 325, 339, 341, 359, 401, 405, 407, 410, 412, and 413. | The following property is used 100% for pollution control to meet or exceed federal or state regulations: Drilling mud recycling systems consisting of shaker tank system, shale shakers, de-silter, de-sander, and de-gasser on rig numbers 103, 105, 115, 128, 135, 304, 311, 317, 318, 324, 325, 339, 341, 359, 401, 405, 407, 410, 412, and 413. | 2021-04-28 | 20290000 | 100
23680 | T1 | ENABLE TEXOLA GATHERING & PROCESSING LLC | PANOLA I GAS PLANT | 2636 US HIGHWAY 79 N | CARTHAGE | TX | 75633 | PANOLA | CN605348077 | RN104827555 | Thermal oxidizer. | The following property is used 100% for pollution control to meet or exceed federal or state regulations: Thermal oxidizer. | 2021-07-06 | 5727454 | 100
23681 | T1 | EASTON ENERGY LLC | BRINE POND | Latitude = 28.983886, Longitude = -96.142828 | Matagorda County | TX | 77414 | MATAGORDA | CN605854934 | RN111183042 | Brine Pond Ancillary Equipment Liners, Collection System Piping, Leak Detection Systems. Use of the pits is limited to the storage of brine water used for the displacement of hydrocarbon liquids and leaching of underground storage caverns in connection with this facility. It is also used for storage of water returned from the leak detection system of the pit. The Brine has an area of approx 20 acres and has a dedicated working capacity of 2 million barrels. | NOD response not received. | 2021-06-09 | 1705245 | 100
23682 | T1 | SOLVAY SPECIALTY POLYMERS USA LLC | SOLVAY SPECIALTY POLYMERS USA | 4059 FM 1006 | ORANGE | TX | 77630 | ORANGE | CN604166561 | RN102305505 | A continuous emission monitoring system to measure and record the in-stack concentration of organic compounds and flow of gases from Scrubber Vent EPN EP-40. | The following property is used 100% for pollution control to meet or exceed federal or state regulations: A continuous emission monitoring system to measure and record the in-stack concentration of organic compounds and flow of gases from Scrubber Vent EPN EP-40. | 2021-07-02 | 325000 | 100
23683 | T1 | HRS OPERATING LLC | 115 PLANT - DUST CONTROL FACILITIES | FROM INTX OF S POPLAR ST AND TX 115 N IN KERMIT GO 13.7 MILES. TURN LEFT FOR DESTINATION AHEAD. | Winkler County | TX | 79745 | WINKLER | CN605557875 | RN110492337 | Dust control system consisting of bag houses, bagging stations, dust collectors, ductwork, dust transfer screws, enclosures on chutes to the silos, bin vents, and hoppers. | The following property is used 100% for pollution control to meet or exceed federal or state regulations: Dust control system consisting of bag houses, bagging stations, dust collectors, ductwork, dust transfer screws, enclosures on chutes to the silos, bin vents, and hoppers. | 2021-06-30 | 4600000 | 100
23684 | T1 | HRS OPERATING LLC | 115 PLANT - WATER HANDLING AND DISPOSAL | FROM INTX OF S POPLAR ST AND TX 115 N IN KERMIT GO 13.7 MILES. TURN LEFT FOR DESTINATION AHEAD | Winkler County | TX | 79745 | WINKLER | CN605557875 | RN110492337 | Water containment and disposal system consisting of sand stockpile drainage, pond liners, settling pond, pond erosion control, sump tanks, pumps, and piping. | The following property is used 100% for pollution control to meet or exceed federal or state regulations: Water containment and disposal system consisting of sand stockpile drainage, pond liners, settling pond, pond erosion control, sump tanks, pumps, and piping. | 2021-07-02 | 6243000 | 100
23685 | T1 | BURLESON SAND LLC | BURLESON SAND - DUST CONTROL | 3114 FM 908 | CALDWELL | TX | 77836 | BURLESON | CN605520220 | RN110378031 | Dust control system consisting of bag houses, bagging stations, dust collectors, dust transfer screws, shields on chutes to the silos, bin vents, and hoppers. | The following property is used 100% for pollution control to meet or exceed federal or state regulations: Dust control system consisting of bag houses, bagging stations, dust collectors, dust transfer screws, shields on chutes to the silos, bin vents, and hoppers. | 2021-07-01 | 4600000 | 100
23686 | T1 | BURLESON SAND LLC | BURLESON SAND - WATER CONTROL | 3114 FM 908 | CALDWELL | TX | 77836 | BURLESON | CN605520220 | RN110378031 | Water containment and disposal system consisting of sand stockpile drainage, pond liners, settling pond, pond erosion control, sump tanks, pumps, and piping. | The following property is used 100% for pollution control to meet or exceed federal or state regulations: Water containment and disposal system consisting of sand stockpile drainage, pond liners, settling pond, pond erosion control, sump tanks, pumps, and piping. | 2021-07-01 | 6250000 | 100
23687 | T1 | HOLCIM TEXAS LIMITED PARTNERSHIP | HOLCIM TEXAS | 1800 DOVE LN | MIDLOTHIAN | TX | 76065 | ELLIS | CN601231459 | RN100219286 | Repair of main baghouse tube sheet, replacement of 4 feet to 8 feet of south ductwork in line 1 main baghouse, two recirculation pumps (P61-SP1 and P61-SP3) for line 1 scrubber, replacement of pump assembly for line 1 scrubber, replacement of mist eliminator/spray nozzles for line 1 and line 2 scrubbers, replacement/repair of ductwork in line 2 main baghouse, and replacement of mist eliminator spray headers in line 2 scrubber. | The following property is used 100% for pollution control and is installed to meet or exceed federal or state regulations: Repair of main baghouse tube sheet, replacement of 4 feet to 8 feet of south ductwork in line 1 main baghouse, two recirculation pumps (P61-SP1 and P61-SP3) for line 1 scrubber, replacement of pump assembly for line 1 scrubber, replacement of mist eliminator/spray nozzles for line 1 and line 2 scrubbers, replacement/repair of ductwork in line 2 main baghouse, and replacement of mist eliminator spray headers in line 2 scrubber. | 2021-06-16 | 1052002 | 100
23688 | T1 | HOLCIM TEXAS LIMITED PARTNERSHIP | HOLCIM TEXAS | 1800 DOVE LN | MIDLOTHIAN | TX | 76065 | ELLIS | CN601231459 | RN100219286 | Bag filter replacement in the Finish Mill #1 Baghouse. | The following property is used 100% for pollution control and is installed to meet or exceed federal or state regulations: Bag filter replacement in the Finish Mill #1 Baghouse. | 2021-04-15 | 46322 | 100
23689 | T1 | HOLCIM TEXAS LIMITED PARTNERSHIP | HOLCIM TEXAS | 1800 DOVE LN | MIDLOTHIAN | TX | 76065 | ELLIS | CN601231459 | RN100219286 | Selective catalytic reduction system on Line 1 and regenerative thermal oxidizer on Line 2. | The following property is used 100% for pollution control and is installed to meet or exceed federal or state regulations: Selective catalytic reduction system on Line 1 and regenerative thermal oxidizer on Line 2. | 2021-04-19 | 647970 | 100
23690 | T1 | HOLCIM TEXAS LIMITED PARTNERSHIP | HOLCIM TEXAS | 1800 DOVE LN | MIDLOTHIAN | TX | 76065 | ELLIS | CN601231459 | RN100219286 | Continuous emissions monitoring system on the Line 1 Main Baghouse Stack and Line 2 Main Baghouse Stack and particulate matter monitor replacement on the Line 2 Main Baghouse Stack. | The following property is used 100% for pollution control and is installed to meet or exceed federal or state regulations: Continuous emissions monitoring system on the Line 1 Main Baghouse Stack and Line 2 Main Baghouse Stack and particulate matter monitor replacement on the Line 2 Main Baghouse Stack. | 2021-04-19 | 433085 | 100
23691 | T1 | HOLCIM TEXAS LIMITED PARTNERSHIP | HOLCIM TEXAS | 1800 DOVE LN | MIDLOTHIAN | TX | 76065 | ELLIS | CN601231459 | RN100219286 | Replacement analyzers on the Coal Bin Baghouse for the continuous emissions monitoring system. | The following property is used 100% for pollution control and is installed to meet or exceed federal or state regulations: Replacement analyzers on the Coal Bin Baghouse for the continuous emissions monitoring system. | 2021-04-19 | 288798 | 100
23692 | T1 | TXI OPERATIONS LP | TXI OPERATIONS | 245 WARD RD | MIDLOTHIAN | TX | 76065 | ELLIS | CN600125157 | RN100217199 | 2012 KOM HD325-7 water truck with a water tank and control system. | The following property is used 100% for pollution control and is installed to meet or exceed federal or state regulations: 2012 KOM HD325-7 water truck with a water tank and control system. | 2021-06-16 | 385122 | 100
23693 | T1 | TXI OPERATIONS LP | TXI - SAN MARCOS READY MIX | Latitude = 29.9144, Longitude = -97.8983 | Hays County | TX | 78666 | HAYS | CN600125157 | RN106108756 | Dust collector. | The following property is used 100% for pollution control and is installed to meet or exceed federal or state regulations: Dust collector. | 2021-06-16 | 57373 | 100
23694 | T1 | TXI OPERATIONS LP | TYLER 246 | 4200 OLD TROUP HWY | TYLER | TX | 75707 | SMITH | CN600125157 | RN102763802 | Dust collector. | The following property is used 100% for pollution control and is installed to meet or exceed federal or state regulations: Dust collector. | 2021-06-16 | 5550 | 100
23695 | T1 | TXI OPERATIONS LP | TXI OPERATIONS | 5800 OLD HEMPHILL RD | FORT WORTH | TX | 76134 | TARRANT | CN600125157 | RN102707726 | Dust collector. | The following property is used 100% for pollution control and is installed to meet or exceed federal or state regulations: Dust collector. | 2021-06-16 | 55759 | 100
23696 | T1 | MARTIN MARIETTA MATERIALS INC | BECKMANN QUARRY | 18495 NW MILITARY HWY | SAN ANTONIO | TX | 78257 | BEXAR | CN600134696 | RN102512126 | 2020 Komatsu HD605-8 water truck with a water tank and control system. | The following property is used 100% for pollution control and is installed to meet or exceed federal or state regulations: 2020 Komatsu HD605-8 water truck with a water tank and control system. | 2021-06-16 | 625208 | 100
23697 | T1 | MARTIN MARIETTA MATERIALS SOUTHWEST LLC | ROBSTOWN RAIL YARD | 3901 COUNTY ROAD 36 | ROBSTOWN | TX | 78380 | NUECES | CN605057868 | RN106269210 | 2020 Elgin Broom Badger Sweeper. | The following property is used 100% for pollution control and is installed to meet or exceed federal or state regulations: 2020 Elgin Broom Badger Sweeper. | 2021-06-16 | 229338 | 100
23698 | T1 | VOPAK TERMINAL DEER PARK INC | VOPAK TERMINAL DEER PARK | 2759 INDEPENDENCE PKWY | DEER PARK | TX | 77536 | HARRIS | CN601178734 | RN100225093 | Tank overfill and spill monitoring equipment consisting of automated storage tank gauging, automated fill/shut-off valves, overfill sensors and alarms, and emergency shutdown systems for tanks LT-714, LT-715, LT-716, LT-717, LT-718, LT-310, and LT-931. | The following property is used 100% for pollution control and is installed to meet or exceed federal or state regulations: Tank overfill and spill monitoring equipment consisting of automated storage tank gauging, automated fill/shut-off valves, overfill sensors and alarms, and emergency shutdown systems for tanks LT-714, LT-715, LT-716, LT-717, LT-718, LT-310, and LT-931. | 2021-07-02 | 350000 | 100
23699 | T1 | VOPAK TERMINAL DEER PARK INC | VOPAK TERMINAL DEER PARK | 2759 INDEPENDENCE PKWY | DEER PARK | TX | 77536 | HARRIS | CN601178734 | RN100225093 | Internal floating roofs on tanks 714, 715, 716, 717, 718, 310, and 931. | The following property is used 100% for pollution control and is installed to meet or exceed federal or state regulations: Internal floating roofs on tanks 714, 715, 716, 717, 718, 310, and 931. | 2021-07-07 | 295000 | 100
23700 | T1 | VOPAK TERMINAL DEER PARK INC | VOPAK TERMINAL DEER PARK | 2759 INDEPENDENCE PKWY | DEER PARK | TX | 77536 | HARRIS | CN601178734 | RN100225093 | Secondary containment additions consisting of concrete walls and liners for tanks 714, 715, 716, 717, 718, 310, and 931. | The following property is used 100% for pollution control and is installed to meet or exceed federal or state regulations: Secondary containment additions consisting of concrete walls and liners for tanks 714, 715, 716, 717, 718, 310, and 931. | 2021-07-02 | 765000 | 100
23701 | T1 | VOPAK TERMINAL DEER PARK INC | GULF COAST GROWTH VENTURE TERMINAL | FROM INTX OF HWY 181 FRONTAGE RD & KAY BAILEY HUTCHISON RD FOLLOW KAY BAILEY HUTCHISON RD TO THE END | San Patricio County | TX | 78374 | SAN PATRICIO | CN601178734 | RN110033230 | Secondary containment additions consisting of concrete containment walls and tank liners for tanks TK 102-01, TK 102-02, TK 103-01, TK 101-01, and TK 101-02. | The following property is used 100% for pollution control and is installed to meet or exceed federal or state regulations: Secondary containment additions consisting of concrete containment walls and tank liners for tanks TK 102-01, TK 102-02, TK 103-01, TK 101-01, and TK 101-02. | 2021-07-02 | 4350000 | 100
23702 | T1 | VOPAK TERMINAL DEER PARK INC | GULF COAST GROWTH VENTURE TERMINAL | FROM INTX OF HWY 181 FRONTAGE RD & KAY BAILEY HUTCHISON RD FOLLOW KAY BAILEY HUTCHISON RD TO THE END | San Patricio County | TX | 78374 | SAN PATRICIO | CN601178734 | RN110033230 | Cathodic protection for tanks. | NOD response not received. | 2021-09-08 | 450000 | 100
23703 | T1 | VOPAK TERMINAL DEER PARK INC | GULF COAST GROWTH VENTURE TERMINAL | FROM INTX OF HWY 181 FRONTAGE RD & KAY BAILEY HUTCHISON RD FOLLOW KAY BAILEY HUTCHISON RD TO THE END | San Patricio County | TX | 78374 | SAN PATRICIO | CN601178734 | RN110033230 | Tank overfill and spill monitoring equipment consisting of automated storage tank gauging, automated fill/shut-off valves, overfill sensors and alarms, and emergency shutdown systems for tanks MEG- LT-100001-01, LT-100002-01, and LT-100002-01; Spent Caustic Storage - LT-110001-01 and LT-110002-01; Pygas Storage - LT-12000-01 and LT-120002-01; Slop Storage - LT-130001-01; and Butadiene Storage - LT-20001-01, LT-20001-02, LT-20002-01, and LT-20002-02. | The following property is used 100% for pollution control and is installed to meet or exceed federal or state regulations: Tank overfill and spill monitoring equipment consisting of automated storage tank gauging, automated fill/shut-off valves, overfill sensors and alarms, and emergency shutdown systems for tanks MEG- LT-100001-01, LT-100002-01, and LT-100002-01; Spent Caustic Storage - LT-110001-01 and LT-110002-01; Pygas Storage - LT-12000-01 and LT-120002-01; Slop Storage - LT-130001-01; and Butadiene Storage - LT-20001-01, LT-20001-02, LT-20002-01, and LT-20002-02. | 2021-07-02 | 1025000 | 100
23704 | T1 | TXI OPERATIONS LP | TXI OPERATIONS GREENVILLE | 6500 FM 1570 W | GREENVILLE | TX | 75402 | HUNT | CN600125157 | RN102707635 | Dust collector. | The following property is used 100% for pollution control and is installed to meet or exceed federal or state regulations: Dust collector. | 2021-06-16 | 5543 | 100
23705 | T1 | VOPAK TERMINAL DEER PARK INC | VOPAK TERMINAL DEER PARK | 2759 INDEPENDENCE PKWY | DEER PARK | TX | 77536 | HARRIS | CN601178734 | RN100225093 | Cathodic protection for storage tanks. | The following property is used 100% for pollution control and is installed to meet or exceed federal or state regulations: Cathodic protection for storage tanks. | 2021-07-06 | 55000 | 100
23706 | T1 | VOPAK TERMINAL DEER PARK INC | GULF COAST GROWTH VENTURE TERMINAL | Latitude = 27.883333, Longitude = -97.278055 | San Patricio County | TX | 78374 | SAN PATRICIO | CN601178734 | RN110033230 | Volatile organic compound recovery and control system consisting of internal floating roofs, on tanks TK 101-01, TK 101-02, TK 102-01, TK 102-02, and TK 103-01; marine vapor unit VCU-660-01; and terminal vapor combustion unit VC 160-01. | The following property is used 100% for pollution control to meet or exceed federal or state regulations: Volatile organic compound recovery and control system consisting of internal floating roofs, on tanks TK 101-01, TK 101-02, TK 102-01, TK 102-02, and TK 103-01; marine vapor unit VCU-660-01; and terminal vapor combustion unit VC 160-01. | 2021-07-09 | 5250000 | 100
23707 | T1 | PHILLIPS 66 PIPELINE LLC | GRAY OAK PIPELINE - KINNEY | CRUDE OIL PIPELINE CROSSING KINNEY COUNTY | Kinney County | TX | 78832 | KINNEY | CN600134761 | RN111190302 | Pipeline coating and cathodic protection on the Gray Oak Pipeline Segment in Kinney County. | The following property is used 100% for pollution control to meet or exceed federal or state regulations: Pipeline coating and cathodic protection on the Gray Oak Pipeline Segment in Kinney County. | 2021-05-13 | 3107611 | 100
23708 | T1 | BLUE CUBE OPERATIONS LLC | BLUE CUBE OPERATIONS | 2301 N BRAZOSPORT BLVD | FREEPORT | TX | 77541 | BRAZORIA | CN604930784 | RN108772245 | Secondary tank bottoms on tanks V-5010, V-5020, and V-5030 and HPDE liners on tanks V510, V511, V-3300, V-1160, V-1260, and V-5500. | The following property is used 100% for pollution control to meet or exceed federal or state regulations: Secondary tank bottoms on tanks V-5010, V-5020, and V-5030 and HPDE liners on tanks V510, V511, V-3300, V-1160, V-1260, and V-5500. | 2021-07-02 | 6150000 | 100
23709 | T1 | BLUE CUBE OPERATIONS LLC | BLUE CUBE OPERATIONS | 2301 N BRAZOSPORT BLVD | FREEPORT | TX | 77541 | BRAZORIA | CN604930784 | RN108772245 | Two scrubber systems at Chlorine 7 â€“ T-4500 and T-4700. | NOD response not received. | 2021-08-07 | 10957190 | 100
23710 | T1 | PHILLIPS 66 PIPELINE LLC | GRAY OAK PIPELINE - REAGAN | PIPELINE LOCATED IN REAGAN COUNTY | Reagan County | TX | 76932 | REAGAN | CN600134761 | RN111191011 | Pipeline coating and cathodic protection on the Gray Oak Pipeline Segment in Reagan County. | The following property is used 100% for pollution control to meet or exceed federal or state regulations: Pipeline coating and cathodic protection on the Gray Oak Pipeline Segment in Reagan County. | 2021-05-13 | 1806161 | 100
23711 | T1 | RATTLER MIDSTREAM OPERATING LLC | WARD COUNTY WATER PIPING | INTERCONNECTING LINES FOR SWD WELLS ACROSS WARD COUNTY - MAP ATTACHED | Ward County | TX | 79756 | WARD | CN605853340 | RN111191250 | 12.84 miles of 4-inch to 8-inch diameter piping that connects saltwater disposal wells. | The following property is used 100% for pollution control to meet or exceed federal or state regulations: 12.84 miles of 4-inch to 8-inch diameter piping that connects saltwater disposal wells. | 2021-06-15 | 907866 | 100
23712 | T1 | RATTLER MIDSTREAM OPERATING LLC | REEVES COUNTY WATER PIPING | INTERCONNECTING LINES FOR SWD WELLS ACROSS REEVES COUNTY - MAP ATTACHED | Reeves County | TX | 79772 | REEVES | CN605853340 | RN111191268 | 54.1 miles of 8-inch to 12-inch diameter piping that connects saltwater disposal wells. | The following property is used 100% for pollution control to meet or exceed federal or state regulations: 54.1 miles of 8-inch to 12-inch diameter piping that connects saltwater disposal wells. | 2021-06-15 | 4650705 | 100
23713 | T1 | RATTLER MIDSTREAM OPERATING LLC | PECOS COUNTY WATER PIPING | INTERCONNECTING LINES FOR SWD WELLS ACROSS PECOS COUNTY - MAP ATTACHED | Pecos County | TX | 79735 | PECOS | CN605853340 | RN111191276 | 131.96 miles of 4-inch to 24-inch diameter piping that connects saltwater disposal wells. | The following property is used 100% for pollution control to meet or exceed federal or state regulations: 131.96 miles of 4-inch to 24-inch diameter piping that connects saltwater disposal wells. | 2021-06-15 | 11342512 | 100
23714 | T1 | RATTLER MIDSTREAM OPERATING LLC | MIDLAND COUNTY WATER PIPING | INTERCONNECTING LINES FOR SWD WELLS ACROSS MIDLAND COUNTY - MAP ATTACHED | Midland County | TX | 79701 | MIDLAND | CN605853340 | RN111191284 | 2.56 miles of 8-inch diameter piping that connects saltwater disposal wells. | The following property is used 100% for pollution control to meet or exceed federal or state regulations: 2.56 miles of 8-inch diameter piping that connects saltwater disposal wells. | 2021-06-15 | 220387 | 100
23715 | T1 | RATTLER MIDSTREAM OPERATING LLC | MARTIN COUNTY WATER PIPING | INTERCONNECTING LINES FOR SWD WELLS ACROSS MARTIN COUNTY - MAP ATTACHED | Martin County | TX | 79782 | MARTIN | CN605853340 | RN111191292 | 9.17 miles of 6-inch to 12-inch diameter piping that connects saltwater disposal wells. | The following property is used 100% for pollution control to meet or exceed federal or state regulations: 9.17 miles of 6-inch to 12-inch diameter piping that connects saltwater disposal wells. | 2021-06-15 | 787794 | 100
23716 | T1 | RATTLER MIDSTREAM OPERATING LLC | LOVING COUNTY WATER PIPING | INTERCONNECTING LINES FOR SWD WELLS ACROSS LOVING COUNTY - MAP ATTACHED | Loving County | TX | 79754 | LOVING | CN605853340 | RN111191300 | The property is the piping that connects the saltwater disposal wells owned by Rattler Midstream Operating LLC in Loving County, as identified in the Tier 1 Table, S-16. The system consists of poly pipe, including 230.68 miles of piping. The detail is attached in Exhibit A. The piping is a closed loop system that moves the produced saltwater solely from the oil& gas wells operated by Rattler Midstream Operating LLC, to the disposal wells. Its purpose is to dispose of saltwater that is produced in the drilling and extraction of oil and gas in an environmentally appropriate manner. The system transports saltwater to the individual wells for disposal at the end of the production process. The saltwater is injected into the wells and delivered to an underground zone that is determined to be appropriate by the Texas Railroad Commission. The SWD wells and piping are the final process after the saltwater is separated from the oil and gas. Exhibit B shows a diagram of the entire network of pipelines and SWD wells built. The entire process is designed to protect the land and freshwater zones underground from the saltwater being disposed. | Application withdrawn at the request of applicant | 2021-06-18 | 195447 | 100
23717 | T1 | RATTLER MIDSTREAM OPERATING LLC | HOWARD COUNTY WATER PIPING | INTERCONNECTING LINES FOR SWD WELLS ACROSS HOWARD COUNTY - MAP ATTACHED | Howard County | TX | 79720 | HOWARD | CN605853340 | RN111191318 | 2.5 miles of 8-inch diameter piping that connects saltwater disposal wells. | The following property is used 100% for pollution control to meet or exceed federal or state regulations: 2.5 miles of 8-inch diameter piping that connects saltwater disposal wells. | 2021-06-15 | 214940 | 100
23718 | T1 | DIAMONDBACK E&P LLC | WINKLER COUNTY WATER PIPING | INTERCONNECTING LINES FOR SWD WELLS ACROSS WINKLER COUNTY - MAP ATTACHED | Winkler County | TX | 79745 | WINKLER | CN604396721 | RN111191326 | 20.52 miles of 8-inch diameter piping that connects saltwater disposal wells. | The following property is used 100% for pollution control to meet or exceed federal or state regulations: 20.52 miles of 8-inch diameter piping that connects saltwater disposal wells. | 2021-06-30 | 1765211 | 100
23719 | T1 | DIAMONDBACK E&P LLC | WARD COUNTY WATER PIPING | INTERCONNECTING LINES FOR SWD WELLS ACROSS WARD COUNTY - MAP ATTACHED | Ward County | TX | 79756 | WARD | CN604396721 | RN111191334 | 52.09 miles of 8-inch diameter piping that connects saltwater disposal wells. | The following property is used 100% for pollution control to meet or exceed federal or state regulations: 52.09 miles of 8-inch diameter piping that connects saltwater disposal wells. | 2021-06-30 | 4664630 | 100
23720 | T1 | DIAMONDBACK E&P LLC | REEVES COUNTY WATER PIPING | INTERCONNECTING LINES FOR SWD WELLS ACROSS REEVES COUNTY - MAP ATTACHED | Reeves County | TX | 79772 | REEVES | CN604396721 | RN111191342 | 125.72 miles of 8-inch to 24-inch diameter piping that connects saltwater disposal wells. | The following property is used 100% for pollution control to meet or exceed federal or state regulations: 125.72 miles of 8-inch to 24-inch diameter piping that connects saltwater disposal wells. | 2021-06-30 | 14796157 | 100
23721 | T1 | DIAMONDBACK E&P LLC | REAGAN COUNTY WATER PIPING | INTERCONNECTING LINES FOR SWD WELLS ACROSS REAGAN COUNTY - MAP ATTACHED | Reagan County | TX | 76932 | REAGAN | CN604396721 | RN111191359 | The property is the piping that connects the saltwater disposal wells owned by Diamondback E&P LLC in Reagan County, as identified in the Tier 1 Table, S-16. The system consists of poly pipe, including 230.68 miles of piping. The detail is attached in Exhibit A. The piping is a closed loop system that moves the produced saltwater solely from the oil& gas wells operated by Diamondback E&P LLC, to the disposal wells. Its purpose is to dispose of saltwater that is produced in the drilling and extraction of oil and gas in an environmentally appropriate manner. The system transports saltwater to the individual wells for disposal at the end of the production process. The saltwater is injected into the wells and delivered to an underground zone that is determined to be appropriate by the Texas Railroad Commission. The SWD wells and piping are the final process after the saltwater is separated from the oil and gas. Exhibit B shows a diagram of the entire network of pipelines and SWD wells built. The entire process is designed to protect the land and freshwater zones underground from the saltwater being disposed. | Application withdrawn at the request of applicant | 2021-06-18 | 500074 | 100
23722 | T1 | DIAMONDBACK E&P LLC | PECOS COUNTY WATER PIPING | INTERCONNECTING LINES FOR SWD WELLS ACROSS PECOS COUNTY - MAP ATTACHED | Pecos County | TX | 79772 | PECOS | CN604396721 | RN111191367 | 98.53 miles of 8-inch to 24-inch diameter piping that connects saltwater disposal wells. | The following property is used 100% for pollution control to meet or exceed federal or state regulations: 98.53 miles of 8-inch to 24-inch diameter piping that connects saltwater disposal wells. | 2021-07-01 | 15333787 | 100
23723 | T1 | DIAMONDBACK E&P LLC | MIDLAND COUNTY WATER PIPING | INTERCONNECTING LINES FOR SWD WELLS ACROSS MIDLAND COUNTY - MAP ATTACHED | Midland County | TX | 79701 | MIDLAND | CN604396721 | RN111191375 | 77.07 miles of 4-inch to 12-inch diameter piping that connects saltwater disposal wells. | The following property is used 100% for pollution control to meet or exceed federal or state regulations: 77.07 miles of 4-inch to 12-inch diameter piping that connects saltwater disposal wells. | 2021-07-01 | 11325331 | 100
23724 | T1 | DIAMONDBACK E&P LLC | MARTIN COUNTY WATER PIPING | INTERCONNECTING LINES FOR SWD WELLS ACROSS MARTIN COUNTY - MAP ATTACHED | Martin County | TX | 79782 | MARTIN | CN604396721 | RN111191391 | 221.40 miles of 3-inch to 12-inch diameter piping that connects saltwater disposal wells. | The following property is used 100% for pollution control to meet or exceed federal or state regulations: 221.40 miles of 3-inch to 12-inch diameter piping that connects saltwater disposal wells. | 2021-07-01 | 24408811 | 100
23725 | T1 | DIAMONDBACK E&P LLC | LOVING COUNTY WATER PIPING | INTERCONNECTING LINES FOR SWD WELLS ACROSS LOVING COUNTY - MAP ATTACHED | Loving County | TX | 79754 | LOVING | CN604396721 | RN111191409 | 57.14 miles of 8-inch diameter piping that connects saltwater disposal wells. | The following property is used 100% for pollution control to meet or exceed federal or state regulations: 57.14 miles of 8-inch diameter piping that connects saltwater disposal wells. | 2021-07-01 | 4911776 | 100
23726 | T1 | DIAMONDBACK E&P LLC | HOWARD COUNTY WATER PIPING | INTERCONNECTING LINES FOR SWD WELLS ACROSS HOWARD COUNTY - MAP ATTACHED | Howard County | TX | 79720 | HOWARD | CN604396721 | RN111191417 | 107.77 miles of 6-inch to 12-inch diameter piping that connects saltwater disposal wells. | The following property is used 100% for pollution control to meet or exceed federal or state regulations: 107.77 miles of 6-inch to 12-inch diameter piping that connects saltwater disposal wells. | 2021-07-01 | 11470074 | 100
23727 | T1 | DIAMONDBACK E&P LLC | GLASSCOCK COUNTY WATER PIPING | INTERCONNECTING LINES FOR SWD WELLS ACROSS GLASSCOCK COUNTY - MAP ATTACHED | Glasscock County | TX | 79739 | GLASSCOCK | CN604396721 | RN111191425 | 97.22 miles of 8-inch to 12-inch diameter piping that connects saltwater disposal wells. | The following property is used 100% for pollution control to meet or exceed federal or state regulations: 97.22 miles of 8-inch to 12-inch diameter piping that connects saltwater disposal wells. | 2021-07-01 | 15323116 | 100
23728 | T1 | DIAMONDBACK E&P LLC | CRANE COUNTY WATER PIPING | INTERCONNECTING LINES FOR SWD WELLS ACROSS CRANE COUNTY - MAP ATTACHED | Crane County | TX | 79731 | CRANE | CN604396721 | RN111191441 | The property is the piping that connects the saltwater disposal wells owned by Diamondback E&P LLC in Crane County, as identified in the Tier 1 Table, S-16. The system consists of poly pipe, including 230.68 miles of piping. The detail is attached in Exhibit A. The piping is a closed loop system that moves the produced saltwater solely from the oil& gas wells operated by Diamondback E&P LLC, to the disposal wells. Its purpose is to dispose of saltwater that is produced in the drilling and extraction of oil and gas in an environmentally appropriate manner. The system transports saltwater to the individual wells for disposal at the end of the production process. The saltwater is injected into the wells and delivered to an underground zone that is determined to be appropriate by the Texas Railroad Commission. The SWD wells and piping are the final process after the saltwater is separated from the oil and gas. Exhibit B shows a diagram of the entire network of pipelines and SWD wells built. The entire process is designed to protect the land and freshwater zones underground from the saltwater being disposed. | Application withdrawn at the request of applicant | 2021-06-18 | 765634 | 100
23729 | T1 | DIAMONDBACK E&P LLC | GAINES COUNTY WATER PIPING | INTERCONNECTING LINES FOR SWD WELLS ACROSS GAINES COUNTY - MAP ATTACHED | Gaines County | TX | 79360 | GAINES | CN604396721 | RN111191458 | 2.04 miles of 4-inch diameter piping that connects saltwater disposal wells. | The following property is used 100% for pollution control to meet or exceed federal or state regulations: 2.04 miles of 4-inch diameter piping that connects saltwater disposal wells. | 2021-07-01 | 175580 | 100
23730 | T1 | DIAMONDBACK E&P LLC | ECTOR COUNTY WATER PIPING | INTERCONNECTING LINES FOR SWD WELLS ACROSS ECTOR COUNTY - MAP ATTACHED | Ector County | TX | 79760 | ECTOR | CN604396721 | RN111191466 | 2.82 miles of 8-inch diameter piping that connects saltwater disposal wells. | The following property is used 100% for pollution control to meet or exceed federal or state regulations: 2.82 miles of 8-inch diameter piping that connects saltwater disposal wells. | 2021-07-01 | 1099256 | 100
23731 | T1 | DIAMONDBACK E&P LLC | DAWSON COUNTY WATER PIPING | INTERCONNECTING LINES FOR SWD WELLS ACROSS DAWSON COUNTY - MAP ATTACHED | Dawson County | TX | 79331 | DAWSON | CN604396721 | RN111191474 | 46.29 miles of 3-inch to 10-inch diameter piping that connects saltwater disposal wells. | The following property is used 100% for pollution control to meet or exceed federal or state regulations: 46.29 miles of 3-inch to 10-inch diameter piping that connects saltwater disposal wells. | 2021-07-01 | 4928289 | 100
23732 | T1 | DIAMONDBACK E&P LLC | ANDREWS COUNTY WATER PIPING | INTERCONNECTING LINES FOR SWD WELLS ACROSS ANDREWS COUNTY - MAP ATTACHED | Andrews County | TX | 79714 | ANDREWS | CN604396721 | RN111191482 | 76.93 miles of 2-inch to 10-inch diameter piping that connects saltwater disposal wells. | The following property is used 100% for pollution control to meet or exceed federal or state regulations: 76.93 miles of 2-inch to 10-inch diameter piping that connects saltwater disposal wells. | 2021-07-01 | 8432487 | 100
23733 | T1 | COTTONWOOD ENERGY COMPANY LP | COTTONWOOD ENERGY PROJECT | 976 CR 4213 | DEWEYVILLE | TX | 77614 | NEWTON | CN602765687 | RN100226109 | CW-2021-01 Foster Wheeler heat recovery steam generator | The following property is used 65% for pollution control and is installed to meet or exceed federal or state regulations: CW-2021-01 Foster Wheeler heat recovery steam generator | 2021-03-15 | 93042776 | 65
23734 | T1 | EXXON MOBIL CORPORATION | EXXONMOBIL CHEMICAL MONT BELVIEU PLASTICS PLANT | 13330 HATCHERVILLE RD | MONT BELVIEU | TX | 77521 | CHAMBERS | CN600123939 | RN102501020 | Thermal oxidizer for the North LD Unit. | The following property is used 65% for pollution control and is installed to meet or exceed federal or state regulations: Thermal oxidizer for the North LD Unit. | 2021-06-16 | 75000000 | 100
23735 | T1 | EXXON MOBIL CORPORATION | EXXONMOBIL CHEMICAL MONT BELVIEU PLASTICS PLANT | 13330 HATCHERVILLE RD | MONT BELVIEU | TX | 77521 | CHAMBERS | CN600123939 | RN102501020 | Elevated and multi-point ground flare for the North polyethylene unit. | The following property is used 100% for pollution control and is installed to meet or exceed federal or state regulations: Elevated and multi-point ground flare for the North polyethylene unit. | 2021-05-19 | 45000000 | 100
23736 | T1 | EXXON MOBIL CORPORATION | EXXONMOBIL CHEMICAL MONT BELVIEU PLASTICS PLANT | 13330 HATCHERVILLE RD | MONT BELVIEU | TX | 77521 | CHAMBERS | CN600123939 | RN102501020 | Selective catalytic reduction system on boilers. | The following property is used 100% for pollution control and is installed to meet or exceed federal or state regulations: Selective catalytic reduction system on boilers. | 2021-05-19 | 20000000 | 100
23737 | T1 | PHILLIPS 66 PIPELINE LLC | GRAY OAK PIPELINE - LIVE OAK | PIPELINE CROSSING LIVE OAK COUNTY | Live Oak County | TX | 78022 | LIVE OAK | CN600134761 | RN111195392 | Pipeline coating and cathodic protection on the Gray Oak Pipeline Segment in Live Oak County. | The following property is used 100% for pollution control to meet or exceed federal or state regulations: Pipeline coating and cathodic protection on the Gray Oak Pipeline Segment in Live Oak County. | 2021-05-13 | 6857167 | 100
23738 | T1 | PHILLIPS 66 PIPELINE LLC | GRAY OAK PIPELINE - SAN PATRICIO COUNTY | CRUDE OIL PIPELINE LOCATED IN SAN PATRICIO COUNTY | San Patricio County | TX | 78387 | SAN PATRICIO | CN600134761 | RN111195400 | Pipeline coating and cathodic protection on the Gray Oak Pipeline Segment in San Patricio County. | The following property is used 100% for pollution control to meet or exceed federal or state regulations: Pipeline coating and cathodic protection on the Gray Oak Pipeline Segment in San Patricio County. | 2021-05-13 | 3934270 | 100
23739 | T1 | PHILLIPS 66 PIPELINE LLC | GRAY OAK PIPELINE - CROCKETT COUNTY | THIS APPLICATION IS FOR PIPELINE WHICH CROSSES CROCKETT COUNTY | Crockett County | TX | 76943 | CROCKETT | CN600134761 | RN111195418 | Pipeline coating and cathodic protection on the Gray Oak Pipeline Segment in Crockett County. | The following property is used 100% for pollution control to meet or exceed federal or state regulations: Pipeline coating and cathodic protection on the Gray Oak Pipeline Segment in Crockett County. | 2021-05-13 | 2661437 | 100
23740 | T1 | PHILLIPS 66 PIPELINE LLC | GRAY OAK PIPELINE - SUTTON COUNTY | THIS APPLICATION IS FOR PIPELINE CROSSING SUTTON COUNTY | Sutton County | TX | 76950 | SUTTON | CN600134761 | RN111195459 | Pipeline coating and cathodic protection on the Gray Oak Pipeline Segment in Sutton County. | The following property is used 100% for pollution control to meet or exceed federal or state regulations: Pipeline coating and cathodic protection on the Gray Oak Pipeline Segment in Sutton County. | 2021-05-13 | 2686152 | 100
23741 | T1 | PHILLIPS 66 PIPELINE LLC | GRAY OAK PIPELINE - FRIO COUNTY | THIS APPLICATION IS FOR PIPELINE CROSSING FRIO COUNTY | Frio County | TX | 78061 | FRIO | CN600134761 | RN111195467 | Pipeline coating and cathodic protection on the Gray Oak Pipeline Segment in Frio County. | The following property is used 100% for pollution control to meet or exceed federal or state regulations: Pipeline coating and cathodic protection on the Gray Oak Pipeline Segment in Frio County. | 2021-05-13 | 2580787 | 100
23742 | T1 | PHILLIPS 66 PIPELINE LLC | GRAY OAK PIPELINE - UPTON COUNTY | THIS APPLICATION IS FOR PIPELINE CROSSING UPTON COUNTY | Upton County | TX | 79752 | UPTON | CN600134761 | RN111195475 | Pipeline coating and cathodic protection on the Gray Oak Pipeline Segment in Upton County. | The following property is used 100% for pollution control to meet or exceed federal or state regulations: Pipeline coating and cathodic protection on the Gray Oak Pipeline Segment in Upton County. | 2021-05-13 | 2336237 | 100
23743 | T1 | PHILLIPS 66 PIPELINE LLC | GRAY OAK PIPELINE - ZAVALA COUNTY | THIS APPLICATION IS FOR PIPELINE CROSSING ZAVALA COUNTY | Zavala County | TX | 78839 | ZAVALA | CN600134761 | RN111195491 | Pipeline coating and cathodic protection on the Gray Oak Pipeline Segment in Zavala County. | The following property is used 100% for pollution control to meet or exceed federal or state regulations: Pipeline coating and cathodic protection on the Gray Oak Pipeline Segment in Zavala County. | 2021-05-13 | 2999645 | 100
23744 | T1 | PHILLIPS 66 PIPELINE LLC | GRAY OAK PIPELINE - LOVING COUNTY | THIS APPLICATION IS FOR PIPELINE CROSSING LOVING COUNTY | Loving County | TX | 79754 | LOVING | CN600134761 | RN111195509 | Pipeline coating and cathodic protection on the Gray Oak Pipeline Segment in Loving County. | The following property is used 100% for pollution control to meet or exceed federal or state regulations: Pipeline coating and cathodic protection on the Gray Oak Pipeline Segment in Loving County. | 2021-05-13 | 2730379 | 100
23745 | T1 | PHILLIPS 66 PIPELINE LLC | GRAY OAK PIPELINE - CRANE COUNTY | THIS APPLICATION IS FOR PIPELINE CROSSING CRANE COUNTY | Crane County | TX | 79731 | CRANE | CN600134761 | RN111195574 | Pipeline coating and cathodic protection on the Gray Oak Pipeline Segment in Crane County. | The following property is used 100% for pollution control to meet or exceed federal or state regulations: Pipeline coating and cathodic protection on the Gray Oak Pipeline Segment in Crane County. | 2021-05-13 | 2020793 | 100
23746 | T1 | STEEL DYNAMICS SOUTHWEST LLC | SINTON MILL | Latitude = 28.05635, Longitude = -97.45005 | San Patricio County | TX | 78387 | SAN PATRICIO | CN605646041 | RN110750965 | Arc furnace and melt shop particulate pollution control property consisting of a 111 foot by 420 foot by 123 foot tall metal enclosure around the arc furnace bay, hoods and ducts over the arc furnace and ladle metallurgical stations 1 and 2, chilled water piping, and baghouses 1 and 2. | The following property is used 100% for pollution control and is installed to meet or exceed federal or state regulations: Arc furnace and melt shop particulate pollution control property consisting of a 111 foot by 420 foot by 123 foot tall metal enclosure around the arc furnace bay, hoods and ducts over the arc furnace and ladle metallurgical stations 1 and 2, chilled water piping, and baghouses 1 and 2. | 2021-05-27 | 106568418 | 100
23747 | T1 | PHILLIPS 66 PIPELINE LLC | GRAY OAK PIPELINE - MATAGORDA COUNTY | CRUDE OIL PIPELINE CROSSING MATAGORDA COUNTY | Matagorda County | TX | 77414 | MATAGORDA | CN600134761 | RN111195855 | Pipeline coating and cathodic protection on the Gray Oak Pipeline Segment in Matagorda County. | The following property is used 100% for pollution control to meet or exceed federal or state regulations: Pipeline coating and cathodic protection on the Gray Oak Pipeline Segment in Matagorda County. | 2021-05-13 | 1535594 | 100
23748 | T1 | PHILLIPS 66 PIPELINE LLC | GRAY OAK PIPELINE - GOLIAD COUNTY | CRUDE OIL PIPELINE CROSSING GOLIAD COUNTY | Goliad County | TX | 77963 | GOLIAD | CN600134761 | RN111195863 | Pipeline coating and cathodic protection on the Gray Oak Pipeline Segment in Goliad County. | The following property is used 100% for pollution control to meet or exceed federal or state regulations: Pipeline coating and cathodic protection on the Gray Oak Pipeline Segment in Goliad County. | 2021-05-13 | 2331684 | 100
23749 | T1 | PHILLIPS 66 PIPELINE LLC | GRAY OAK PIPELINE - JACKSON COUNTY | CRUDE OIL PIPELINE CROSSING JACKSON COUNTY | Jackson County | TX | 77957 | JACKSON | CN600134761 | RN111195871 | Pipeline coating and cathodic protection on the Gray Oak Pipeline Segment in Jackson County. | The following property is used 100% for pollution control to meet or exceed federal or state regulations: Pipeline coating and cathodic protection on the Gray Oak Pipeline Segment in Jackson County. | 2021-05-13 | 1613642 | 100
23750 | T1 | PHILLIPS 66 PIPELINE LLC | GRAY OAK PIPELINE - MCMULLEN COUNTY | CRUDE OIL PIPELINE CROSSING MCMULLEN COUNTY | Mcmullen County | TX | 78072 | MCMULLEN | CN600134761 | RN111195897 | Pipeline coating and cathodic protection on the Gray Oak Pipeline Segment in McMullen County. | The following property is used 100% for pollution control to meet or exceed federal or state regulations: Pipeline coating and cathodic protection on the Gray Oak Pipeline Segment in McMullen County. | 2021-05-13 | 1977866 | 100
23751 | T1 | PHILLIPS 66 PIPELINE LLC | GRAY OAK PIPELINE - VICTORIA COUNTY | CRUDE OIL PIPELINE CROSSING VICTORIA COUNTY | Victoria County | TX | 77901 | VICTORIA | CN600134761 | RN111196002 | Pipeline coating and cathodic protection on the Gray Oak Pipeline Segment in Victoria County. | The following property is used 100% for pollution control to meet or exceed federal or state regulations: Pipeline coating and cathodic protection on the Gray Oak Pipeline Segment in Victoria County. | 2021-05-13 | 1641610 | 100
23752 | T1 | PHILLIPS 66 PIPELINE LLC | GRAY OAK PIPELINE - WINKLER COUNTY | CRUDE OIL PIPELINE CROSSING WINKLER COUNTY | Winkler County | TX | 79745 | WINKLER | CN600134761 | RN111196010 | Pipeline coating and cathodic protection on the Gray Oak Pipeline Segment in Winkler County. | The following property is used 100% for pollution control to meet or exceed federal or state regulations: Pipeline coating and cathodic protection on the Gray Oak Pipeline Segment in Winkler County. | 2021-05-13 | 1719007 | 100
23753 | T1 | PHILLIPS 66 PIPELINE LLC | GRAY OAK PIPELINE - KARNES COUNTY | CRUDE OIL PIPELINE CROSSING KARNES COUNTY | Karnes County | TX | 78118 | KARNES | CN600134761 | RN111196028 | Pipeline coating and cathodic protection on the Gray Oak Pipeline Segment in Karnes County. | The following property is used 100% for pollution control to meet or exceed federal or state regulations: Pipeline coating and cathodic protection on the Gray Oak Pipeline Segment in Karnes County. | 2021-05-13 | 1544050 | 100
23754 | T1 | PHILLIPS 66 PIPELINE LLC | GRAY OAK PIPELINE - BEE COUNTY | CRUDE OIL PIPELINE CROSSING BEE COUNTY | Bee County | TX | 78102 | BEE | CN600134761 | RN111196036 | Pipeline coating and cathodic protection on the Gray Oak Pipeline Segment in Bee County. | The following property is used 100% for pollution control to meet or exceed federal or state regulations: Pipeline coating and cathodic protection on the Gray Oak Pipeline Segment in Bee County. | 2021-05-13 | 1302751 | 100
23755 | T1 | PHILLIPS 66 PIPELINE LLC | GRAY OAK PIPELINE - WHARTON COUNTY | CRUDE OIL PIPELINE CROSSING WHARTON COUNTY | Wharton County | TX | 77488 | WHARTON | CN600134761 | RN111196085 | Pipeline coating and cathodic protection on the Gray Oak Pipeline Segment in Wharton County. | The following property is used 100% for pollution control to meet or exceed federal or state regulations: Pipeline coating and cathodic protection on the Gray Oak Pipeline Segment in Wharton County. | 2021-05-13 | 1174622 | 100
23756 | T1 | PRECISION DRILLING COMPANY LP | PRECISION DRILLING | 7600 E INTERSTATE 20 | ODESSA | TX | 79766 | MIDLAND | CN603453770 | RN106743677 | Spill response equipment consisting of ram type blowout preventers, a closing unit, and a choke manifold system on Rig 580. | The following property is used 100% for pollution control to meet or exceed federal or state regulations: Spill response equipment consisting of ram type blowout preventers, a closing unit, and a choke manifold system on Rig 580. | 2021-06-03 | 1303000 | 100
23757 | T1 | PRECISION DRILLING COMPANY LP | PRECISION DRILLING | 7600 E INTERSTATE 20 | ODESSA | TX | 79766 | MIDLAND | CN603453770 | RN106743677 | Rentech heat recovery steam generator equipped with a selective catalytic reduction unit. | The following property is used 65% for pollution control to meet or exceed federal or state regulations: Rentech heat recovery steam generator equipped with a selective catalytic reduction unit. | 2021-06-03 | 711800 | 65
23758 | T1 | BAYPORT POLYMERS LLC | BAYPORT POLYMERS | 7600 32ND ST | PORT ARTHUR | TX | 77642 | JEFFERSON | CN605458397 | RN109845768 | VOC vent system consisting of a VOC vent header, Blowdown KO Drum V-5607, Blowdown KO Drum Pumps P-5618A and R, VOC Vent Blowers B-3804A and R, and Thermal Oxidizer Package Z-3800. | The following property is used 100% for pollution control to meet or exceed federal or state regulations: VOC vent system consisting of a VOC vent header, Blowdown KO Drum V-5607, Blowdown KO Drum Pumps P-5618A and R, VOC Vent Blowers B-3804A and R, and Thermal Oxidizer Package Z-3800. | 2021-05-27 | 3912739 | 100
23759 | T1 | BAYPORT POLYMERS LLC | BAYPORT POLYMERS | 7600 32ND ST | PORT ARTHUR | TX | 77642 | JEFFERSON | CN605458397 | RN109845768 | Wastewater controls consisting of oily water pumps P-5609A/R, pipes from dry weather compartment to tank T-5655, two oil skimmers in U-5609, wet slop oil froth holding vessel V-5651, wastewater equalization tank oil skimmer pump P-5656, piping between P-5656 and V-5651, yellow oil skimmers in tanks T-1221A/B, spent caustic skimmed YO drums V-1223 and V-1222, YO pump P-1212, slop vessels V-8601/8602/8603 with collection headers and drain pumps P-8601/8602/8603A/R, storm/fire water washdown collection basin U-5609 with diversion sump pumps P-5605A/B/R and two skimmers, pipes from wet weather compartment of U-5609 to T-5655, washdown collection basin dry weather compartment oil skimmer pump P-5619, washdown collection basin wet weather compartment diversion sump oil skimmer pump P-5615, wastewater equalization tank T-5655, piping between T-5655 and the wet air oxidation package Z-1221, blowdown stripper bottoms cooler E-1123, blowdown KO drum V-5607, wet slop oil froth holding vessel V-5651, sludge froth vessel V-5652, cooling water circulation pumps P-3401A/B/C/R, LP condensate interchanger cooler E-3512, IGF effluent pumps P-5679A/R, wet flare pumps P-4601A/R, condensate mixed bed polisher package Z-350, polisher wastewater neutralization sump U-3551, induced gas flotation oil water separators, IGF tank T-5672X, IGF oil water separation package Z-5672, IGF eductor supply pumps P-5672AX/RX, IGF froth transfer pumps P-5673AX/RX, wastewater equalization tank influent filters S-5655A/R, oil skimmer located in T-5655, CPI oil water separator package Z-5671 with tank T-5671AX/BX and feed pumps P-5603A/R, slop oil sludge transfer pumps P-5671AX/RX, CPI influent static mixer SMX-5654, piping between vessels V-5651 and V-5652 and tank T-5655, benzene wastewater holding tank T-5660 with pumps P-5660A/R, intermediate wet flare liquid transfer pot V-1723, contaminated wastewater holding area wet air oxidation package Z-1221, ditches, culverts, and drains. | The following property is used 100% for pollution control to meet or exceed federal or state regulations: Wastewater controls consisting of oily water pumps P-5609A/R, pipes from dry weather compartment to tank T-5655, two oil skimmers in U-5609, wet slop oil froth holding vessel V-5651, wastewater equalization tank oil skimmer pump P-5656, piping between P-5656 and V-5651, yellow oil skimmers in tanks T-1221A/B, spent caustic skimmed YO drums V-1223 and V-1222, YO pump P-1212, slop vessels V-8601/8602/8603 with collection headers and drain pumps P-8601/8602/8603A/R, storm/fire water washdown collection basin U-5609 with diversion sump pumps P-5605A/B/R and two skimmers, pipes from wet weather compartment of U-5609 to T-5655, washdown collection basin dry weather compartment oil skimmer pump P-5619, washdown collection basin wet weather compartment diversion sump oil skimmer pump P-5615, wastewater equalization tank T-5655, piping between T-5655 and the wet air oxidation package Z-1221, blowdown stripper bottoms cooler E-1123, blowdown KO drum V-5607, wet slop oil froth holding vessel V-5651, sludge froth vessel V-5652, cooling water circulation pumps P-3401A/B/C/R, LP condensate interchanger cooler E-3512, IGF effluent pumps P-5679A/R, wet flare pumps P-4601A/R, condensate mixed bed polisher package Z-350, polisher wastewater neutralization sump U-3551, induced gas flotation oil water separators, IGF tank T-5672X, IGF oil water separation package Z-5672, IGF eductor supply pumps P-5672AX/RX, IGF froth transfer pumps P-5673AX/RX, wastewater equalization tank influent filters S-5655A/R, oil skimmer located in T-5655, CPI oil water separator package Z-5671 with tank T-5671AX/BX and feed pumps P-5603A/R, slop oil sludge transfer pumps P-5671AX/RX, CPI influent static mixer SMX-5654, piping between vessels V-5651 and V-5652 and tank T-5655, benzene wastewater holding tank T-5660 with pumps P-5660A/R, intermediate wet flare liquid transfer pot V-1723, contaminated wastewater holding area wet air oxidation package Z-1221, ditches, culverts, and drains. | 2021-06-24 | 41452299 | 100
23760 | T1 | CORPUS CHRISTI LIQUEFACTION LLC | CORPUS CHRISTI LIQUEFACTION | 622 HWY 35 | GREGORY | TX | 78359 | SAN PATRICIO | CN604136374 | RN104104716 | Lube storage building. | The following property is used 100% for pollution control and is installed to meet or exceed federal or state regulations: Lube storage building. | 2021-05-19 | 755000 | 100
23761 | T1 | CORPUS CHRISTI LIQUEFACTION LLC | CORPUS CHRISTI LIQUEFACTION | 622 HWY 35 | GREGORY | TX | 78359 | SAN PATRICIO | CN604136374 | RN104104716 | Wastewater treatment chemicals storage building. | The following property is used 100% for pollution control and is installed to meet or exceed federal or state regulations: Wastewater treatment chemicals storage building. | 2021-07-01 | 828428 | 100
23762 | T1 | CORPUS CHRISTI LIQUEFACTION LLC | CORPUS CHRISTI LIQUEFACTION | 622 HWY 35 | GREGORY | TX | 78359 | SAN PATRICIO | CN604136374 | RN104104716 | Modification to the flare riser, two flare tips for the wet flare, and two flare tips for the dry flare. | The following property is used 100% for pollution control and is installed to meet or exceed federal or state regulations: Modification to the flare riser, two flare tips for the wet flare, and two flare tips for the dry flare. | 2021-06-03 | 1650780 | 100
23763 | T1 | CORPUS CHRISTI LIQUEFACTION LLC | CORPUS CHRISTI LIQUEFACTION | 622 HWY 35 | GREGORY | TX | 78359 | SAN PATRICIO | CN604136374 | RN104104716 | Fourteen sample stations for the ethylene accumulator OVHD, feed gas for Trains, HP fuel gas, lean amine, lean amine to S-1202, LP fuel gas, propane accumulator OVHD, V-1701 overheads, V-1703 OVHD, and V-1811 bottoms and a portable sample station for Train 1. | The following property is used 100% for pollution control and is installed to meet or exceed federal or state regulations: Fourteen sample stations for the ethylene accumulator OVHD, feed gas for Trains, HP fuel gas, lean amine, lean amine to S-1202, LP fuel gas, propane accumulator OVHD, V-1701 overheads, V-1703 OVHD, and V-1811 bottoms and a portable sample station for Train 1. | 2021-06-02 | 1259250 | 100
23764 | T1 | EXXON MOBIL CORPORATION | EXXON MOBIL CHEMICAL BAYTOWN OLEFINS PLANT | 3525 DECKER DR | BAYTOWN | TX | 77520 | HARRIS | CN600123939 | RN102212925 | The BOP-2X furnace section is consisted of eight steam cracking furnaces EPNs XXAF01-ST through XXHF01-ST. The furnaces are equipped with ultra-low NOx burners and Selective Catalytic Reduction SCR systems to control NOx emissions. Aqueous ammonia is piped from the ammonia storage area to the Ammonia Injection Grid AIG at the furnace stack. The flow of the gas to the AIG is constant with the ammonia rate being controlled to match fuel usage and to meet the NOx effluent specifications as measured by the NOx CEMS analyzer. | NOD response not received. | 2021-06-18 | 27000000 | 100
23765 | T1 | EXXON MOBIL CORPORATION | EXXON MOBIL CHEMICAL BAYTOWN OLEFINS PLANT | 3525 DECKER DR | BAYTOWN | TX | 77520 | HARRIS | CN600123939 | RN102212925 | The BOP-2X flare system consists of a steam-assisted elevated flare and a multi-point ground flare. The flare system is used to control emissions from MSS activities related to equipment clearing and startup and shutdown activities. This system iswill be equipped with a totalizing flow meter, a calorimeter to monitor directly for NHVcz, and an on-line analyzer to speciate the hydrocarbons in the flare gases, including Highly Reactive Volatile Organic Compounds HRVOCs. | NOD response not received. | 2021-06-24 | 160000000 | 100
23766 | T1 | THE SHERWIN-WILLIAMS COMPANY | SHERWIN WILLIAMS AUTOMOTIVE TRAINING CENTER | 1450 AVENUE R | GRAND PRAIRIE | TX | 75050 | TARRANT | CN600278600 | RN100599273 | Dust collection system and wet and dry scrubbers. | NOD response not received. | 2021-07-01 | 310909 | 100
23767 | T1 | THE SHERWIN-WILLIAMS COMPANY | THE SHERWIN-WILLIAMS GARLAND FACILITY | 2802 W MILLER RD | GARLAND | TX | 75041 | DALLAS | CN600278600 | RN100218197 | Dust collection systems, secondary containment, automatic tank gauging, automatic shut-off valves and odor dispersing and removal systems. | NOD response not received. | 2021-06-18 | 1749996 | 100
23768 | T1 | THE SHERWIN-WILLIAMS COMPANY | WACO TX DSC | 1300 AVIATION PKWY | WACO | TX | 76705 | MCLENNAN | CN600278600 | RN109731042 | Wet and dry scrubbers, hoods, duct and collection systems connected to final control devices, Odor Dispersing and removal systems. | NOD response not received. | 2021-06-18 | 524895 | 100
23769 | T1 | WOLF HOLLOW II POWER LLC | WOLF HOLLOW II | 8787 WOLF HOLLOW CT | GRANBURY | TX | 76048 | HOOD | CN604679639 | RN108779729 | Heat recovery steam generators (HRSG) including the high pressure system; reheat/intermediate pressure system; low pressure system; associated ductwork and piping for each system; indicators, transmitters, temperature elements, flow elements, and other instrumentation required to support control and monitoring of the HRSG; HRSG and discharge expansion joints; supplemental duct firing burner system with all related piping, valves, instrumentation, flow element, duct burners, burner management system controls, and flame safeguard system; instrumentation accessories consisting of isolation root valves, valve manifolds, blowdown valves, steam loop seals, condensate pots, stainless steel tubing, fittings, mounting hardware for skid mounted equipment; and control/instrument air user supply lines, consisting of stainless steel tubing, flexible tubing, shutoff valves, fittings for pre-packaged or skid mounted equipment. | The following property is used 65% for pollution control and is installed to meet or exceed federal or state regulations: Heat recovery steam generators (HRSG) including the high pressure system; reheat/intermediate pressure system; low pressure system; associated ductwork and piping for each system; indicators, transmitters, temperature elements, flow elements, and other instrumentation required to support control and monitoring of the HRSG; HRSG and discharge expansion joints; supplemental duct firing burner system with all related piping, valves, instrumentation, flow element, duct burners, burner management system controls, and flame safeguard system; instrumentation accessories consisting of isolation root valves, valve manifolds, blowdown valves, steam loop seals, condensate pots, stainless steel tubing, fittings, mounting hardware for skid mounted equipment; and control/instrument air user supply lines, consisting of stainless steel tubing, flexible tubing, shutoff valves, fittings for pre-packaged or skid mounted equipment. | 2021-03-10 | 100569563 | 65
23770 | T1 | THE VALSPAR CORPORATION | VALSPAR GARLAND FACILITY | 701 S SHILOH RD | GARLAND | TX | 75042 | DALLAS | CN600128409 | RN100215995 | Thermal oxidizers, secondary containment, automatic tank gauging, automatic shut-off, wastewater treatment facilities, valves and odor dispersing and removal systems, and wastewater treatment. | NOD response not received. | 2021-07-01 | 100569563 | 100
23771 | T1 | ARKEMA INC | ARKEMA CROSBY PLANT | 18000 CROSBY EASTGATE RD | CROSBY | TX | 77532 | HARRIS | CN600124044 | RN100210301 | Stormwater control system. | NOD response not received. | 2021-06-18 | 3033000 | 100
23772 | T1 | STEEL DYNAMICS SOUTHWEST LLC | SINTON MILL | Latitude = 28.05635, Longitude = -97.45005 | San Patricio County | TX | 78387 | SAN PATRICIO | CN605646041 | RN110750965 | Stormwater ponds 1, 2, 3, and 4 and stormwater collection vegetated ditches and culverts. | NOD response not received. | 2021-06-18 | 8771450 | 100
23773 | T1 | LIBERTY OILFIELD SERVICES LLC | LIBERTY OILFIELD SERVICES | FROM INTX I 20 & HIGHWAY 18 GO APPROX 5.7 MI E ON I 20 EXIT 86 FOR PR 41 GO SE APPROX 2.0 MI ON PRIVATE ENRTY RD TO PLANT SITE | Ward County | TX | 79756 | WARD | CN605319888 | RN111205936 | The property is a water containment and disposal system, used solely to prevent contaminants from the sand mine and aggregate production facilities from entering the soil or water in an environmentally appropriate manner. The facility is specifically designed to protect employees, neighboring properties, and the general health for the area. In the mining process, sand is stockpiled until it can be processed. Because the sand still contains moisture when it is stockpiled, drain tiles beneath the piles channel water to a lined process pond. Reject material from the sand washing process is moved to holding ponds to allow the material to settle out of the water. Sludge from the settling ponds is accumulated and water is drained for a time before being added to the reclamation pile. The sludge from the process is also held in sump tanks. As the sand and rock moves through the mining and manufacturing processes, this system protects the soil and water with multiple pieces of interconnected equipment. The system includes Sand Stockpile Drainage, Pond Liners, Settling Pond, Pond Erosion Control, Sump Tanks, Pumps, and Piping. | Application withdrawn at the request of applicant | 2021-03-08 | 6243000 | 100
23774 | T1 | LIBERTY OILFIELD SERVICES LLC | LIBERTY OILFIELD SERVICES | FROM INTX I 20 & HIGHWAY 18 GO APPROX 5.7 MI E ON I 20 EXIT 86 FOR PR 41 GO SE APPROX 2.0 MI ON PRIVATE ENTRY RD TO PLANT SITE | Ward County | TX | 79756 | WARD | CN605319888 | RN111205944 | The property is a dust control system, used solely to prevent dust from the sand mine and aggregate production facilities from entering the air in an environmentally appropriate manner. The facility is specifically designed to protect employees, neighboring properties, and the general health for the area. As the sand and rock moves through the mining and manufacturing processes, this system protects the air with multiple pieces of interconnected equipment. The dust control system includes Bag Houses, Bagging Stations, Dust Collectors, Dust Transfer Screws, Chutes to the Silos, Bin Vents, and Hoppers. Baghouse dust collectors are large, making them ideal for use in high volume and high temperature dust collection applications. Baghouses rely on fabric bags to capture dust and other particles as they move through the system. Once the dust-laden air is filtered, clean air is expelled from the system. Baghouses can accommodate airflow volumes up to one million CFM or more. Bin vent dust collectors are generally used to vent air during loading operations for silos and other similarly sized containers. Bin vents rely on the natural upward movement of dust and debris during loading to filter dust particulate and prevent dust from escaping the container. The Pulse Jet Dust Collector includes a blower to facilitate the movement of the air through the system, a ductwork system to contain the dust-laden air, a filter to capture the dust, a filter cleaning system, a discharge mechanism for dust removal, a dust receptacle to store the dust, a dust removal system to dispose of the dust, and a control panel to automate the cleaning cycles. The Dust Suppression Hopper is used to protect the air and environment from dust being released, exposing workers to respirable crystalline silica. Included in the attachments are diagrams and information related to the items of equipment. The dust is gathered and disposed of in the reclamation process. The entire system is designed to protect the air from the dust created during the mining process. | Application withdrawn at the request of applicant | 2021-03-08 | 4500000 | 100
23775 | T1 | HRS OPERATING LLC | KERMIT 115 LOS WATER HANDLING AND DISPOSAL | Latitude = 32.002931, Longitude = -102.940233 | Winkler County | TX | 79745 | WINKLER | CN605557875 | RN110471919 | The property is a water containment and disposal system, used solely to prevent contaminants from the sand mine and aggregate production facilities from entering the soil or water in an environmentally appropriate manner. The facility is specifically designed to protect employees, neighboring properties, and the general health for the area. In the mining process, sand is stockpiled until it can be processed. Because the sand still contains moisture when it is stockpiled, drain tiles beneath the piles channel water to a lined process pond. Reject material from the sand washing process is moved to holding ponds to allow the material to settle out of the water. Sludge from the settling ponds is accumulated and water is drained for a time before being added to the reclamation pile. The sludge from the process is also held in sump tanks. As the sand and rock moves through the mining and manufacturing processes, this system protects the soil and water with multiple pieces of interconnected equipment. The system includes Sand Stockpile Drainage, Pond Liners, Settling Pond, Pond Erosion Control, Sump Tanks, Pumps, and Piping. | Application withdrawn at the request of applicant | 2021-03-08 | 6243000 | 100
23776 | T1 | HRS OPERATING LLC | KERMIT 115 LOS DUST CONTROL | FROM INTERSECTION OF HIGHWAY 115 AND HIGHWAY 18 IN KERMIT, TX TAKE HIGHWAY 115 APPROXIMATELY 13.7 MILES NORTHEAST OF KERMIT. FACILITY DRIVE WILL BE ON LEFT SIDE WEST OF HIGHWAY 115. | Winkler County | TX | 79745 | WINKLER | CN605557875 | RN110471919 | The property is a dust control system, used solely to prevent dust from the sand mine and aggregate production facilities from entering the air in an environmentally appropriate manner. The facility is specifically designed to protect employees, neighboring properties, and the general health for the area. As the sand and rock moves through the mining and manufacturing processes, this system protects the air with multiple pieces of interconnected equipment. The dust control system includes Bag Houses, Bagging Stations, Dust Collectors, Dust Transfer Screws, Chutes to the Silos, Bin Vents, and Hoppers. Baghouse dust collectors are large, making them ideal for use in high volume and high temperature dust collection applications. Baghouses rely on fabric bags to capture dust and other particles as they move through the system. Once the dust-laden air is filtered, clean air is expelled from the system. Baghouses can accommodate airflow volumes up to one million CFM or more. Bin vent dust collectors are generally used to vent air during loading operations for silos and other similarly sized containers. Bin vents rely on the natural upward movement of dust and debris during loading to filter dust particulate and prevent dust from escaping the container. The Pulse Jet Dust Collector includes a blower to facilitate the movement of the air through the system, a ductwork system to contain the dust-laden air, a filter to capture the dust, a filter cleaning system, a discharge mechanism for dust removal, a dust receptacle to store the dust, a dust removal system to dispose of the dust, and a control panel to automate the cleaning cycles. The Dust Suppression Hopper is used to protect the air and environment from dust being released, exposing workers to respirable crystalline silica. Included in the attachments are diagrams and information related to the items of equipment. The dust is gathered and disposed of in the reclamation process. The entire system is designed to protect the air from the dust created during the mining process. | Application withdrawn at the request of applicant | 2021-03-08 | 4500000 | 100
23777 | T1 | FLINT HILLS RESOURCES HOUSTON CHEMICAL LLC | FLINT HILLS RESOURCES HOUSTON CHEMICAL | 9822 LA PORTE FWY | HOUSTON | TX | 77017 | HARRIS | CN604650093 | RN102576063 | Demister 125F and drain pot 5050F. | The following property is used 100% for pollution control to meet or exceed federal or state regulations: Demister 125F and drain pot 5050F. | 2021-06-03 | 313444 | 100
23778 | T1 | FLINT HILLS RESOURCES HOUSTON CHEMICAL LLC | FLINT HILLS RESOURCES HOUSTON CHEMICAL | 9822 LA PORTE FWY | HOUSTON | TX | 77017 | HARRIS | CN604650093 | RN102576063 | Waste heat boiler emission control improvements consisting of relocated CO catalyst with new screens, the transition section from the reactor air header to the waste heat boiler, and ammonia system upgrades. | The following property is used 100% for pollution control to meet or exceed federal or state regulations: Waste heat boiler emission control improvements consisting of relocated CO catalyst with new screens, the transition section from the reactor air header to the waste heat boiler, and ammonia system upgrades. | 2021-06-03 | 9070165 | 100
23779 | T1 | FLINT HILLS RESOURCES CORPUS CHRISTI LLC | FLINT HILLS RESOURCES EAST REFINERY | 1607 NUECES BAY BLVD | CORPUS CHRISTI | TX | 78401 | NUECES | CN603741463 | RN102534138 | Facility Background Flint Hills Resources FHR Corpus Christi, LLC owns and operates the East Refinery in Corpus Christi, Nueces County, Texas the Facility. The East Refinery, located at 1607 Nueces Bay Boulevard, includes, but is not limited to, the following systems and or process units East Fluidized Catalytic Cracking Unit FCCU BTX Depentanizer Unit Isom Splitter Unit Hydrobon Unit and Sulfolane Heater. Pollution Control Facility Description Benzene Fence Line Monitor Installation The East Plants Benzene fence line Monitoring installation was installed in 2018 to monitor the concentration of benzene emissions at the fence line of the Facility to ensure emissions are concentrated within the Facility boundary. This monitoring installation was installed to meet new permit requirements at the East Refinery. Specifically, the addition will allow the Facility to maintain compliance with the U.S. EPAs Control of Toxic Air Emissions from Petroleum Refineries Sector Rule RIN 2060 AQ75, finalized as of December 1, 2015. The Facilitys new Benzene Fence Line Monitor installation assists in reducing and or eliminating benzene emissions required under Code of Federal Regulations CFR Title 40 63.658. Appraisal District Account Numbers I-0000644-0120, IF-0000644-0180, IF-0000644-0190, IF-0000644-0125, I-0000644-0210, IF-0000644-0220, I-0000644-0130, IF-0000644-0240 | Application withdrawn at the request of applicant | 2021-05-13 | 971788 | 100
23780 | T1 | FLINT HILLS RESOURCES CORPUS CHRISTI LLC | FHR CORPUS CHRISTI WEST PLANT | 2825 SUNTIDE RD | CORPUS CHRISTI | TX | 78409 | NUECES | CN603741463 | RN100235266 | Thermal Oxidizer | The following property is used 100% for pollution control to meet or exceed federal or state regulations: Thermal Oxidizer | 2021-06-03 | 593550 | 100
23781 | T1 | FLINT HILLS RESOURCES CORPUS CHRISTI LLC | FLINT HILLS RESOURCES EAST REFINERY | 1607 NUECES BAY BLVD | CORPUS CHRISTI | TX | 78401 | NUECES | CN603741463 | RN102534138 | Wastewater treatment plant FH-2021-01 with diffuser. | The following property is used 100% for pollution control to meet or exceed federal or state regulations: Wastewater treatment plant FH-2021-01 with diffuser. | 2021-06-16 | 1135361 | 100
23782 | T1 | NABORS LUX 2 | 0M7504 | Latitude = 31.91322, Longitude = -102.39742 | Ector County | TX | 79765 | ECTOR | CN604268243 | RN111213559 | Single ram blowout preventer, double ram blowout preventer, blowout prevention accumulator unit, choke manifold, and drilling mud degasser on drilling Rig M7504. | The following property is used 100% for pollution control to meet or exceed federal or state regulations: Single ram blowout preventer, double ram blowout preventer, blowout prevention accumulator unit, choke manifold, and drilling mud degasser on drilling Rig M7504. | 2021-06-16 | 975000 | 100
23783 | T1 | NABORS LUX 2 | M7505 | Latitude = 31.91322, Longitude = -102.39742 | Ector County | TX | 79765 | ECTOR | CN604268243 | RN111213559 | Single ram blowout preventer, double ram blowout preventer, blowout prevention accumulator unit, choke manifold, and drilling mud degasser on drilling Rig M7505. | The following property is used 100% for pollution control to meet or exceed federal or state regulations: Single ram blowout preventer, double ram blowout preventer, blowout prevention accumulator unit, choke manifold, and drilling mud degasser on drilling Rig M7505. | 2021-06-16 | 975000 | 100
23784 | T1 | NABORS LUX 2 | RIG 00889 | Latitude = 31.91322, Longitude = -102.39742 | Ector County | TX | 79765 | ECTOR | CN604268243 | RN111213559 | Single ram blowout preventer, double ram blowout preventer, blowout prevention accumulator unit, choke manifold, and drilling mud degasser on drilling Rig 00889. | The following property is used 100% for pollution control to meet or exceed federal or state regulations: Single ram blowout preventer, double ram blowout preventer, blowout prevention accumulator unit, choke manifold, and drilling mud degasser on drilling Rig 00889. | 2021-06-16 | 825000 | 100
23785 | T1 | NABORS LUX 2 | RIG 00896 | Latitude = 31.91322, Longitude = -102.39742 | Ector County | TX | 79765 | ECTOR | CN604268243 | RN111213559 | Single ram blowout preventer, double ram blowout preventer, blowout prevention accumulator unit, choke manifold, and drilling mud degasser on drilling Rig 00896. | The following property is used 100% for pollution control to meet or exceed federal or state regulations: Single ram blowout preventer, double ram blowout preventer, blowout prevention accumulator unit, choke manifold, and drilling mud degasser on drilling Rig 00896. | 2021-06-16 | 825000 | 100
23786 | T1 | NABORS LUX 2 | RIG 00B11 | 2500 OREGON ST | ODESSA | TX | 79764 | ECTOR | CN604268243 | RN111213559 | Single ram blowout preventer, double ram blowout preventer, blowout prevention accumulator unit, choke manifold, and drilling mud degasser on drilling Rig 00B11. | The following property is used 100% for pollution control to meet or exceed federal or state regulations: Single ram blowout preventer, double ram blowout preventer, blowout prevention accumulator unit, choke manifold, and drilling mud degasser on drilling Rig 00B11. | 2021-06-16 | 750000 | 100
23787 | T1 | NABORS LUX 2 | 00X12 | 2500 OREGON ST | ODESSA | TX | 79764 | ECTOR | CN604268243 | RN111213559 | Single ram blowout preventer, double ram blowout preventer, blowout prevention accumulator unit, choke manifold, and drilling mud degasser on drilling Rig 00X12. | The following property is used 100% for pollution control to meet or exceed federal or state regulations: Single ram blowout preventer, double ram blowout preventer, blowout prevention accumulator unit, choke manifold, and drilling mud degasser on drilling Rig 00X12. | 2021-06-16 | 750000 | 100
23788 | T1 | NABORS LUX 2 | RIG 00X30 | 2500 OREGON ST | ODESSA | TX | 79764 | ECTOR | CN604268243 | RN111213559 | Single ram blowout preventer, double ram blowout preventer, blowout prevention accumulator unit, choke manifold, and drilling mud degasser on drilling Rig 00X30. | The following property is used 100% for pollution control to meet or exceed federal or state regulations: Single ram blowout preventer, double ram blowout preventer, blowout prevention accumulator unit, choke manifold, and drilling mud degasser on drilling Rig 00X30. | 2021-06-22 | 750000 | 100
23789 | T1 | NABORS LUX 2 | RIG 00X47 | 2500 OREGON ST | ODESSA | TX | 79764 | ECTOR | CN604268243 | RN111213559 | Single ram blowout preventer, double ram blowout preventer, blowout prevention accumulator unit, choke manifold, and drilling mud degasser on drilling Rig 00X47. | The following property is used 100% for pollution control to meet or exceed federal or state regulations: Single ram blowout preventer, double ram blowout preventer, blowout prevention accumulator unit, choke manifold, and drilling mud degasser on drilling Rig 00X47. | 2021-06-16 | 750000 | 100
23790 | T1 | NABORS LUX 2 | RIG M7506 | 2500 OREGON ST | ODESSA | TX | 79764 | ECTOR | CN604268243 | RN111213559 | Single ram blowout preventer, double ram blowout preventer, blowout prevention accumulator unit, choke manifold, and drilling mud degasser on drilling Rig M7506. | The following property is used 100% for pollution control to meet or exceed federal or state regulations: Single ram blowout preventer, double ram blowout preventer, blowout prevention accumulator unit, choke manifold, and drilling mud degasser on drilling Rig M7506. | 2021-06-17 | 975000 | 100
23791 | T1 | NABORS LUX 2 | RIG 00887 | Latitude = 31.834745, Longitude = -102.533169 | Ector County | TX | 79763 | ECTOR | CN604268243 | RN111213559 | Single ram blowout preventer, double ram blowout preventer, blowout prevention accumulator unit, choke manifold, and drilling mud degasser on drilling Rig 00887. | The following property is used 100% for pollution control to meet or exceed federal or state regulations: Single ram blowout preventer, double ram blowout preventer, blowout prevention accumulator unit, choke manifold, and drilling mud degasser on drilling Rig 00887. | 2021-06-17 | 750000 | 100
23792 | T1 | NABORS LUX 2 | RIG 00892 | Latitude = 31.834745, Longitude = -102.533169 | Ector County | TX | 79763 | ECTOR | CN604268243 | RN111213559 | Single ram blowout preventer, double ram blowout preventer, blowout prevention accumulator unit, choke manifold, and drilling mud degasser on drilling Rig 00892. | The following property is used 100% for pollution control to meet or exceed federal or state regulations: Single ram blowout preventer, double ram blowout preventer, blowout prevention accumulator unit, choke manifold, and drilling mud degasser on drilling Rig 00892. | 2021-06-17 | 750000 | 100
23793 | T1 | NABORS LUX 2 | RIG 00893 | Latitude = 31.834745, Longitude = -102.533169 | Ector County | TX | 79763 | ECTOR | CN604268243 | RN111213559 | Single ram blowout preventer, double ram blowout preventer, blowout prevention accumulator unit, choke manifold, and drilling mud degasser on drilling Rig 00893. | The following property is used 100% for pollution control to meet or exceed federal or state regulations: Single ram blowout preventer, double ram blowout preventer, blowout prevention accumulator unit, choke manifold, and drilling mud degasser on drilling Rig 00893. | 2021-06-17 | 750000 | 100
23794 | T1 | NABORS LUX 2 | RIG 00895 | Latitude = 31.834745, Longitude = -102.533169 | Ector County | TX | 79763 | ECTOR | CN604268243 | RN111213559 | Single ram blowout preventer, double ram blowout preventer, blowout prevention accumulator unit, choke manifold, and drilling mud degasser on drilling Rig 00895. | The following property is used 100% for pollution control to meet or exceed federal or state regulations: Single ram blowout preventer, double ram blowout preventer, blowout prevention accumulator unit, choke manifold, and drilling mud degasser on drilling Rig 00895. | 2021-06-17 | 750000 | 100
23795 | T1 | NABORS LUX 2 | RIG 0048 | Latitude = 31.834745, Longitude = -102.533169 | Ector County | TX | 79763 | ECTOR | CN604268243 | RN111213559 | Single ram blowout preventer, double ram blowout preventer, blowout prevention accumulator unit, choke manifold, and drilling mud degasser on drilling Rig 00X48. | The following property is used 100% for pollution control to meet or exceed federal or state regulations: Single ram blowout preventer, double ram blowout preventer, blowout prevention accumulator unit, choke manifold, and drilling mud degasser on drilling Rig 00X48. | 2021-06-17 | 750000 | 100
23796 | T1 | NABORS LUX 2 | RIG 00X52 | Latitude = 31.834745, Longitude = -102.533169 | Ector County | TX | 79763 | ECTOR | CN604268243 | RN111213559 | Single ram blowout preventer, double ram blowout preventer, blowout prevention accumulator unit, choke manifold, and drilling mud degasser on drilling Rig 00X52. | The following property is used 100% for pollution control to meet or exceed federal or state regulations: Single ram blowout preventer, double ram blowout preventer, blowout prevention accumulator unit, choke manifold, and drilling mud degasser on drilling Rig 00X52. | 2021-06-17 | 750000 | 100
23797 | T1 | NABORS LUX 2 | RIG 01206 | Latitude = 31.912691, Longitude = -103.662737 | Loving County | TX | 79754 | LOVING | CN604268243 | RN111213559 | Single ram blowout preventer, double ram blowout preventer, blowout prevention accumulator unit, choke manifold, and drilling mud degasser on drilling Rig 01026. | The following property is used 100% for pollution control to meet or exceed federal or state regulations: Single ram blowout preventer, double ram blowout preventer, blowout prevention accumulator unit, choke manifold, and drilling mud degasser on drilling Rig 01026. | 2021-06-17 | 17000 | 100
23798 | T1 | NABORS LUX 2 | RIG 00X05 | Latitude = 31.483239, Longitude = -103.452243 | Loving County | TX | 79754 | LOVING | CN604268243 | RN111213559 | Single ram blowout preventer, double ram blowout preventer, blowout prevention accumulator unit, choke manifold, and drilling mud degasser on drilling Rig 00X05. | The following property is used 100% for pollution control to meet or exceed federal or state regulations: Single ram blowout preventer, double ram blowout preventer, blowout prevention accumulator unit, choke manifold, and drilling mud degasser on drilling Rig 00X05. | 2021-06-17 | 750000 | 100
23799 | T1 | NABORS LUX 2 | RIG 00X31 | Latitude = 31.530537, Longitude = -103.331081 | Loving County | TX | 79754 | LOVING | CN604268243 | RN111213559 | Single ram blowout preventer, double ram blowout preventer, blowout prevention accumulator unit, choke manifold, and drilling mud degasser on drilling Rig 00X31. | The following property is used 100% for pollution control to meet or exceed federal or state regulations: Single ram blowout preventer, double ram blowout preventer, blowout prevention accumulator unit, choke manifold, and drilling mud degasser on drilling Rig 00X31. | 2021-06-17 | 750000 | 100
23800 | T1 | EXXONMOBIL OIL CORPORATION | EXXONMOBIL BEAUMONT REFINERY | 1795 BURT ST | BEAUMONT | TX | 77701 | JEFFERSON | CN600920748 | RN102450756 | Seals on each drain and covers and seals on each junction box in the SCANfiner wastewater sewer. | The following property is used 100% for pollution control and is installed to meet or exceed federal or state regulations: Seals on each drain and covers and seals on each junction box in the SCANfiner wastewater sewer. | 2021-05-19 | 1750000 | 100
23801 | T1 | EXXONMOBIL OIL CORPORATION | EXXONMOBIL BEAUMONT REFINERY | 1795 BURT ST | BEAUMONT | TX | 77701 | JEFFERSON | CN600920748 | RN102450756 | Knockout drum for the SCANfiner Selective Catalytic Naphtha Hydrofiner flare. | The following property is used 100% for pollution control and is installed to meet or exceed federal or state regulations: Knockout drum for the SCANfiner Selective Catalytic Naphtha Hydrofiner flare. | 2021-06-29 | 4301800 | 100
23802 | T1 | EXXONMOBIL OIL CORPORATION | EXXONMOBIL BEAUMONT REFINERY | 1795 BURT ST | BEAUMONT | TX | 77701 | JEFFERSON | CN600920748 | RN102450756 | The incremental cost difference for low-NOx burners versus similar burners without NOx controls and continuous emissions monitor system analyzers and stack test ports/platforms on SCANfiner heaters. | The following property is used 100% for pollution control and is installed to meet or exceed federal or state regulations: The incremental cost difference for low-NOx burners versus similar burners without NOx controls and continuous emissions monitor system analyzers and stack test ports/platforms on SCANfiner heaters. | 2021-05-19 | 3900000 | 100
23803 | T1 | EXXONMOBIL OIL CORPORATION | EXXONMOBIL OIL BEAUMONT CHEMICAL PLANT | 2775 GULF STATES RD | BEAUMONT | TX | 77701 | JEFFERSON | CN600920748 | RN100542844 | ExxonMobil Chemical Company ExxonMobil owns and operates a chemical plant in Beaumont, Jefferson County, Texas known as the Beaumont Chemical Plant BMCP. BMCP is comprised of 3 main units the Olefins unit, which manufactures Ethylene, Propylene and 1,3 Butadiene the Aromatics unit, which manufactures Paraxylene, Benzene and Aromatics Concentrate and the Catalyst & Synthetics C&S unit, which manufactures Zeolite Crystal, Zeolite Catalyst and Poly Alpha Olefins. BMCP is a well controlled site with facilities that includes steam cracking, distillation, feed treating, contaminant removal beds, front end wastewater treatment, gas phase reactors, mixed phase reactors, batch crystallization, continuous crystallization, polymerization, dechlorination, filtration, mulling, extrusion, blending, storage and shipping. BMCP also contains 4 total elevated flares 2 in the Olefins unit, 1 in the Aromatics Unit, and 1 in the C&S unit. In early 2020, the site expanded by adding a Flare Gas Recovery System FGRS which significantly reduced flare emissions at the Olefins unit. An FGRS is a system of one or more compressors, piping, and associated water seal, rupture disk, or other equipment used to divert gas from a Flare and direct the gas to a fuel gas system, to a combustion device other than the Flare, or to a product, coproduct, byproduct, or raw material recovery system. The FGRS is equipped with 2 seal drums, 2 liquid/gas ejectors, 2 motive water pumps, a gas/water separation drum and a coalescer, a system which is used to compress up to 3.2 MSCFD of Olefins unit waste gas into the Beaumont Refinery BMRF fuel gas system. The FGRS allows both Olefins flares to remain fully sealed zero waste gas flare emissions during normal operation of the Olefins unit. Despite being tied into the Olefins flare system, the FGRS owned and operated by the Aromatics unit. | NOD response not received. | 2021-07-01 | 139000000 | 100
23804 | T1 | NABORS LUX 2 | RIG 00894 | Latitude = 31.534758, Longitude = -104.015469 | Reeves County | TX | 79770 | REEVES | CN604268243 | RN111213559 | Single ram blowout preventer, double ram blowout preventer, blowout prevention accumulator unit, choke manifold, and drilling mud degasser on drilling Rig 00894. | The following property is used 100% for pollution control to meet or exceed federal or state regulations: Single ram blowout preventer, double ram blowout preventer, blowout prevention accumulator unit, choke manifold, and drilling mud degasser on drilling Rig 00894. | 2021-06-17 | 750000 | 100
23805 | T1 | NABORS LUX 2 | RIG 01204 | Latitude = 28.812214, Longitude = -98.065987 | Karnes County | TX | 78008 | KARNES | CN604268243 | RN111213559 | Single ram blowout preventer, double ram blowout preventer, blowout prevention accumulator unit, choke manifold, and drilling mud degasser on drilling Rig 01204. | The following property is used 100% for pollution control to meet or exceed federal or state regulations: Single ram blowout preventer, double ram blowout preventer, blowout prevention accumulator unit, choke manifold, and drilling mud degasser on drilling Rig 01204. | 2021-06-17 | 1700000 | 100
23806 | T1 | VOPAK MODA HOUSTON LLC | VOPAK TERMINAL DEER PARK SOUTH | 6103 STATE HIGHWAY 225 | DEER PARK | TX | 77536 | HARRIS | CN604309617 | RN106449788 | Rail Terminal butadiene flare and collection piping. | The following property is used 100% for pollution control and is installed to meet or exceed federal or state regulations: Rail Terminal butadiene flare and collection piping. | 2021-06-02 | 435000 | 100
23807 | T1 | NABORS LUX 2 | RIG 01207 | Latitude = 29.31435, Longitude = -97.452962 | Gonzales County | TX | 78629 | GONZALES | CN604268243 | RN111213559 | Single ram blowout preventer, double ram blowout preventer, blowout prevention accumulator unit, choke manifold, and drilling mud degasser on drilling Rig 01207. | The following property is used 100% for pollution control to meet or exceed federal or state regulations: Single ram blowout preventer, double ram blowout preventer, blowout prevention accumulator unit, choke manifold, and drilling mud degasser on drilling Rig 01207. | 2021-06-17 | 1700000 | 100
23808 | T1 | NABORS LUX 2 | RIG 01209 | Latitude = 31.598555, Longitude = -103.826354 | Karnes County | TX | 79770 | KARNES | CN604268243 | RN111213559 | Single ram blowout preventer, double ram blowout preventer, blowout prevention accumulator unit, choke manifold, and drilling mud degasser on drilling Rig 01209. | The following property is used 100% for pollution control to meet or exceed federal or state regulations: Single ram blowout preventer, double ram blowout preventer, blowout prevention accumulator unit, choke manifold, and drilling mud degasser on drilling Rig 01209. | 2021-06-17 | 1700000 | 100
23809 | T1 | FLINT HILLS RESOURCES CORPUS CHRISTI LLC | FHR CORPUS CHRISTI WEST PLANT | 2825 SUNTIDE RD | CORPUS CHRISTI | TX | 78409 | NUECES | CN603741463 | RN100235266 | Wastewater treatment plant FH-2021-04 improvements consisting of cloth filters, oil water separator systems, separator effluent tanks, mixed oily solids sludge tanks, and replacement pumps, piping, instrumentation, and electrical infrastructure. | The following property is used 100% for pollution control to meet or exceed federal or state regulations: Wastewater treatment plant FH-2021-04 improvements consisting of cloth filters, oil water separator systems, separator effluent tanks, mixed oily solids sludge tanks, and replacement pumps, piping, instrumentation, and electrical infrastructure. | 2021-06-16 | 19918295 | 100
23810 | T1 | BUCKEYE TEXAS PROCESSING LLC | EF90 CORPUS CHRISTI FACILITY | 7209 UP RIVER RD | CORPUS CHRISTI | TX | 78409 | NUECES | CN604275107 | RN106620438 | Internal floating roof on Tank 1005. | The following property is used 100% for pollution control to meet or exceed federal or state regulations: Internal floating roof on Tank 1005. | 2021-07-06 | 500000 | 100
23811 | T1 | BUCKEYE TEXAS PROCESSING LLC | BUCKEYE TEXAS PROCESSING | 7209 UP RIVER RD | CORPUS CHRISTI | TX | 78409 | NUECES | CN604275107 | RN106620438 | OSBL Flare consisting of header piping, burners, flare stack, gas pilots, and ignitor. | The following property is used 100% for pollution control to meet or exceed federal or state regulations: OSBL Flare consisting of header piping, burners, flare stack, gas pilots, and ignitor. | 2021-07-08 | 4929204 | 100
23812 | T1 | NABORS LUX 2 | RIG 00X16 | Latitude = 31.172153, Longitude = -103.411079 | Reeves County | TX | 79772 | REEVES | CN604268243 | RN111213559 | Single ram blowout preventer, double ram blowout preventer, blowout prevention accumulator unit, choke manifold, and drilling mud degasser on drilling Rig 00X16. | Single ram blowout preventer, double ram blowout preventer, blowout prevention accumulator unit, choke manifold, and drilling mud degasser on drilling Rig 00X16. | 2021-06-17 | 750000 | 100
23813 | T1 | JEFFERSON RAILPORT TERMINAL I TEXAS LLC | JEFFERSON RAILPORT TERMINAL | 94 OLD HIGHWAY 90 | VIDOR | TX | 77662 | ORANGE | CN604653774 | RN106402894 | OC1 Vapor Control System consisting of marine loading and railcar vapor combustion units MVCU-1, MVCU-2, MVCU-3, MVCU-4, MVCU-5, & RAILVCU. | The following property is used 100% for pollution control to meet or exceed federal or state regulations: OC1 Vapor Control System consisting of marine loading and railcar vapor combustion units MVCU-1, MVCU-2, MVCU-3, MVCU-4, MVCU-5, & RAILVCU. | 2021-07-28 | 2350000 | 100
23814 | T1 | BUC-EES LTD | BUC-EES 48 | 1402 S INTERSTATE 45 | ENNIS | TX | 75119 | ELLIS | CN600777452 | RN110720612 | Above underground pipes and tanks. Required concrete paving located above underground pipes and tanks. The use determination value is limited to the difference between the cost per square foot of the concrete paving and the cost per square foot of the other paving installed at the service station. This item only applies to service stations | Response to NOD not received by date due. Application closed. | 2021-08-10 | 38418 | 100
23815 | T1 | BUC-EES LTD | BUC-EES 40 - KATY | 27700 KATY FWY | KATY | TX | 77494 | FORT BEND | CN600777452 | RN109243840 | Above underground pipes and tanks.Required concrete paving located above underground pipes and tanks. The use determination value is limited to the difference between the cost per square foot of the concrete paving and the cost per square foot of the other paving installed at the service station. This item only applies to service stations. | Response to NOD not received by date due. Application closed. | 2021-08-10 | 51224 | 100
23816 | T1 | BUC-EES LTD | BUC-EES 39 DENTON | 2800 S INTERSTATE 35 E | DENTON | TX | 76210 | DENTON | CN600777452 | RN109416958 | Above underground pipes and tanks.Required concrete paving located above underground pipes and tanks. The use determination value is limited to the difference between the cost per square foot of the concrete paving and the cost per square foot of the other paving installed at the service station. This item only applies to service stations | Response to NOD not received by date due. Application closed. | 2021-08-10 | 44821 | 100
23817 | T1 | BUC-EES LTD | BUC-EES 38 | Latitude = 32.979535, Longitude = -96.295592 | Hunt County | TX | 75189 | HUNT | CN600777452 | RN109886655 | Above underground pipes and tanks.Required concrete paving located above underground pipes and tanks. The use determination value is limited to the difference between the cost per square foot of the concrete paving and the cost per square foot of the other paving installed at the service station. This item only applies to service stations. | Response to NOD not received by date due. Application closed. | 2021-08-10 | 38418 | 100
23818 | T1 | BUC-EES LTD | BUCEES 37 | 15901 NORTH FWY | FORT WORTH | TX | 76177 | DENTON | CN600777452 | RN108376799 | Above underground pipes and tanks.Required concrete paving located above underground pipes and tanks. The use determination value is limited to the difference between the cost per square foot of the concrete paving and the cost per square foot of the other paving installed at the service station. This item only applies to service stations. | Response to NOD not received by date due. Application closed. | 2021-08-10 | 38418 | 100
23819 | T1 | BUC-EES LTD | BUC-EES 36 | 506 W INTERSTATE 20 | TERRELL | TX | 75160 | KAUFMAN | CN600777452 | RN107129157 | Above underground pipes and tanks.Required concrete paving located above underground pipes and tanks. The use determination value is limited to the difference between the cost per square foot of the concrete paving and the cost per square foot of the other paving installed at the service station. This item only applies to service stations. | Response to NOD not received by date due. Application closed. | 2021-08-10 | 38418 | 100
23820 | T1 | BUC-EES LTD | BUC EES 32 | 27106 HIGHWAY 290 | CYPRESS | TX | 77433 | HARRIS | CN600777452 | RN105822183 | Above underground pipes and tanks.Required concrete paving located above underground pipes and tanks. The use determination value is limited to the difference between the cost per square foot of the concrete paving and the cost per square foot of the other paving installed at the service station. This item only applies to service stations.. | Response to NOD not received by date due. Application closed. | 2021-08-10 | 12806 | 100
23821 | T1 | BUC-EES LTD | BUC EES 31 | 1243 CRABB RIVER RD | RICHMOND | TX | 77469 | FORT BEND | CN600777452 | RN105661458 | Above underground pipes and tanks.Required concrete paving located above underground pipes and tanks. The use determination value is limited to the difference between the cost per square foot of the concrete paving and the cost per square foot of the other paving installed at the service station. This item only applies to service stations.. | Response to NOD not received by date due. Application closed. | 2021-08-10 | 12806 | 100
23822 | T1 | BUC-EES LTD | BUC EES 29 | 598 HIGHWAY 332 | LAKE JACKSON | TX | 77566 | BRAZORIA | CN600777452 | RN104927322 | Above underground pipes and tanks.Required concrete paving located above underground pipes and tanks. The use determination value is limited to the difference between the cost per square foot of the concrete paving and the cost per square foot of the other paving installed at the service station. This item only applies to service stations | Response to NOD not received by date due. Application closed. | 2021-08-10 | 12806 | 100
23823 | T1 | BUC-EES LTD | BUCEES 28 | Latitude = 30.1052, Longitude = -97.3088 | Bastrop County | TX | 78602 | BASTROP | CN600777452 | RN106394158 | Above underground pipes and tanks. Required concrete paving located above underground pipes and tanks. The use determination value is limited to the difference between the cost per square foot of the concrete paving and the cost per square foot of the other paving installed at the service station. This item only applies to service stations.. | Response to NOD not received by date due. Application closed. | 2021-08-10 | 38418 | 100
23824 | T1 | BUC-EES LTD | BUC EES 25 | 2304 W MULBERRY ST | ANGLETON | TX | 77515 | BRAZORIA | CN600777452 | RN104378120 | Above underground pipes and tanks.Required concrete paving located above underground pipes and tanks. The use determination value is limited to the difference between the cost per square foot of the concrete paving and the cost per square foot of the other paving installed at the service station. This item only applies to service stations | Response to NOD not received by date due. Application closed. | 2021-08-10 | 32015 | 100
23825 | T1 | BUC-EES LTD | BUC EES 24 | 505 E MAIN ST | EAGLE LAKE | TX | 77434 | COLORADO | CN600777452 | RN103020046 | Above underground pipes and tanks.Required concrete paving located above underground pipes and tanks. The use determination value is limited to the difference between the cost per square foot of the concrete paving and the cost per square foot of the other paving installed at the service station. This item only applies to service stations.. | Response to NOD not received by date due. Application closed. | 2021-08-10 | 12806 | 100
23826 | T1 | BUC-EES LTD | BUC EES 23 | 1702 E LEAGUE CITY PKWY | LEAGUE CITY | TX | 77573 | GALVESTON | CN600777452 | RN105073829 | Above underground pipes and tanks.Required concrete paving located above underground pipes and tanks. The use determination value is limited to the difference between the cost per square foot of the concrete paving and the cost per square foot of the other paving installed at the service station. This item only applies to service stations | Response to NOD not received by date due. Application closed. | 2021-08-10 | 12806 | 100
23827 | T1 | BUC-EES LTD | BUC EES 21 | 931 LOOP 274 | ANGLETON | TX | 77515 | BRAZORIA | CN600777452 | RN103020103 | Above underground pipes and tanks. Required concrete paving located above underground pipes and tanks. The use determination value is limited to the difference between the cost per square foot of the concrete paving and the cost per square foot of the other paving installed at the service station. This item only applies to service stations | Response to NOD not received by date due. Application closed. | 2021-08-10 | 12806 | 100
23828 | T1 | BUC-EES LTD | BUC EES 20 | 11151 SHADOW CREEK PKWY | PEARLAND | TX | 77584 | BRAZORIA | CN600777452 | RN105156236 | Above underground pipes and tanks.Required concrete paving located above underground pipes and tanks. The use determination value is limited to the difference between the cost per square foot of the concrete paving and the cost per square foot of the other paving installed at the service station. This item only applies to service stations.. | Response to NOD not received by date due. Application closed. | 2021-08-10 | 12806 | 100
23829 | T1 | BUC-EES LTD | BUC EES 19 | 2541 S MAIN ST | PEARLAND | TX | 77581 | BRAZORIA | CN600777452 | RN102059755 | Above underground pipes and tanks. Required concrete paving located above underground pipes and tanks. The use determination value is limited to the difference between the cost per square foot of the concrete paving and the cost per square foot of the other paving installed at the service station. This item only applies to service stations | Response to NOD not received by date due. Application closed. | 2021-08-10 | 12806 | 100
23830 | T1 | BUC-EES LTD | BUC-EE S 18 | Latitude = 30.0711, Longitude = -95.9305 | Waller County | TX | 77484 | WALLER | CN600777452 | RN106526031 | Above underground pipes and tanks.Required concrete paving located above underground pipes and tanks. The use determination value is limited to the difference between the cost per square foot of the concrete paving and the cost per square foot of the other paving installed at the service station. This item only applies to service stations. | Response to NOD not received by date due. Application closed. | 2021-08-10 | 38418 | 100
23831 | T1 | BUC-EES LTD | BUC EES 17 | 10070 W INTERSTATE 10 | LULING | TX | 78648 | CALDWELL | CN600777452 | RN103047965 | Above underground pipes and tanks.Required concrete paving located above underground pipes and tanks. The use determination value is limited to the difference between the cost per square foot of the concrete paving and the cost per square foot of the other paving installed at the service station. This item only applies to service stations.. | Response to NOD not received by date due. Application closed. | 2021-08-10 | 25612 | 100
23832 | T1 | BUC-EES LTD | BUC EES 16 | 2375 E AUSTIN ST | GIDDINGS | TX | 78942 | LEE | CN600777452 | RN102381985 | Above underground pipes and tanks.Required concrete paving located above underground pipes and tanks. The use determination value is limited to the difference between the cost per square foot of the concrete paving and the cost per square foot of the other paving installed at the service station. This item only applies to service stations.. | Response to NOD not received by date due. Application closed. | 2021-08-10 | 12806 | 100
23833 | T1 | BUC-EES LTD | BUC-EES 14 | 780 HIGHWAY 35 BYP N | ALVIN | TX | 77511 | BRAZORIA | CN600777452 | RN102494184 | Above underground pipes and tanks.Required concrete paving located above underground pipes and tanks. The use determination value is limited to the difference between the cost per square foot of the concrete paving and the cost per square foot of the other paving installed at the service station. This item only applies to service stations | Response to NOD not received by date due. Application closed. | 2021-08-10 | 12806 | 100
23834 | T1 | BUC-EES LTD | BUC EES 13 | 2299 E MULBERRY ST | ANGLETON | TX | 77515 | BRAZORIA | CN600777452 | RN102823226 | Above underground pipes and tanks.Required concrete paving located above underground pipes and tanks. The use determination value is limited to the difference between the cost per square foot of the concrete paving and the cost per square foot of the other paving installed at the service station. This item only applies to service stations | Response to NOD not received by date due. Application closed. | 2021-08-10 | 12806 | 100
23835 | T1 | BUC-EES LTD | BUC-EES 12 | 2318 W MAIN ST | PORT LAVACA | TX | 77979 | CALHOUN | CN600777452 | RN102822368 | Above underground pipes and tanks.Required concrete paving located above underground pipes and tanks. The use determination value is limited to the difference between the cost per square foot of the concrete paving and the cost per square foot of the other paving installed at the service station. This item only applies to service stations.. | Response to NOD not received by date due. Application closed. | 2021-08-10 | 12806 | 100
23836 | T1 | BUC-EES LTD | BUC EES 3 | 801 N BROOKS ST | BRAZORIA | TX | 77422 | BRAZORIA | CN600777452 | RN102042876 | Above underground pipes and tanks.Required concrete paving located above underground pipes and tanks. The use determination value is limited to the difference between the cost per square foot of the concrete paving and the cost per square foot of the other paving installed at the service station. This item only applies to service stations. | Response to NOD not received by date due. Application closed. | 2021-08-10 | 19209 | 100
23837 | T1 | BUC-EES LTD | BUC EES 1 | 899 OYSTER CREEK DR | LAKE JACKSON | TX | 77566 | BRAZORIA | CN600777452 | RN102038601 | Required concrete paving located above underground pipes and tanks. The use determination value is limited to the difference between the cost per square foot of the concrete paving and the cost per square foot of the other paving installed at the service station. This item only applies to service stations. | Response to NOD not received by date due. Application closed. | 2021-08-10 | 12806 | 100
23838 | T1 | VOPAK MODA HOUSTON LLC | VOPAK TERMINAL DEER PARK SOUTH | 6103 STATE HIGHWAY 225 | DEER PARK | TX | 77536 | HARRIS | CN604309617 | RN106449788 | Secondary outer walls on two 125,000 bbl refrigerated double-walled ammonia storage tanks. | The following property is used 100% for pollution control and is installed to meet or exceed federal or state regulations: Secondary outer walls on two 125,000 bbl refrigerated double-walled ammonia storage tanks. | 2021-06-02 | 14200000 | 100
23839 | T1 | VOPAK MODA HOUSTON LLC | VOPAK TERMINAL DEER PARK SOUTH | 6103 STATE HIGHWAY 225 | DEER PARK | TX | 77536 | HARRIS | CN604309617 | RN106449788 | Ammonia vapor collection and control consisting of piping from the ammonia tank pressure relief valves and loading arm to the smokeless flare, including the flare. | The following property is used 100% for pollution control and is installed to meet or exceed federal or state regulations: Ammonia vapor collection and control consisting of piping from the ammonia tank pressure relief valves and loading arm to the smokeless flare, including the flare. | 2021-06-02 | 2000000 | 100
23840 | T1 | VOPAK MODA HOUSTON LLC | VOPAK TERMINAL DEER PARK SOUTH | 6103 STATE HIGHWAY 225 | DEER PARK | TX | 77536 | HARRIS | CN604309617 | RN106449788 | Culverts, outfall gate, vegetated drainage canals, ditches, grading and piping to collect stormwater in around the new bullet storage tanks, drum storage area, maintenance building and admin building and route it to the detention pond where any possible pollutants in the stormwater is allowed to settle out before being discharged from the Outfall 001/MS4 connection to the Rohm and Haas Road drainage ditch. The detention ponds are not part of this application. | Application withdrawn at the request of applicant | 2021-07-15 | 1060000 | 100
23841 | T1 | BAYPORT POLYMERS LLC | BAYPORT POLYMERS | 7600 32ND ST | PORT ARTHUR | TX | 77642 | JEFFERSON | CN605458397 | RN109845768 | Continuous emission monitoring systems 11-AT-x12, 11-AT-x11, 38-AT-010, 46-AT-002, 46-FT-002, 46-AT-012, and 46-FT-012 and analyzer shelters 1,2,5, and 7. | The following property is used 100% for pollution control to meet or exceed federal or state regulations: Continuous emission monitoring systems 11-AT-x12, 11-AT-x11, 38-AT-010, 46-AT-002, 46-FT-002, 46-AT-012, and 46-FT-012 and analyzer shelters 1,2,5, and 7. | 2021-07-02 | 3965892 | 100
23842 | T1 | NABORS LUX 2 | RIG 00X17 | Latitude = 32.15597, Longitude = -94.052218 | Panola County | TX | 75639 | PANOLA | CN604268243 | RN111213559 | Single ram blowout preventer, double ram blowout preventer, blowout prevention accumulator unit, choke manifold, and drilling mud degasser on drilling Rig 00X17. | The following property is used 100% for pollution control to meet or exceed federal or state regulations: Single ram blowout preventer, double ram blowout preventer, blowout prevention accumulator unit, choke manifold, and drilling mud degasser on drilling Rig 00X17. | 2021-06-17 | 750000 | 100
23843 | T1 | NABORS LUX 2 | RIG 00X39 | Latitude = 28.541685, Longitude = -98.011036 | Karnes County | TX | 78118 | KARNES | CN604268243 | RN111213559 | Single ram blowout preventer, double ram blowout preventer, blowout prevention accumulator unit, choke manifold, and drilling mud degasser on drilling Rig 00X39. | The following property is used 100% for pollution control to meet or exceed federal or state regulations: Single ram blowout preventer, double ram blowout preventer, blowout prevention accumulator unit, choke manifold, and drilling mud degasser on drilling Rig 00X39. | 2021-06-17 | 750000 | 100
23844 | T1 | NABORS LUX 2 | RIG 00X51 | Latitude = 28.26872, Longitude = -99.8446 | La Salle County | TX | 78014 | LA SALLE | CN604268243 | RN111213559 | Single ram blowout preventer, double ram blowout preventer, blowout prevention accumulator unit, choke manifold, and drilling mud degasser on drilling Rig 00X39. | The following property is used 100% for pollution control to meet or exceed federal or state regulations: Single ram blowout preventer, double ram blowout preventer, blowout prevention accumulator unit, choke manifold, and drilling mud degasser on drilling Rig 00X39. | 2021-06-17 | 750000 | 100
23845 | T1 | NABORS LUX 2 | RIG M7502 | Latitude = 31.38927, Longitude = -103.316691 | Reeves County | TX | 79772 | REEVES | CN604268243 | RN111213559 | Single ram blowout preventer, double ram blowout preventer, blowout prevention accumulator unit, choke manifold, and drilling mud degasser on drilling Rig M7502. | The following property is used 100% for pollution control to meet or exceed federal or state regulations: Single ram blowout preventer, double ram blowout preventer, blowout prevention accumulator unit, choke manifold, and drilling mud degasser on drilling Rig M7502. | 2021-06-17 | 975000 | 100
23846 | T1 | NABORS LUX 2 | RIG 00X06 | Latitude = 32.254596, Longitude = -94.051704 | Panola County | TX | 75692 | PANOLA | CN604268243 | RN111213559 | Single ram blowout preventer, double ram blowout preventer, blowout prevention accumulator unit, choke manifold, and drilling mud degasser on drilling Rig 00X06. | The following property is used 100% for pollution control to meet or exceed federal or state regulations: Single ram blowout preventer, double ram blowout preventer, blowout prevention accumulator unit, choke manifold, and drilling mud degasser on drilling Rig 00X06. | 2021-06-17 | 750000 | 100
23847 | T1 | NABORS LUX 2 | RIG 00X35 | Latitude = 32.272529, Longitude = -94.131898 | Panola County | TX | 75633 | PANOLA | CN604268243 | RN106607823 | Single ram blowout preventer, double ram blowout preventer, blowout prevention accumulator unit, choke manifold, and drilling mud degasser on drilling Rig 00X35. | The following property is used 100% for pollution control to meet or exceed federal or state regulations: Single ram blowout preventer, double ram blowout preventer, blowout prevention accumulator unit, choke manifold, and drilling mud degasser on drilling Rig 00X35. | 2021-06-17 | 750000 | 100
23848 | T1 | NABORS LUX 2 | RIG 01203 | 3840 E HIGHWAY 44 | ALICE | TX | 78332 | JIM WELLS | CN604268243 | RN111213559 | Single ram blowout preventer, double ram blowout preventer, blowout prevention accumulator unit, choke manifold, and drilling mud degasser on drilling Rig 01203. | The following property is used 100% for pollution control to meet or exceed federal or state regulations: Single ram blowout preventer, double ram blowout preventer, blowout prevention accumulator unit, choke manifold, and drilling mud degasser on drilling Rig 01203. | 2021-06-29 | 1250000 | 100
23849 | T1 | NABORS LUX 2 | RIG 01205 | 3840 E HIGHWAY 44 | ALICE | TX | 78332 | JIM WELLS | CN604268243 | RN111213559 | Single ram blowout preventer, double ram blowout preventer, blowout prevention accumulator unit, choke manifold, and drilling mud degasser on drilling Rig 01203. | The following property is used 100% for pollution control to meet or exceed federal or state regulations: Single ram blowout preventer, double ram blowout preventer, blowout prevention accumulator unit, choke manifold, and drilling mud degasser on drilling Rig 01203. | 2021-06-29 | 1250000 | 100
23850 | T1 | NABORS LUX 2 | RIG M7501 | 3840 E HIGHWAY 44 | ALICE | TX | 78332 | JIM WELLS | CN604268243 | RN111213559 | Single ram blowout preventer, double ram blowout preventer, blowout prevention accumulator unit, choke manifold, and drilling mud degasser on drilling Rig M7501. | The following property is used 100% for pollution control to meet or exceed federal or state regulations: Single ram blowout preventer, double ram blowout preventer, blowout prevention accumulator unit, choke manifold, and drilling mud degasser on drilling Rig M7501. | 2021-06-29 | 975000 | 100
23851 | T1 | NABORS LUX 2 | RIG 00X37 | 3840 E HIGHWAY 44 | ALICE | TX | 78332 | JIM WELLS | CN604268243 | RN111213559 | Single ram blowout preventer, double ram blowout preventer, blowout prevention accumulator unit, choke manifold, and drilling mud degasser on drilling Rig 00X37. | The following property is used 100% for pollution control to meet or exceed federal or state regulations: Single ram blowout preventer, double ram blowout preventer, blowout prevention accumulator unit, choke manifold, and drilling mud degasser on drilling Rig 00X37. | 2021-06-30 | 750000 | 100
23852 | T1 | NABORS LUX 2 | RIG 00897 | 694 FM 1252 E | KILGORE | TX | 75662 | GREGG | CN604268243 | RN111213559 | Single ram blowout preventer, double ram blowout preventer, blowout prevention accumulator unit, choke manifold, and drilling mud degasser on drilling Rig 00897. | The following property is used 100% for pollution control to meet or exceed federal or state regulations: Single ram blowout preventer, double ram blowout preventer, blowout prevention accumulator unit, choke manifold, and drilling mud degasser on drilling Rig 00897. | 2021-06-30 | 600000 | 100
23853 | T1 | NABORS LUX 2 | RIG 00B15 | 694 FM 1252 E | KILGORE | TX | 75662 | GREGG | CN604268243 | RN111213559 | Single ram blowout preventer, double ram blowout preventer, blowout prevention accumulator unit, choke manifold, and drilling mud degasser on drilling Rig 00B14. | The following property is used 100% for pollution control to meet or exceed federal or state regulations: Single ram blowout preventer, double ram blowout preventer, blowout prevention accumulator unit, choke manifold, and drilling mud degasser on drilling Rig 00B14. | 2021-06-30 | 600000 | 100
23854 | T1 | NABORS LUX 2 | RIG 00M12 | 12005 HIGHWAY 155 N | TYLER | TX | 75708 | SMITH | CN604268243 | RN111213559 | Single ram blowout preventer, double ram blowout preventer, blowout prevention accumulator unit, choke manifold, and drilling mud degasser on drilling Rig 00M12. | The following property is used 100% for pollution control to meet or exceed federal or state regulations: Single ram blowout preventer, double ram blowout preventer, blowout prevention accumulator unit, choke manifold, and drilling mud degasser on drilling Rig 00M12. | 2021-06-30 | 200000 | 100
23855 | T1 | NABORS LUX 2 | RIG 00M49 | 12005 HIGHWAY 155 N | TYLER | TX | 75708 | SMITH | CN604268243 | RN111213559 | Single ram blowout preventer, double ram blowout preventer, blowout prevention accumulator unit, choke manifold, and drilling mud degasser on drilling Rig 00M49. | The following property is used 100% for pollution control to meet or exceed federal or state regulations: Single ram blowout preventer, double ram blowout preventer, blowout prevention accumulator unit, choke manifold, and drilling mud degasser on drilling Rig 00M49. | 2021-06-30 | 200000 | 100
23856 | T1 | LHOIST NORTH AMERICA OF TEXAS LTD | LHOIST NORTH AMERICA CLIFTON LIME PLANT | 2861 FM 2602 | CLIFTON | TX | 76634 | BOSQUE | CN600130470 | RN100219856 | 2014 Caterpillar AA W00 740B articulated water truck. | The following property is used 100% for pollution control and is installed to meet or exceed federal or state regulations: 2014 Caterpillar AA W00 740B articulated water truck. | 2022-03-03 | 270019.8 | 100
23857 | T1 | LHOIST NORTH AMERICA OF TEXAS LTD | MARBLE FALLS LIME PLANT | ON 7829 SOUTH US HIGHWAY 281 | Burnet County | TX | 78611 | BURNET | CN600130470 | RN100729250 | Baghouse system on the kiln building consisting of baghouse fan, wheel, motor, and heater. | The following property is used 100% for pollution control and is installed to meet or exceed federal or state regulations: Baghouse system on the kiln building consisting of baghouse fan, wheel, motor, and heater. | 2022-03-03 | 803343.96 | 100
23858 | T1 | LHOIST NORTH AMERICA OF TEXAS LTD | MARBLE FALLS LIME PLANT | ON 7829 SOUTH US HIGHWAY 281 | Burnet County | TX | 78611 | BURNET | CN600130470 | RN100729250 | 2017 Ledwell 4k gallon water truck. | The following property is used 100% for pollution control and is installed to meet or exceed federal or state regulations: 2017 Ledwell 4k gallon water truck. | 2022-03-03 | 94718.75 | 100
23859 | T1 | LHOIST NORTH AMERICA OF TEXAS LTD | NEW BRAUNFELS LIME PLANT | 350 APG LANE | Comal County | TX | 78132 | COMAL | CN600130470 | RN100552454 | 2018 Elgin Pelican waterless sweeper. | The following property is used 100% for pollution control and is installed to meet or exceed federal or state regulations: 2018 Elgin Pelican waterless sweeper. | 2022-03-03 | 225776.25 | 100
23860 | T1 | UDR LAKELINE VILLAS LLC | UDR LAKELINE VILLAS | 2201 S LAKELINE BLVD | CEDAR PARK | TX | 78613 | WILLIAMSON | CN605869304 | RN102726940 | The rain event sheet flows or is collected internally to the WQ Pond which stores, settles and discharges the partially filtered stormwater event to the Riparian Pilot Channel & Outfall Structure then is filtered again at the grate prior to final discharge thru the riparian splash pad into the MS4, the 3890 LF of SS Line is constructed to meet EAPP The trench must be capped with concrete to prevent scouring of backfill, or the sewer lines must be encased in concrete. All concrete shall have a minimum thickness of six 6 inches, so there is no possibility of excursions, backups or other instances of sending wastewater into the watershed. | NOD response not received. | 2021-08-06 | 2875000 | 100
23861 | T1 | TRINITY INDUSTRIES INC | TRINITY TANK CAR PLANT 19 | 140 SHADY BROOK LN | LONGVIEW | TX | 75602 | HARRISON | CN603795055 | RN100224435 | Regenerative thermal oxidizer/concentrator. | The following property is used 100% for pollution control to meet or exceed federal or state regulations: Regenerative thermal oxidizer/concentrator. | 2021-07-02 | 2000000 | 100
23862 | T1 | UDR RED STONE RANCH LLC | UDR RED STONE RANCH | 1600 S LAKELINE BLVD | CEDAR PARK | TX | 78613 | WILLIAMSON | CN605870302 | RN111224754 | The Dry WQ Pond at back of property accepts runoff from areas upstream in the development, then the rain event is deposited into the Sedimentation Basin by sheet flowing of the event | NOD response not received. | 2021-09-19 | 12350500 | 100
23863 | T1 | PW GILLIBRAND OF TEXAS INC | VOCA SOUTH | 326 FM 3293 | VOCA | TX | 76887 | MCCULLOCH | CN605641059 | RN110779303 | The following property is used 100% for pollution control to meet or exceed federal or state regulations: Phoenix Model HF 50 BLN thickener. | The following property is used 100% for pollution control to meet or exceed federal or state regulations: Phoenix Model HF 50 BLN thickener. | 2021-07-02 | 1124773 | 100
23864 | T1 | BWC TEXAS TERMINALS LLC | TEXAS CITY TERMINAL 1 | 201 DOCK RD | TEXAS CITY | TX | 77592 | GALVESTON | CN603355892 | RN100218767 | Marine vapor destruction unit, scrubber, carbon absorption system, flare, and leak detection and repair equipment consisting of valves, pumps, pressure relief valves, connectors, and flanges. | The following property is used 100% for pollution control to meet or exceed federal or state regulations: Marine vapor destruction unit, scrubber, carbon absorption system, flare, and leak detection and repair equipment consisting of valves, pumps, pressure relief valves, connectors, and flanges. | 2021-08-16 | 5000000 | 100
23865 | T1 | SAN MIGUEL ELECTRIC COOPERATIVE INC | SAN MIGUEL ELECTRIC PLANT | Latitude = 28.708888, Longitude = -98.472222 | Atascosa County | TX | 78026 | ATASCOSA | CN600132278 | RN100226539 | Variable speed drives on underflow pumps in the flue gas desulfurization scrubber system. | The following property is used 100% for pollution control and is installed to meet or exceed federal or state regulations: Variable speed drives on underflow pumps in the flue gas desulfurization scrubber system. | 2021-04-09 | 80191.8 | 100
23866 | T1 | SAN MIGUEL ELECTRIC COOPERATIVE INC | SAN MIGUEL ELECTRIC PLANT | 6200 FM 3387 | Atascosa County | TX | 78026 | ATASCOSA | CN600132278 | RN100226539 | Piping and valves in the flue gas desulfurization scrubber system. | The following property is used 100% for pollution control and is installed to meet or exceed federal or state regulations: Piping and valves in the flue gas desulfurization scrubber system. | 2021-04-12 | 227125.13 | 100
23867 | T1 | SAN MIGUEL ELECTRIC COOPERATIVE INC | SAN MIGUEL ELECTRIC PLANT | 6200 FM 3387 | Atascosa County | TX | 78026 | ATASCOSA | CN600132278 | RN100226539 | A&B quencher inlet ducts in the flue gas desulfurization scrubber system. | The following property is used 100% for pollution control and is installed to meet or exceed federal or state regulations: A&B quencher inlet ducts in the flue gas desulfurization scrubber system. | 2021-04-12 | 1245345.8 | 100
23868 | T1 | SCAN OAK LLC | SCAN ENERGY DRILLING RIG | 551 S FM 866 ODESSA TX 79764 | Ector County | TX | 79764 | ECTOR | CN605854835 | RN111234597 | Drilling mud recycling system consisting of shaker tank system and shale shaker. | The following property is used 100% for pollution control to meet or exceed federal or state regulations: Drilling mud recycling system consisting of shaker tank system and shale shaker. | 2021-07-14 | 1045000 | 100
23869 | T1 | SCAN OAK LLC | SCAN DENALI DRILLING RIG | 9395 FM 2767 | TYLER | TX | 75708 | SMITH | CN605854835 | RN109160911 | Drilling mud recycling system consisting of shaker tank system and shale shaker. | The following property is used 100% for pollution control to meet or exceed federal or state regulations: Drilling mud recycling system consisting of shaker tank system and shale shaker. | 2021-07-14 | 1045000 | 100
23870 | T1 | SCAN OAK LLC | SCAN DENALI DRILLING RIG | 9395 FM 2767 | TYLER | TX | 75708 | SMITH | CN605854835 | RN109160911 | Ram Type Blowout Preventer, closing units, and choke manifold system. | The following property is used 100% for pollution control to meet or exceed federal or state regulations: Ram type blowout preventer, closing units, and choke manifold system. | 2021-07-14 | 650000 | 100
23871 | T1 | SCAN OAK LLC | SCAN DRILLER DRILLING RIG | 9395 FM 2767 | TYLER | TX | 75708 | SMITH | CN605854835 | RN109160911 | Drilling mud recycling system consisting of shaker tank system and shale shaker. | The following property is used 100% for pollution control to meet or exceed federal or state regulations: Drilling mud recycling system consisting of shaker tank system and shale shaker. | 2021-07-14 | 845000 | 100
23872 | T1 | SCAN OAK LLC | SCAN DRILLER DRILLING RIG | 9395 FM 2767 | TYLER | TX | 75708 | SMITH | CN605854835 | RN109160911 | Ram Type Blowout Preventer, closing units, and choke manifold system. | The following property is used 100% for pollution control to meet or exceed federal or state regulations: Ram type blowout preventer, closing units, and choke manifold system. | 2021-07-14 | 620000 | 100
23873 | T1 | SCAN OAK LLC | SCAN EXPLORER DRILLING RIG | 9395 FM 2767 | TYLER | TX | 75708 | SMITH | CN605854835 | RN109160911 | Drilling mud recycling system consisting of shaker tank system and shale shaker. | The following property is used 100% for pollution control to meet or exceed federal or state regulations: Drilling mud recycling system consisting of shaker tank system and shale shaker. | 2021-07-14 | 1045000 | 100
23874 | T1 | SCAN OAK LLC | SCAN EXPLORER DRILLING RIG | 9395 FM 2767 | TYLER | TX | 75708 | SMITH | CN605854835 | RN109160911 | Ram Type Blowout Preventer, closing units, and choke manifold system. | The following property is used 100% for pollution control to meet or exceed federal or state regulations: Ram type blowout preventer, closing units, and choke manifold system. | 2021-07-14 | 800000 | 100
23875 | T1 | SCAN OAK LLC | SCAN EAGLE DRILLING RIG | 551 S FM 866 ODESSA TX 79764 | Ector County | TX | 79764 | ECTOR | CN605854835 | RN111234597 | Drilling mud recycling system consisting of shaker tank system and shale shaker. | The following property is used 100% for pollution control to meet or exceed federal or state regulations: Drilling mud recycling system consisting of shaker tank system and shale shaker. | 2021-07-14 | 1045000 | 100
23876 | T1 | SCAN OAK LLC | SCAN EAGLE DRILLING RIG | 551 S FM 866 ODESSA TX 79764 | Ector County | TX | 79764 | ECTOR | CN605854835 | RN111234597 | Ram Type Blowout Preventer, closing units, and choke manifold system. | The following property is used 100% for pollution control to meet or exceed federal or state regulations: Ram type blowout preventer, closing units, and choke manifold system. | 2021-07-14 | 680000 | 100
23877 | T1 | SCAN OAK LLC | SCAN EXPRESS DRILLING RIG | 9395 FM 2767 | TYLER | TX | 75708 | SMITH | CN605854835 | RN109160911 | Drilling mud recycling system consisting of shaker tank system and shale shaker. | The following property is used 100% for pollution control to meet or exceed federal or state regulations: Drilling mud recycling system consisting of shaker tank system and shale shaker. | 2021-07-16 | 845000 | 100
23878 | T1 | SCAN OAK LLC | SCAN EXPRESS DRILLING RIG | 9395 FM 2767 | TYLER | TX | 75708 | SMITH | CN605854835 | RN109160911 | Ram Type Blowout Preventer, closing units, and choke manifold system. | The following property is used 100% for pollution control to meet or exceed federal or state regulations: Ram type blowout preventer, closing units, and choke manifold system. | 2021-07-16 | 620000 | 100
23879 | T1 | SCAN OAK LLC | SCAN GLORY DRILLING RIG | 9395 FM 2767 | TYLER | TX | 75708 | SMITH | CN605854835 | RN109160911 | Drilling mud recycling system consisting of shaker tank system and shale shaker. | The following property is used 100% for pollution control to meet or exceed federal or state regulations: Drilling mud recycling system consisting of shaker tank system and shale shaker. | 2021-07-16 | 1045000 | 100
23880 | T1 | SCAN OAK LLC | SCAN GLORY DRILLING RIG | 9395 FM 2767 | TYLER | TX | 75708 | SMITH | CN605854835 | RN109160911 | Ram Type Blowout Preventer, closing units, and choke manifold system. | The following property is used 100% for pollution control to meet or exceed federal or state regulations: Ram type blowout preventer, closing units, and choke manifold system. | 2021-07-16 | 680000 | 100
23881 | T1 | SCAN OAK LLC | SCAN OAK DRILLING RIG | 9395 FM 2767 | TYLER | TX | 75708 | SMITH | CN605854835 | RN109160911 | Drilling mud recycling system consisting of shaker tank system and shale shaker. | The following property is used 100% for pollution control to meet or exceed federal or state regulations: Drilling mud recycling system consisting of shaker tank system and shale shaker. | 2021-07-16 | 1020000 | 100
23882 | T1 | SCAN OAK LLC | SCAN OAK DRILLING RIG | 9395 FM 2767 | TYLER | TX | 75708 | SMITH | CN605854835 | RN109160911 | Ram Type Blowout Preventer, closing units, and choke manifold system. | The following property is used 100% for pollution control to meet or exceed federal or state regulations: Ram type blowout preventer, closing units, and choke manifold system. | 2021-07-16 | 620000 | 100
23883 | T1 | SCAN OAK LLC | SCAN PRAIRIE DRILLING RIG | 9395 FM 2767 | TYLER | TX | 75708 | SMITH | CN605854835 | RN109160911 | Drilling mud recycling system consisting of shaker tank system and shale shaker. | The following property is used 100% for pollution control to meet or exceed federal or state regulations: Drilling mud recycling system consisting of shaker tank system and shale shaker. | 2021-07-16 | 1045000 | 100
23884 | T1 | SCAN OAK LLC | SCAN PRAIRIE DRILLING RIG | 9395 FM 2767 | TYLER | TX | 75708 | SMITH | CN605854835 | RN109160911 | Ram Type Blowout Preventer, closing units, and choke manifold system. | The following property is used 100% for pollution control to meet or exceed federal or state regulations: Ram type blowout preventer, closing units, and choke manifold system. | 2021-07-16 | 680000 | 100
23885 | T1 | SCAN OAK LLC | SCAN SCOUT DRILLING RIG | 9395 FM 2767 | TYLER | TX | 75708 | SMITH | CN605854835 | RN109160911 | Drilling mud recycling system consisting of shaker tank system and shale shaker. | The following property is used 100% for pollution control to meet or exceed federal or state regulations: Drilling mud recycling system consisting of shaker tank system and shale shaker. | 2021-07-16 | 1045000 | 100
23886 | T1 | SCAN OAK LLC | SCAN SCOUT DRILLING RIG | 9395 FM 2767 | TYLER | TX | 75708 | SMITH | CN605854835 | RN109160911 | Ram Type Blowout Preventer, closing units, and choke manifold system. | The following property is used 100% for pollution control to meet or exceed federal or state regulations: Ram type blowout preventer, closing units, and choke manifold system. | 2021-07-16 | 680000 | 100
23887 | T1 | SCAN OAK LLC | SCAN TITAN DRILLING RIG | 9395 FM 2767 | TYLER | TX | 75708 | SMITH | CN605854835 | RN109160911 | Drilling mud recycling system consisting of shaker tank system and shale shaker. | The following property is used 100% for pollution control to meet or exceed federal or state regulations: Drilling mud recycling system consisting of shaker tank system and shale shaker. | 2021-07-16 | 760000 | 100
23888 | T1 | SCAN OAK LLC | SCAN TITAN DRILLING RIG | 9395 FM 2767 | TYLER | TX | 75708 | SMITH | CN605854835 | RN109160911 | Ram Type Blowout Preventer, closing units, and choke manifold system. | The following property is used 100% for pollution control to meet or exceed federal or state regulations: Ram type blowout preventer, closing units, and choke manifold system. | 2021-07-16 | 885000 | 100
23889 | T1 | SCAN OAK LLC | SCAN TRAVELER DRILLING RIG | 9395 FM 2767 | TYLER | TX | 75708 | SMITH | CN605854835 | RN109160911 | Drilling mud recycling system consisting of shaker tank system and shale shaker. | The following property is used 100% for pollution control to meet or exceed federal or state regulations: Drilling mud recycling system consisting of shaker tank system and shale shaker. | 2021-07-16 | 10450000 | 100
23890 | T1 | SCAN OAK LLC | SCAN TRAVELER DRILLING RIG | 9395 FM 2767 | TYLER | TX | 75708 | SMITH | CN605854835 | RN109160911 | Ram Type Blowout Preventer, closing units, and choke manifold system. | The following property is used 100% for pollution control to meet or exceed federal or state regulations: Ram type blowout preventer, closing units, and choke manifold system. | 2021-07-19 | 740000 | 100
23891 | T1 | SCAN OAK LLC | SCAN ENERGY DRILLING RIG | 551 S FM 866 ODESSA TX 79764 | Ector County | TX | 79764 | ECTOR | CN605854835 | RN111234597 | Ram Type Blowout Preventer, closing units, and choke manifold system. | The following property is used 100% for pollution control to meet or exceed federal or state regulations: Ram type blowout preventer, closing units, and choke manifold system. | 2021-07-19 | 680000 | 100
23892 | T1 | JOYSON SAFETY SYSTEMS ACQUISITION LLC | JOYSON SAFETY SYSTEMS ACQUISITION | Latitude = 29.4675, Longitude = -98.708055 | Bexar County | TX | 78251 | BEXAR | CN605533108 | RN100852409 | Plating tanks drainage system consisting of a trench equipped with piping, grating and valves and the drains and pumps for the plating tanks. | The following property is used 100% for pollution control to meet or exceed federal or state regulations: Plating tanks drainage system consisting of a trench equipped with piping, grating and valves and the drains and pumps for the plating tanks. | 2021-07-02 | 161803 | 100
23893 | T1 | JOYSON SAFETY SYSTEMS ACQUISITION LLC | JOYSON SAFETY SYSTEMS ACQUISITION | Latitude = 29.4675, Longitude = -98.708055 | Bexar County | TX | 78251 | BEXAR | CN605533108 | RN100852409 | Ductwork for acid exhaust control. | The following property is used 100% for pollution control to meet or exceed federal or state regulations: Ductwork for acid exhaust control. | 2021-07-02 | 8797 | 100
23894 | T1 | JOYSON SAFETY SYSTEMS ACQUISITION LLC | JOYSON SAFETY SYSTEMS ACQUISITION | Latitude = 29.4675, Longitude = -98.708055 | Bexar County | TX | 78251 | BEXAR | CN605533108 | RN100852409 | Two oil mist collectors. | The following property is used 100% for pollution control to meet or exceed federal or state regulations: Two oil mist collectors. | 2021-07-02 | 95548 | 100
23895 | T1 | JOYSON SAFETY SYSTEMS ACQUISITION LLC | JOYSON SAFETY SYSTEMS ACQUISITION | Latitude = 29.4675, Longitude = -98.708055 | Bexar County | TX | 78251 | BEXAR | CN605533108 | RN100852409 | Wastewater pretreatment system consisting of neutralization tanks N1 and N2, clarifier T6, final effluent tank T9, sludge thickeners T7 and T14, filter presses for hazardous and nonhazardous sludge, oil skimming system, pumps, and piping. | The following property is used 100% for pollution control to meet or exceed federal or state regulations: Wastewater pretreatment system consisting of neutralization tanks N1 and N2, clarifier T6, final effluent tank T9, sludge thickeners T7 and T14, filter presses for hazardous and nonhazardous sludge, oil skimming system, pumps, and piping.\ | 2021-07-13 | 684798 | 100
23896 | T1 | JOYSON SAFETY SYSTEMS ACQUISITION LLC | JOYSON SAFETY SYSTEMS ACQUISITION | Latitude = 29.4675, Longitude = -98.708055 | Bexar County | TX | 78251 | BEXAR | CN605533108 | RN100852409 | Dust collection system for the stamping and deburring processes consisting of three dust collectors and an air scrubber. | The following property is used 100% for pollution control to meet or exceed federal or state regulations: Dust collection system for the stamping and deburring processes consisting of three dust collectors and an air scrubber. | 2021-07-13 | 88834 | 100
23897 | T1 | DCO REALTY INC | SAVOY II | 3900 VITRUVIAN WAY | ADDISON | TX | 75001 | DALLAS | CN603309436 | RN111238242 | Structural stormwater controls consisting of drop inlets with Flex-Storm screens, stormwater drain manholes with Flex-Storm screens, and stormwater infrastructure connecting Flex-Storm screen units to the outfall. | The following property is used 100% for pollution control and is installed to meet or exceed federal or state regulations: Structural stormwater controls consisting of drop inlets with Flex-Storm screens, stormwater drain manholes with Flex-Storm screens, and stormwater infrastructure connecting Flex-Storm screen units to the outfall. | 2021-07-26 | 980000 | 100
23898 | T1 | LCY ELASTOMERS LP | LCY ELASTOMERS | 4803 DECKER DR | BAYTOWN | TX | 77520 | HARRIS | CN602579542 | RN102325974 | Flue gas recirculation equipment and the incremental cost difference of ultra-low NOx burners on Boilers A and B VE-8. | The following property is used 100% for pollution control to meet or exceed federal or state regulations: Flue gas recirculation equipment and the incremental cost difference of ultra-low NOx burners on Boilers A and B VE-8. | 2021-11-22 | 626075 | 100
23899 | T1 | LCY ELASTOMERS LP | LCY ELASTOMERS | 4803 DECKER DR | BAYTOWN | TX | 77520 | HARRIS | CN602579542 | RN102325974 | Sidehill screener for EPN VE-3. | The following property is used 100% for pollution control to meet or exceed federal or state regulations: Sidehill screener for EPN VE-3. | 2021-08-10 | 234233 | 100
23900 | T1 | LCY ELASTOMERS LP | LCY ELASTOMERS | 4803 DECKER DR | BAYTOWN | TX | 77520 | HARRIS | CN602579542 | RN102325974 | Blower, duct work, and vent hoods for EPN VE-3. | The following property is used 100% for pollution control to meet or exceed federal or state regulations: Blower, duct work, and vent hoods for EPN VE-3. | 2021-07-27 | 179000 | 100
23901 | T1 | LCY ELASTOMERS LP | LCY ELASTOMERS | 4803 DECKER DR | BAYTOWN | TX | 77520 | HARRIS | CN602579542 | RN102325974 | Stormwater ditch to divert flow around the Container Storage area to the main ditch, and concrete containment curb next to process wastewater sump. | The following property is used 100% for pollution control to meet or exceed federal or state regulations: Stormwater ditch to divert flow around the Container Storage area to the main ditch, and concrete containment curb next to process wastewater sump. | 2021-07-28 | 33060 | 100
23902 | T1 | LCY ELASTOMERS LP | LCY ELASTOMERS | 4803 DECKER DR | BAYTOWN | TX | 77520 | HARRIS | CN602579542 | RN102325974 | Continuous environmental monitoring instrumentation for Wet Scrubber CY-7703 and Wet Scrubber CY-7720. | The following property is used 100% for pollution control to meet or exceed federal or state regulations: Continuous environmental monitoring instrumentation for Wet Scrubber CY-7703 and Wet Scrubber CY-7720. | 2021-07-28 | 64959 | 100
23903 | T1 | FREEDOM PROPPANT LLC | E RANCH FACILITY | Latitude = 31.609659, Longitude = -102.796885 | Ward County | TX | 79756 | WARD | CN605868660 | RN109969303 | Dust control system consisting of bag houses, bagging stations, dust collectors, dust transfer screws, shields on chutes to the silos, bin vents, and hoppers. | The following property is used 100% for pollution control to meet or exceed federal or state regulations: Dust control system consisting of bag houses, bagging stations, dust collectors, dust transfer screws, shields on chutes to the silos, bin vents, and hoppers. | 2021-09-09 | 4500000 | 100
23904 | T1 | FREEDOM PROPPANT LLC | E RANCH FACILITY | Latitude = 31.609659, Longitude = -102.796885 | Ward County | TX | 79756 | WARD | CN605868660 | RN109969303 | Water containment and disposal system consisting of sand stockpile drainage, pond liners, settling pond, pond erosion control, sump tanks, pumps, and piping. | The following property is used 100% for pollution control and is installed to meet or exceed federal or state regulations: Water containment and disposal system consisting of sand stockpile drainage, pond liners, settling pond, pond erosion control, sump tanks, pumps, and piping. | 2021-08-10 | 6243000 | 100
23905 | T1 | LOS KERMIT LLC | HIGH ROLLER SAND OPERATING KERMIT PLANT | Latitude = 31.995655, Longitude = -103.035913 | Winkler County | TX | 79745 | WINKLER | CN605868652 | RN109836023 | Dust control system consisting of dust collectors, dust transfer screws, shields on chutes to the silos, bin vents, and hoppers. | The following property is used 100% for pollution control and is installed to meet or exceed federal or state regulations: Dust control system consisting of dust collectors, dust transfer screws, shields on chutes to the silos, bin vents, and hoppers. | 2021-08-10 | 4500000 | 100
23906 | T1 | LOS KERMIT LLC | HIGH ROLLER SAND OPERATING KERMIT PLANT | Latitude = 31.995655, Longitude = -103.035913 | Winkler County | TX | 79745 | WINKLER | CN605868652 | RN109836023 | Water containment and disposal system consisting of sand stockpile drainage, pond liners, settling pond, pond erosion control, sump tanks, pumps, and piping. | The following property is used 100% for pollution control and is installed to meet or exceed federal or state regulations: Water containment and disposal system consisting of sand stockpile drainage, pond liners, settling pond, pond erosion control, sump tanks, pumps, and piping. | 2021-08-10 | 6243000 | 100
23907 | T1 | DCO REALTY INC | SAVOY | 3810 VITRUVIAN WAY | ADDISON | TX | 75001 | DALLAS | CN603309436 | RN111239182 | Structural stormwater controls consisting of 14 drop inlets with Flex-Storm screens, two stormwater drain manholes with Flex-Storm screens, and stormwater infrastructure connecting Flex-Storm screen units to the outfall consisting of 1055 linear feet of piping and drains. | The following property is used 100% for pollution control and is installed to meet or exceed federal or state regulations: Structural stormwater controls consisting of 14 drop inlets with Flex-Storm screens, two stormwater drain manholes with Flex-Storm screens, and stormwater infrastructure connecting Flex-Storm screen units to the outfall consisting of 1055 linear feet of piping and drains. | 2021-07-26 | 875000 | 100
23908 | T1 | NORTH AMERICAN PIPE CORPORATION | DUST CONTROL SYSTEMS | 3348 INDUSTRIAL DR | WICHITA FALLS | TX | 76306 | WICHITA | CN600348619 | RN102613783 | Dust control system consisting of bag houses, bagging equipment, dust collectors, closed chutes to the silos, bin vents, and blowers. | The following property is used 100% for pollution control and is installed to meet or exceed federal or state regulations: Dust control system consisting of bag houses, bagging equipment, dust collectors, closed chutes to the silos, bin vents, and blowers. | 2021-08-10 | 629280 | 100
23909 | T1 | NORTH AMERICAN PIPE CORPORATION | WATER PROTECTION SYSTEM | 3348 INDUSTRIAL DR | WICHITA FALLS | TX | 76306 | WICHITA | CN600348619 | RN102613783 | Water containment and disposal system consisting of filters, pumps, piping, transfer pits, and tanks. | The following property is used 100% for pollution control and is installed to meet or exceed federal or state regulations: Water containment and disposal system consisting of filters, pumps, piping, transfer pits, and tanks. | 2021-08-10 | 117366 | 100
23910 | T1 | INEOS USA LLC | CHOCOLATE BAYOU PLANT | Latitude = 29.224444, Longitude = -95.1975 | Brazoria County | TX | 77511 | BRAZORIA | CN602817884 | RN100238708 | Two heat recovery steam generators with serial numbers XXXXXXXXXX IT.001-FCV and XXXXXXXXXX IT.001-FCV. | The following property is used 65% for pollution control to meet or exceed federal or state regulations: Two heat recovery steam generators with serial numbers XXXXXXXXXX IT.001-FCV and XXXXXXXXXX IT.001-FCV. | 2021-04-20 | 37941815 | 65
23911 | T2 | CORPUS CHRISTI LIQUEFACTION LLC | CORPUS CHRISTI LIQUEFACTION | 622 HWY 35 | GREGORY | TX | 78359 | SAN PATRICIO | CN604136374 | RN104104716 | Pollution control portion of the Train 3 amine regeneration system consisting of rich/lean solvent heat exchangers (23E-1203A/B/C/D/E), solvent regenerator (23V-1202), regenerator overhead condenser (23E-1202), regenerator reflux pumps (23P-1203A/B), solvent regenerator reflux drum (23V-1206), back pressure controller for solvent regenerator, H2S removal package (23PK-1901), lean solvent filter (23F-1201), carbon treater (23F-1205), lean solvent after filter (23F-1204), amine sump drain (23V-1209), amine sump pump (23P-1206), amine sump filter (23F-206), antifoam injection skid (23PK-1201) and associated piping. | The following property is used 65% for pollution control to meet or exceed federal or state regulations: Pollution control portion of the Train 3 amine regeneration system consisting of rich/lean solvent heat exchangers (23E-1203A/B/C/D/E), solvent regenerator (23V-1202), regenerator overhead condenser (23E-1202), regenerator reflux pumps (23P-1203A/B), solvent regenerator reflux drum (23V-1206), back pressure controller for solvent regenerator, H2S removal package (23PK-1901), lean solvent filter (23F-1201), carbon treater (23F-1205), lean solvent after filter (23F-1204), amine sump drain (23V-1209), amine sump pump (23P-1206), amine sump filter (23F-206), antifoam injection skid (23PK-1201) and associated piping. | 2021-08-10 | 44000000 | 100
23912 | T2 | CORPUS CHRISTI LIQUEFACTION LLC | CORPUS CHRISTI LIQUEFACTION | 622 HWY 35 | GREGORY | TX | 78359 | SAN PATRICIO | CN604136374 | RN104104716 | Pollution control portion of the Train 2 amine regeneration system consisting of rich/lean solvent heat exchangers (12E-1203A/B/C/D/E), solvent regenerator (12V-1202), regenerator overhead condenser (12E-1202), regenerator reflux pumps (12P-1203A/B), solvent regenerator reflux drum (12V-1206), back pressure controller for solvent regenerator, H2S removal package (12PK-1901), lean solvent filter (12F-1201), carbon treater (12F-1205), lean solvent after filter (12F-1204), amine sump drain (12V-1209), amine sump pump (12P-1206), amine sump filter (12F-206), antifoam injection skid (12PK-1201) and associated piping. | The following property is used 65% for pollution control to meet or exceed federal or state regulations: Pollution control portion of the Train 2 amine regeneration system consisting of rich/lean solvent heat exchangers (12E-1203A/B/C/D/E), solvent regenerator (12V-1202), regenerator overhead condenser (12E-1202), regenerator reflux pumps (12P-1203A/B), solvent regenerator reflux drum (12V-1206), back pressure controller for solvent regenerator, H2S removal package (12PK-1901), lean solvent filter (12F-1201), carbon treater (12F-1205), lean solvent after filter (12F-1204), amine sump drain (12V-1209), amine sump pump (12P-1206), amine sump filter (12F-206), antifoam injection skid (12PK-1201) and associated piping. | 2021-08-10 | 44000000 | 100
23913 | T1 | PACCAR INC | PETERBILT MOTORS | Latitude = 33.204166, Longitude = -97.175 | Denton County | TX | 76207 | DENTON | CN600125652 | RN100211762 | Regenerative Thermal Oxidizers 3 and 4 Project consisting of the RTOs; ductwork and structure for RTOs; new air supply house for Booth 5; filter house for PM control to new RTOs; control house for RTOs; continuous air monitoring system; fire suppression systems for the RTO control room, RTO ducting, Booth 5 recirculating air supply house and adjacent hot water generator building, and Chassis Filter House; piping from the main facility to the RTOs, and piping for Booth 5 recirculating air supply house. | The following property that is used 100% for pollution control to meet or exceed federal or state regulations: Regenerative Thermal Oxidizers 3 and 4 Project consisting of the RTOs; ductwork and structure for RTOs; new air supply house for Booth 5; filter house for PM control to new RTOs; control house for RTOs; continuous air monitoring system; fire suppression systems for the RTO control room, RTO ducting, Booth 5 recirculating air supply house and adjacent hot water generator building, and Chassis Filter House; piping from the main facility to the RTOs, and piping for Booth 5 recirculating air supply house. | 2021-10-18 | 14454164 | 100
23914 | T1 | ELK CORPORATION OF TEXAS | ELK OF TEXAS | 202 CEDAR RD | ENNIS | TX | 75119 | ELLIS | CN600126858 | RN100213479 | Ennis Plant Silo IH Baghouse. | The following property is used 100% for pollution control and is installed to meet or exceed federal or state regulations: Ennis Plant IH Baghouse. | 2021-04-22 | 525000 | 100
23915 | T1 | KOY CONCRETE LTD | KOY CONCRETE | 31602 JORDAN ROAD | BROOKSHIRE | TX | 77423 | FORT BEND | CN602797011 | RN110929627 | Two stormwater containment ponds on 7.653 acres. | The following property is used 100% for pollution control to meet or exceed federal or state regulations: Two stormwater containment ponds on 7.653 acres. | 2021-10-19 | 150000 | 100
23916 | T1 | CAPITOL AGGREGATES INC | CAPITOL AGGREGATES CEMENT PLANT | 11551 NACOGDOCHES RD | SAN ANTONIO | TX | 78217 | BEXAR | CN604033142 | RN100211507 | Continuous and predictive emission monitors consisting of continuous emissions monitors for National Emission Standards for Hazardous Air Pollutants for the dry kiln exhaust, an opacity monitor for the dry kiln stack, a flame camera to monitor the dry kiln flame, a dust monitor for the Finish Mill 7 Stack, a GMS810 Fidor analyzer for total organic carbon, an S-144DR Sulfur Determinator for the lab for use in determining sulfur and carbon in coal feed, and an oxygen analyzer with line to monitor oxygen in the dry kiln. | The following property is used 100% for pollution control and is installed to meet or exceed federal or state regulations: Continuous and predictive emission monitors consisting of continuous emissions monitors for National Emission Standards for Hazardous Air Pollutants for the dry kiln exhaust, an opacity monitor for the dry kiln stack, a flame camera to monitor the dry kiln flame, a dust monitor for the Finish Mill 7 Stack, a GMS810 Fidor analyzer for total organic carbon, an S-144DR Sulfur Determinator for the lab for use in determining sulfur and carbon in coal feed, and an oxygen analyzer with line to monitor oxygen in the dry kiln. | 2021-07-28 | 1434487 | 100
23917 | T1 | CAPITOL AGGREGATES INC | CAPITOL AGGREGATES CEMENT PLANT | 11551 NACOGDOCHES RD | SAN ANTONIO | TX | 78217 | BEXAR | CN604033142 | RN100211507 | Dust collection system consisting of baghouses, dust collectors and ductwork, and feed bin dust collectors for Finish Mills 5, 6, and 7, a new compressed air system for the main baghouse, a jet pulse dust collector for Finish Grind, dust collectors in Raw Grind, Dust Master System for Dry Kiln, dust collectors for the silos, dust collectors for Pack House, ductwork and dust collector for the Raw Grind Dry, ductwork to the Finish Mill, and dust collectors DC-351, DC-30, DC-310, DC-360, and DC-32. | The following property is used 100% for pollution control and is installed to meet or exceed federal or state regulations: Dust collection system consisting of baghouses, dust collectors and ductwork, and feed bin dust collectors for Finish Mills 5, 6, and 7, a new compressed air system for the main baghouse, a jet pulse dust collector for Finish Grind, dust collectors in Raw Grind, Dust Master System for Dry Kiln, dust collectors for the silos, dust collectors for Pack House, ductwork and dust collector for the Raw Grind Dry, ductwork to the Finish Mill, and dust collectors DC-351, DC-30, DC-310, DC-360, and DC-32. | 2021-07-29 | 8834845 | 100
23918 | T1 | CAPITOL AGGREGATES INC | CAPITOL AGGREGATES CEMENT PLANT | 11551 NACOGDOCHES RD | SAN ANTONIO | TX | 78217 | BEXAR | CN604033142 | RN100211507 | Capitol Aggregates operates a cement plant in San Antonio. Capitol Aggregates paved plant roadways as a means of dust control. | NOD response not received | 2021-09-01 | 943833 | 100
23919 | T1 | CAPITOL AGGREGATES INC | CAPITOL AGGREGATES CEMENT PLANT | 11551 NACOGDOCHES RD | SAN ANTONIO | TX | 78217 | BEXAR | CN604033142 | RN100211507 | Selective non-catalytic reduction system for Dry Kiln including ammonia storage, ammonia pipes and pumps, a flow control unit, and temperature monitors. | The following property is used 100% for pollution control and is installed to meet or exceed federal or state regulations: Selective non-catalytic reduction system for Dry Kiln including ammonia storage, ammonia pipes and pumps, a flow control unit, and temperature monitors. | 2021-07-29 | 1291595 | 100
23920 | T1 | CAPITOL AGGREGATES INC | CAPITOL AGGREGATES CEMENT PLANT | 11551 NACOGDOCHES RD | SAN ANTONIO | TX | 78217 | BEXAR | CN604033142 | RN100211507 | Stack SK-350 replacement. | The following property is used 100% for pollution control and is installed to meet or exceed federal or state regulations: Stack SK-350 replacement. | 2021-07-29 | 147017 | 100
23921 | T1 | CAPITOL AGGREGATES INC | CAPITOL AGGREGATES CEMENT PLANT | 11551 NACOGDOCHES RD | SAN ANTONIO | TX | 78217 | BEXAR | CN604033142 | RN100211507 | Clinker and raw materials storage consisting of a tent for storing clinker, a raw material storage building, and new roofs on Silos 1 to 8. | The following property is used 100% for pollution control and is installed to meet or exceed federal or state regulations: Clinker and raw materials storage consisting of a tent for storing clinker, a raw material storage building, and new roofs on Silos 1 to 8. | 2021-08-10 | 1295565 | 100
23922 | T1 | CAPITOL AGGREGATES INC | CAPITOL AGGREGATES CEMENT PLANT | 11551 NACOGDOCHES RD | SAN ANTONIO | TX | 78217 | BEXAR | CN604033142 | RN100211507 | Truck and tire wash. | The following property is used 100% for pollution control and is installed to meet or exceed federal or state regulations: Truck and tire wash. | 2021-08-10 | 126216 | 100
23923 | T1 | CAPITOL AGGREGATES INC | CAPITOL AGGREGATES CEMENT PLANT | 11551 NACOGDOCHES RD | SAN ANTONIO | TX | 78217 | BEXAR | CN604033142 | RN100211507 | Expansion joints replacement in the ductwork for the dry kiln exhaust and the dry kiln baghouse. | The following property is used 100% for pollution control and is installed to meet or exceed federal or state regulations: Expansion joints replacement in the ductwork for the dry kiln exhaust and the dry kiln baghouse. | 2021-07-28 | 154587 | 100
23924 | T1 | CAPITOL AGGREGATES INC | CAPITOL AGGREGATES CEMENT PLANT | 11551 NACOGDOCHES RD | SAN ANTONIO | TX | 78217 | BEXAR | CN604033142 | RN100211507 | 1985 Caterpillar Water Truck Model 769C, a 1998 Ford LT9513 equipped with a model 5027 Super Sucker vacuum, one 1998 and one 2000 model 830 series II Tennant sweeper, one 2004 and one 2012 Tennant Sentinel sweeper, a 2005 Tennant Model 6400 sweeper, and a 2006 Superior Road Broom Model DT80J. | The following property is used 100% for pollution control and is installed to meet or exceed federal or state regulations: 1985 Caterpillar Water Truck Model 769C, a 1998 Ford LT9513 equipped with a model 5027 Super Sucker vacuum, one 1998 and one 2000 model 830 series II Tennant sweeper, one 2004 and one 2012 Tennant Sentinel sweeper, a 2005 Tennant Model 6400 sweeper, and a 2006 Superior Road Broom Model DT80J. | 2021-09-09 | 909833 | 100
23925 | T2 | DELAWARE PROCESSING LLC | TIGER PLANT | Latitude = 31.988897, Longitude = -104.057547 | Culberson County | TX | 79770 | CULBERSON | CN605469956 | RN110808417 | Pollution control portion of the Amine Regeneration System consisting of an amine contactor off skid, amine still reflux accumulator, amine still, amine after scrubber, amine flash tank, amine gas exchanger, two lean rich amine heat exchangers, amine reboiler, amine reflux condenser, amine cooler, amine circulation pump, amine still reflux pump, lean amine solids filter, pre-carbon amine filter, rich amine carbon filter, post carbon filter, amine sump, amine sump pumps, anti-foam pump, molecular sieve, and amine gas exchanger skid. | The following property is used 100% for pollution control to meet or exceed federal or state regulations: Pollution control portion of the Amine Regeneration System consisting of an amine contactor off skid, amine still reflux accumulator, amine still, amine after scrubber, amine flash tank, amine gas exchanger, two lean rich amine heat exchangers, amine reboiler, amine reflux condenser, amine cooler, amine circulation pump, amine still reflux pump, lean amine solids filter, pre-carbon amine filter, rich amine carbon filter, post carbon filter, amine sump, amine sump pumps, anti-foam pump, molecular sieve, and amine gas exchanger skid. | 2021-08-10 | 6994955 | 100
23926 | T1 | DELAWARE PROCESSING LLC | TIGER PLANT | Latitude = 31.988897, Longitude = -104.057547 | Culberson County | TX | 79770 | CULBERSON | CN605469956 | RN110808417 | Oxidation catalyst installed on five compressors. | The following property is used 100% for pollution control to meet or exceed federal or state regulations: Oxidation catalyst installed on five compressors. | 2021-08-10 | 87500 | 100
23927 | T1 | DELAWARE PROCESSING LLC | TIGER PLANT | Latitude = 31.988897, Longitude = -104.057547 | Culberson County | TX | 79770 | CULBERSON | CN605469956 | RN110808417 | Flare system consisting of Flares 1 and 2, flare knockout drum and pump, and associated piping. | The following property is used 100% for pollution control to meet or exceed federal or state regulations: Flare system consisting of Flares 1 and 2, flare knockout drum and pump, and associated piping. | 2021-08-10 | 1795232 | 100
23928 | T1 | DELAWARE PROCESSING LLC | TIGER PLANT | Latitude = 31.988897, Longitude = -104.057547 | Culberson County | TX | 79770 | CULBERSON | CN605469956 | RN110808417 | Thermal oxidizer TO-1. | The following property is used 100% for pollution control to meet or exceed federal or state regulations: Thermal oxidizer TO-1. | 2021-08-10 | 2385153 | 100
23929 | T1 | LOUISIANA-PACIFIC CORPORATION | JASPER ORIENTED STRANDBOARD OSB MILL | 5110 US HIGHWAY 190 E | JASPER | TX | 75951 | JASPER | CN600127534 | RN100215169 | Replacement of ducts from cyclones to the Wet Electrostatic Precipitator (WESP) with a 304L stainless steel tapered duct; duct system upgrade consisting of dampers, two recycle pumps, water recirculation system, structural steel, foundations, catwalks, lighting, and spray bars; WESP upgrades to allow for field isolation of sections for flushing, upgrade transformers, replace high voltage power grids, replace post insulators, replace pass through bushings, replace grounding tools, replace flush nozzles, upgrade the purge air system, add an outlet demisting system with flushing and include a tube cooling system with hoods and vane axial fans for improved tube cleaning; install three new EVO regenerative thermal oxidizers (RTOs) Model 316-D4, consisting of a combustion chamber, rechargeable ceramic heat transfer media, an induced draft fan and isolation, a supplemental fuel system, a rotary air distributor, RTO spare critical components, a 120 x 330 foot concrete pad for the RTOs to sit on, a 42 x20 foot RTO MCC building adjacent to the RTOs, a gravel road around the RTO and motor control building for access and maintenance, site prep and utilities, and access stairways. | The following property is used 100% for pollution control to meet or exceed federal or state regulations: Replacement of ducts from cyclones to the Wet Electrostatic Precipitator (WESP) with a 304L stainless steel tapered duct; duct system upgrade consisting of dampers, two recycle pumps, water recirculation system, structural steel, foundations, catwalks, lighting, and spray bars; WESP upgrades to allow for field isolation of sections for flushing, upgrade transformers, replace high voltage power grids, replace post insulators, replace pass through bushings, replace grounding tools, replace flush nozzles, upgrade the purge air system, add an outlet demisting system with flushing and include a tube cooling system with hoods and vane axial fans for improved tube cleaning; install three new EVO regenerative thermal oxidizers (RTOs) Model 316-D4, consisting of a combustion chamber, rechargeable ceramic heat transfer media, an induced draft fan and isolation, a supplemental fuel system, a rotary air distributor, RTO spare critical components, a 120 x 330 foot concrete pad for the RTOs to sit on, a 42 x20 foot RTO MCC building adjacent to the RTOs, a gravel road around the RTO and motor control building for access and maintenance, site prep and utilities, and access stairways. | 2021-11-22 | 23742916 | 100
23930 | T1 | PANDA TEMPLE POWER II LLC | PANDA TEMPLE POWER STATION | 2898 LORRAINE AVE | TEMPLE | TX | 76501 | BELL | CN604788141 | RN105380216 | Heat recovery steam generator consisting of inlet transition duct, HP superheater 2, HP reheater 2, duct burner, HP superheater 1, HP reheater 1, and HP evaporator 2. | The following property is used 65% for pollution control to meet or exceed federal or state regulations: Heat recovery steam generator consisting of inlet transition duct, HP superheater 2, HP reheater 2, duct burner, HP superheater 1, HP reheater 1, and HP evaporator 2. | 2021-04-29 | 66012459 | 65
23931 | T1 | DCO REALTY INC | FIORI | 3990 VITRUVIAN WAY | ADDISON | TX | 75001 | DALLAS | CN603309436 | RN111247557 | Structural stormwater controls consisting of drop inlets with Flex-Storm screens, stormwater drain manholes with Flex-Storm screens, and stormwater infrastructure connecting Flex-Storm screen units to the outfall. | The following property is used 100% for pollution control and is installed to meet or exceed federal or state regulations: Structural stormwater controls consisting of drop inlets with Flex-Storm screens, stormwater drain manholes with Flex-Storm screens, and stormwater infrastructure connecting Flex-Storm screen units to the outfall. | 2021-07-28 | 1250000 | 100
23932 | T1 | PANDA SHERMAN POWER LLC | PANDA SHERMAN POWER | 510 PROGRESS ST | SHERMAN | TX | 75092 | GRAYSON | CN603437898 | RN106831423 | Heat recovery steam generator consisting of inlet transition duct, HP superheater 2, HP reheater 2, duct burner, HP superheater 1, HP reheater 1, HP evaporator 2, HP evaporator 1, IP superheater, LP superheater, IP evaporator, HP economizer 2, IP economizer, HP economizer 1, LP evaporator, feedwater preheater, and exhaust stack. | The following property is used 65% for pollution control to meet or exceed federal or state regulations: Heat recovery steam generator consisting of inlet transition duct, HP superheater 2, HP reheater 2, duct burner, HP superheater 1, HP reheater 1, HP evaporator 2, HP evaporator 1, IP superheater, LP superheater, IP evaporator, HP economizer 2, IP economizer, HP economizer 1, LP evaporator, feedwater preheater, and exhaust stack. | 2021-04-30 | 64745763 | 65
23933 | T1 | DELAWARE PROCESSING LLC | TIGER PLANT | Latitude = 31.988897, Longitude = -104.057547 | Culberson County | TX | 79770 | CULBERSON | CN605469956 | RN110808417 | Enlink constructed approximately 330,000 sq feet of roadways equipped with stormwater drainage at the Tiger Plant to reduce airborne dust during vehicle operations. The project to construct the roads involved the grading of the area, installation of a 5 inch packed limestone base and several inches of packed caliche to form an impervious and permanent road surface. | A negative use determination was issued. | 2021-09-09 | 3482943 | 100
23934 | T1 | DELAWARE PROCESSING LLC | TIGER PLANT | Latitude = 31.988897, Longitude = -104.057547 | Culberson County | TX | 79770 | CULBERSON | CN605469956 | RN110808417 | Two secondary containment areas, one containing six condensate storage tanks TK-492A -F and the slop water tanks TK-461A and B, and the other containing Lube Oil Tank TK-464, Waste Lube Oil Tank TK-465, Antifreeze Tank TK-462, and Waste Antifreeze Tank TK-463. | The following property is used 100% for pollution control to meet or exceed federal or state regulations: Two secondary containment areas, one containing six condensate storage tanks TK-492A -F and the slop water tanks TK-461A and B, and the other containing Lube Oil Tank TK-464, Waste Lube Oil Tank TK-465, Antifreeze Tank TK-462, and Waste Antifreeze Tank TK-463. | 2021-08-10 | 200000 | 100
23935 | T1 | DELAWARE PROCESSING LLC | TIGER PLANT | Latitude = 31.988897, Longitude = -104.057547 | Culberson County | TX | 79770 | CULBERSON | CN605469956 | RN110808417 | The following property is used 100% for pollution control to meet or exceed federal or state regulations: Two 210-barrel slop water tanks TK-461 A and B, a 210-barrel produced water tank TK-492F, a closed drain drum with pump, six 1,000-gallon double walled sump tanks TK-486B, 487, 488, 489, 490, and 499, a 210-barrel waste lube oil tank with pumps, and a 210-barrel waste antifreeze tank. | Two 210-barrel slop water tanks TK-461 A and B, a 210-barrel produced water tank TK-492F, a closed drain drum with pump, six 1,000-gallon double walled sump tanks TK-486B, 487, 488, 489, 490, and 499, a 210-barrel waste lube oil tank with pumps, and a 210-barrel waste antifreeze tank. | 2021-08-10 | 783267 | 100
23936 | T1 | DELAWARE PROCESSING LLC | TIGER PLANT | Latitude = 31.988897, Longitude = -104.057547 | Culberson County | TX | 79770 | CULBERSON | CN605469956 | RN110808417 | Inlet separator and condensate stabilization unit CSTAB1.ted to an inlet separator. The separated liquids are routed to the condensate stabilization unit CSTAB1. Vapors from the stabilization unit are routed to the flare. Stabilization prevents vapors from flashing to atmosphere in the condensate storage tanks. This reduces VOC emissions at the facility. The condensate must be removed prior to amine treatment where the field gas is converted to sweet gas. The facility is limited to using sweet gas to fuel plant equipment such as the flares, heaters, and compressor drivers. Use of the inlet separator is necessary for the natural gas to combusted at the facility. Pollution control property is the inlet separator and condensate stabilization unit CSTAB1. | The following property is used 100% for pollution control to meet or exceed federal or state regulations: Inlet separator and condensate stabilization unit CSTAB1.ted to an inlet separator. The separated liquids are routed to the condensate stabilization unit CSTAB1. Vapors from the stabilization unit are routed to the flare. Stabilization prevents vapors from flashing to atmosphere in the condensate storage tanks. This reduces VOC emissions at the facility. The condensate must be removed prior to amine treatment where the field gas is converted to sweet gas. The facility is limited to using sweet gas to fuel plant equipment such as the flares, heaters, and compressor drivers. Use of the inlet separator is necessary for the natural gas to combusted at the facility. Pollution control property is the inlet separator and condensate stabilization unit CSTAB1. | 2021-08-10 | 6530952 | 100
23937 | T1 | HENSLEY INDUSTRIES INC | HENSLEY INDUSTRIES | 2108 JOE FIELD RD | DALLAS | TX | 75229 | DALLAS | CN600396493 | RN100689934 | Increase in stack height of 26.81 feet for Emission Point No. ST-B24. | The following property is used 100% for pollution control to meet or exceed federal or state regulations: Increase in stack height of 26.81 feet for Emission Point No. ST-B24. | 2021-12-07 | 486066 | 100
23938 | T1 | HENSLEY INDUSTRIES INC | HENSLEY INDUSTRIES | 2108 JOE FIELD RD | DALLAS | TX | 75229 | DALLAS | CN600396493 | RN100689934 | Increase in stack height of 24 feet for EPN ST-B8. | The following property is used 100% for pollution control to meet or exceed federal or state regulations: Increase in stack height of 24 feet for EPN ST-B8. | 2021-10-19 | 1087243 | 100
23939 | T1 | FLOGISTIX LP | PAMPA FACILITY | 2538 W KENTUCKY AVE | PAMPA | TX | 79065 | GRAY | CN603859968 | RN106046386 | Paint booth system consisting of the booth and filtration system. | The following property is used 100% for pollution control to meet or exceed federal or state regulations: Paint booth system consisting of the booth and filtration system. | 2021-09-09 | 168000 | 100
23940 | T1 | DCO REALTY INC | ADDISON APTS AT THE PARK | 4015 VITRUVIAN WAY | ADDISON | TX | 75001 | DALLAS | CN603309436 | RN111251286 | Structural stormwater controls consisting of drop inlets with Flex-Storm screens, stormwater drain manholes with Flex-Storm screens, and stormwater infrastructure connecting Flex-Storm screen units to the outfall. | The following property is used 100% for pollution control and is installed to meet or exceed federal or state regulations: Structural stormwater controls consisting of drop inlets with Flex-Storm screens, stormwater drain manholes with Flex-Storm screens, and stormwater infrastructure connecting Flex-Storm screen units to the outfall. | 2021-08-10 | 2453917 | 100
23941 | T1 | DCO REALTY INC | UDR LEGACY VILLAGE | 7008 BISHOP RD | PLANO | TX | 75024 | COLLIN | CN603309436 | RN111251294 | Structural stormwater controls consisting of 12 13-inch catch basins with Flex-Storm screens, four stormwater drain manholes with Flex-Storm screens, and stormwater infrastructure connecting Flex-Storm screen units to the outfall consisting of 1,460 linear feet of piping. | The following property is used 100% for pollution control and is installed to meet or exceed federal or state regulations: Structural stormwater controls consisting of 12 13-inch catch basins with Flex-Storm screens, four stormwater drain manholes with Flex-Storm screens, and stormwater infrastructure connecting Flex-Storm screen units to the outfall consisting of 1,460 linear feet of piping. | 2021-08-10 | 287400 | 100
23942 | T1 | HO CLARKE GENERATING LLC | HO CLARKE GENERATING | 12584 HIRAM CLARKE RD | HOUSTON | TX | 77045 | HARRIS | CN605746494 | RN110947363 | Stormwater outfall. | The following property is used 100% for pollution control and is installed to meet or exceed federal or state regulations: Stormwater outfall. | 2021-09-09 | 144984 | 100
23943 | T1 | HO CLARKE GENERATING LLC | HO CLARKE GENERATING | 12584 HIRAM CLARKE RD | HOUSTON | TX | 77045 | HARRIS | CN605746494 | RN110947363 | Continuous emission monitoring systems. | The following property is used 100% for pollution control and is installed to meet or exceed federal or state regulations: Continuous emission monitoring systems. | 2021-09-09 | 1198503 | 100
23944 | T1 | HO CLARKE GENERATING LLC | HO CLARKE GENERATING | 12584 HIRAM CLARKE RD | HOUSTON | TX | 77045 | HARRIS | CN605746494 | RN110947363 | Wastewater pretreatment equipment consisting of wastewater tank, an oil water separator, pumps, and piping. | The following property is used 100% for pollution control and is installed to meet or exceed federal or state regulations: Wastewater pretreatment equipment consisting of wastewater tank, an oil water separator, pumps, and piping. | 2021-09-09 | 288009 | 100
23945 | T1 | HO CLARKE GENERATING LLC | HO CLARKE GENERATING | 12584 HIRAM CLARKE RD | HOUSTON | TX | 77045 | HARRIS | CN605746494 | RN110947363 | Six selective catalytic reduction systems including associated ammonia tanks, piping, pumps, exhaust systems, and stacks. | The following property is used 100% for pollution control and is installed to meet or exceed federal or state regulations: Six selective catalytic reduction systems including associated ammonia tanks, piping, pumps, exhaust systems, and stacks. | 2021-09-09 | 37447017 | 100
23946 | T1 | DCO REALTY INC | UDR LEGACY VILLAGE | 7001 PARKWOOD BLVD | PLANO | TX | 75024 | COLLIN | CN603309436 | RN111251948 | Structural stormwater controls consisting of nine 13-inch catch basins with Flex-Storm screens, 13 stormwater drain manholes with Flex-Storm screens, and stormwater infrastructure connecting Flex-Storm screen units to the outfall consisting of 1,793 linear feet of piping. | The following property is used 100% for pollution control and is installed to meet or exceed federal or state regulations: Structural stormwater controls consisting of nine 13-inch catch basins with Flex-Storm screens, 13 stormwater drain manholes with Flex-Storm screens, and stormwater infrastructure connecting Flex-Storm screen units to the outfall consisting of 1,793 linear feet of piping. | 2021-09-09 | 310870 | 100
23947 | T1 | SHARP IRON GROUP LLC | SHARP IRON | 1206 HATTON RD | WICHITA FALLS | TX | 76302 | WICHITA | CN604072389 | RN103217287 | Blast booth system consisting of the booth, blast cabinet, and a filtration system. | The following property is used 100% for pollution control to meet or exceed federal or state regulations: Blast booth system consisting of the booth, blast cabinet, and a filtration system. | 2021-09-09 | 189249 | 100
23948 | T1 | DCO REALTY INC | LEGACY VILLAGE APTS PHASE II | 5720 SCRUGGS WAY | PLANO | TX | 75024 | COLLIN | CN603309436 | RN111252409 | Structural stormwater controls consisting of 12 drop inlets with Flex-Storm screens, four stormwater drain manholes with Flex-Storm screens, and stormwater infrastructure connecting Flex-Storm screen units to the outfall consisting of 1,460 linear feet of piping. | The following property is used 100% for pollution control to meet or exceed federal or state regulations: Structural stormwater controls consisting of 12 drop inlets with Flex-Storm screens, four stormwater drain manholes with Flex-Storm screens, and stormwater infrastructure connecting Flex-Storm screen units to the outfall consisting of 1,460 linear feet of piping. | 2021-09-09 | 287400 | 100
23949 | T1 | DCO REALTY INC | LEGACY VILLAGE 5700 SCRUGGS WAY | 5700 SCRUGGS WAY | PLANO | TX | 75024 | COLLIN | CN603309436 | RN111252490 | Structural stormwater controls consisting of 12 13-inch catch basins with Flex-Storm screens, eight stormwater drain manholes with Flex-Storm screens, and stormwater infrastructure connecting Flex-Storm screen units to the outfall consisting of 1,516 linear feet of piping. | The following property is used 100% for pollution control to meet or exceed federal or state regulations: Structural stormwater controls consisting of 12 13-inch catch basins with Flex-Storm screens, eight stormwater drain manholes with Flex-Storm screens, and stormwater infrastructure connecting Flex-Storm screen units to the outfall consisting of 1,516 linear feet of piping. | 2021-09-09 | 663445 | 100
23950 | T1 | DCO REALTY INC | UDR LEGACY VILLAGE | AT THE INTERSECTION OF PARKWOOD BLVD AND SH121 IN SE QUADRANT OF THE LEGACY VILLAGE COMPLEX | Collin County | TX | 75024 | COLLIN | CN603309436 | RN111252821 | Structural stormwater controls consisting of 32 13-inch catch basins with Flex-Storm screens, 16 stormwater drain manholes with Flex-Storm screens, and stormwater infrastructure connecting Flex-Storm screen units to the outfall consisting of 4,242 linear feet of piping. | The following property is used 100% for pollution control to meet or exceed federal or state regulations: Structural stormwater controls consisting of 32 13-inch catch basins with Flex-Storm screens, 16 stormwater drain manholes with Flex-Storm screens, and stormwater infrastructure connecting Flex-Storm screen units to the outfall consisting of 4,242 linear feet of piping. | 2021-09-10 | 1253770 | 100
23951 | T1 | GCC PERMIAN LLC | ODESSA CEMENT PLANT | 16501 W MURPHY ST | ODESSA | TX | 79763 | ECTOR | CN605260686 | RN100213305 | Raw material storage building. | The following property is used 100% for pollution control to meet or exceed federal or state regulations: Raw material storage building. | 2021-09-10 | 1631346 | 100
23952 | T1 | GCC PERMIAN LLC | ODESSA CEMENT PLANT | 16501 W MURPHY ST | ODESSA | TX | 79763 | ECTOR | CN605260686 | RN100213305 | 2020 Peterbilt 567 Guzzler Vacuum Truck. | The following property is used 100% for pollution control to meet or exceed federal or state regulations: 2020 Peterbilt 567 Guzzler Vacuum Truck. | 2021-09-10 | 372147 | 100
23953 | T1 | GCC PERMIAN LLC | ODESSA CEMENT PLANT | 16501 W MURPHY ST | ODESSA | TX | 79763 | ECTOR | CN605260686 | RN100213305 | Additions to dust control system consisting of a new VFD Fan for the GHB7 Kiln 1 Baghouse, fabrication of and lining of new duct for Kiln 2 GBH10, and replacement of the midsection of the duct between the Kiln 2 fan and the stack. | The following property is used 100% for pollution control to meet or exceed federal or state regulations: Additions to dust control system consisting of a new VFD Fan for the GHB7 Kiln 1 Baghouse, fabrication of and lining of new duct for Kiln 2 GBH10, and replacement of the midsection of the duct between the Kiln 2 fan and the stack. | 2021-09-10 | 341123 | 100
23954 | T1 | GCC PERMIAN LLC | ODESSA CEMENT PLANT | 16501 W MURPHY ST | ODESSA | TX | 79763 | ECTOR | CN605260686 | RN100213305 | Replacement of GBH7 Kiln 1 exhaust stack. | The following property is used 100% for pollution control to meet or exceed federal or state regulations: Replacement of GBH7 Kiln 1 exhaust stack. | 2021-09-10 | 448375 | 100
23955 | T1 | TIME MANUFACTURING COMPANY | TIME MANUFACTURING | 7601 IMPERIAL DR | WACO | TX | 76712 | MCLENNAN | CN600290795 | RN101376606 | Dust collection system. | The following property is used 100% for pollution control to meet or exceed federal or state regulations: Dust collection system. | 2021-09-10 | 160533 | 100
23956 | T1 | DCO REALTY INC | UDR CANAL 1 & 2 | 2061 WITTINGTON PLACE AND 1999 LAKEWAY DR CONTIGUOUS PROPERTIES | Dallas County | TX | 75234 | DALLAS | CN603309436 | RN107949190 | During Rain Events the Stormwater Infrastructure accepts first treatment by the Stormwater storage areas equipped with screens and the Inlets and Piping that are filtering said event with installation of Flex-Storm Screens by eliminating well over 90 percent of possible pollutants . The MS4 Watershed benefits from Flex-Storm Screens installed and removing pollutants during a rain even | NOD response not received. | 2021-11-08 | 2350000 | 100
23957 | T1 | AIR PRODUCTS LLC | AIR PRODUCTS PORT ARTHUR FACILITY | 1801 GULFWAY DR | PORT ARTHUR | TX | 77640 | JEFFERSON | CN602299257 | RN101941284 | Rentech heat recovery steam generator equipped with a selective catalytic reduction unit. | The following property is used 65% for pollution control to meet or exceed federal or state regulations: Rentech heat recovery steam generator equipped with a selective catalytic reduction unit. | 2021-06-03 | 20900000 | 65
23958 | T1 | HENSLEY INDUSTRIES INC | HENSLEY INDUSTRIES | 2108 JOE FIELD RD | DALLAS | TX | 75229 | DALLAS | CN600396493 | RN100689934 | Oven E is a heat treatment oven. We use it to heat treat castings prior to finishing operations to remove stresses within the metal and make the casting tougher. The enclosure and stacks are to capture emissions from Oven E and discharge the emissions at a higher elevation. This decreases ground level emissions. This application does not include land. | Administratively incomplete after two ANODs | 2022-01-24 | 166180 | 100
23959 | T1 | HENSLEY INDUSTRIES INC | HENSLEY INDUSTRIES | 2108 JOE FIELD RD | DALLAS | TX | 75229 | DALLAS | CN600396493 | RN100689934 | Paint booth and stack at EPN ST-CWBTH. | The following property is used 100% for pollution control to meet or exceed federal or state regulations: Paint booth and stack at EPN ST-CWBTH. | 2021-10-19 | 29944 | 100
23960 | T1 | HENSLEY INDUSTRIES INC | HENSLEY INDUSTRIES | 2108 JOE FIELD RD | DALLAS | TX | 75229 | DALLAS | CN600396493 | RN100689934 | Ductwork from arc wash and torch table to baghouse B-9. | The following property is used 100% for pollution control to meet or exceed federal or state regulations: Ductwork from arc wash and torch table to baghouse B-9. | 2021-10-14 | 218875 | 100
23961 | T1 | HENSLEY INDUSTRIES INC | HENSLEY INDUSTRIES | 2108 JOE FIELD RD | DALLAS | TX | 75229 | DALLAS | CN600396493 | RN100689934 | Ductwork from Arc Wash South and Shot Blast Machine to baghouse B-14. | The following property that is used 100% for pollution control to meet or exceed federal or state regulations: Ductwork from Arc Wash South and Shot Blast Machine to baghouse B-14. | 2021-10-14 | 191061 | 100
23962 | T1 | HENSLEY INDUSTRIES INC | HENSLEY INDUSTRIES | 2108 JOE FIELD RD | DALLAS | TX | 75229 | DALLAS | CN600396493 | RN100689934 | Ductwork routing emissions from shakeout and foundry building to baghouse B-18. | The following property that is used 100% for pollution control to meet or exceed federal or state regulations: Ductwork routing emissions from shakeout and foundry building to baghouse B-18. | 2021-10-14 | 439834 | 100
23963 | T1 | HENSLEY INDUSTRIES INC | HENSLEY INDUSTRIES | 2108 JOE FIELD RD | DALLAS | TX | 75229 | DALLAS | CN600396493 | RN100689934 | The following property that is used 100% for pollution control to meet or exceed federal or state regulations: Ductwork routing emissions from welding and grinding booths to baghouse B-19. | Ductwork routing emissions from welding and grinding booths to baghouse B-19. | 2021-10-14 | 411184 | 100
23964 | T1 | HENSLEY INDUSTRIES INC | HENSLEY INDUSTRIES | 2108 JOE FIELD RD | DALLAS | TX | 75229 | DALLAS | CN600396493 | RN100689934 | Ductwork routing emissions from the Argon Oxygen Decarburization Vessel to baghouse B-8. | The following property that is used 100% for pollution control to meet or exceed federal or state regulations: Ductwork routing emissions from the Argon Oxygen Decarburization Vessel to baghouse B-8. | 2021-10-14 | 70998 | 100
23965 | T1 | HENSLEY INDUSTRIES INC | HENSLEY INDUSTRIES | 2108 JOE FIELD RD | DALLAS | TX | 75229 | DALLAS | CN600396493 | RN100689934 | Ductwork routing emissions from welding and grinding finishing operations area to baghouse B-20. | The following property is used 100% for pollution control to meet or exceed federal or state regulations: Ductwork routing emissions from welding and grinding finishing operations area to baghouse B-20. | 2021-09-07 | 292250 | 100
23966 | T1 | HENSLEY INDUSTRIES INC | HENSLEY INDUSTRIES | 2108 JOE FIELD RD | DALLAS | TX | 75229 | DALLAS | CN600396493 | RN100689934 | Ductwork routing emissions from the core and mold making operations to baghouse B-21. | The following property that is used 100% for pollution control to meet or exceed federal or state regulations: Ductwork routing emissions from the core and mold making operations to baghouse B-21. | 2021-10-14 | 253295 | 100
23967 | T1 | HENSLEY INDUSTRIES INC | HENSLEY INDUSTRIES | 2108 JOE FIELD RD | DALLAS | TX | 75229 | DALLAS | CN600396493 | RN100689934 | Ductwork routing emissions from welding operations to baghouse B-11. | The following property that is used 100% for pollution control to meet or exceed federal or state regulations: Ductwork routing emissions from welding operations to baghouse B-11. | 2021-10-14 | 178433 | 100
23968 | T1 | BRASKEM AMERICA INC | BRASKEM AMERICA | 8811 STRANG RD | LA PORTE | TX | 77571 | HARRIS | CN603921271 | RN102888328 | Extruder vent filter, pellet blender filter, elutriator filter, and railcar cleaning filter. | Administratively incomplete after two ANODs | 2022-02-18 | 5191349 | 100
23969 | T1 | BRASKEM AMERICA INC | BRASKEM AMERICA | 8811 STRANG RD | LA PORTE | TX | 77571 | HARRIS | CN603921271 | RN102888328 | Flare system consisting of flare header, knock-out drum, two pumps, and temperature, pressure, and flow instrumentation. | The following property is used 100% for pollution control and is installed to meet or exceed federal or state regulations: Flare system consisting of flare header, knock-out drum, two pumps, and temperature, pressure, and flow instrumentation. | 2021-11-29 | 11764700 | 100
23970 | T1 | BRASKEM AMERICA INC | BRASKEM AMERICA | 8811 STRANG RD | LA PORTE | TX | 77571 | HARRIS | CN603921271 | RN102888328 | Wastewater and skimming system consisting of wastewater sumps, chambers used to hold wastewater, pellet skimming pumps and filters, and settling ponds. | Administratively incomplete after two ANODs | 2022-02-18 | 1846667 | 100
23971 | T1 | AKITA DRILLING USA CORP | DRILLING RIG NUMBER 90 | 12120 JORDY RD | MIDLAND | TX | 79707 | MIDLAND | CN605543982 | RN110756558 | Mud recycling system consisting of the shaker tank system and shale shaker. | The following property is used 100% for pollution control to meet or exceed federal or state regulations: Mud recycling system consisting of the shaker tank system and shale shaker. | 2021-09-10 | 938464 | 100
23972 | T1 | AKITA DRILLING USA CORP | DRILLING RIG NUMBER 90 | 12120 JORDY RD | MIDLAND | TX | 79707 | MIDLAND | CN605543982 | RN110756558 | Drilling rig response system consisting of ram-type blowout preventer, choke manifold units, and accumulators. | The following property is used 100% for pollution control to meet or exceed federal or state regulations: Drilling rig response system consisting of ram-type blowout preventer, choke manifold units, and accumulators. | 2021-09-10 | 786051 | 100
23973 | T1 | THE LUBRIZOL CORPORATION | LUBRIZOL DEER PARK | 41 TIDAL RD | DEER PARK | TX | 77536 | HARRIS | CN600269617 | RN100221589 | Emissions control system for the 156 Unit compromised of a wet scrubber consisting of two-stage water absorption system, all electrical wiring and connectors, instrumentation, concrete and steel structural supports, exhaust stack, and piping, pumps, flow meters, and valves, used solely to handle the water utilized by the scrubber and necessary to the operation of the scrubber; and a thermal oxidizer including all electrical wiring and connectors, instrumentation, concrete and steel structural supports, and natural gas fuel piping, used solely to provide natural gas fuel to the thermal oxidizer and necessary to the operation of the thermal oxidizer. | The following property is used 100% for pollution control to meet or exceed federal or state regulations: Emissions control system for the 156 Unit compromised of a wet scrubber consisting of two-stage water absorption system, all electrical wiring and connectors, instrumentation, concrete and steel structural supports, exhaust stack, and piping, pumps, flow meters, and valves, used solely to handle the water utilized by the scrubber and necessary to the operation of the scrubber; and a thermal oxidizer including all electrical wiring and connectors, instrumentation, concrete and steel structural supports, and natural gas fuel piping, used solely to provide natural gas fuel to the thermal oxidizer and necessary to the operation of the thermal oxidizer. | 2021-09-10 | 13750000 | 100
23974 | T1 | LONE STAR INDUSTRIES INC | BUZZI UNICEM USA | 202 COUNTY ROAD 306 | MARYNEAL | TX | 79535 | NOLAN | CN600363683 | RN100220847 | Dust collector. | The following property is used 100% for pollution control to meet or exceed federal or state regulations: Dust collector. | 2021-10-25 | 211940.57 | 100
23975 | T2 | CORPUS CHRISTI LIQUEFACTION LLC | CORPUS CHRISTI LIQUEFACTION | 622 HWY 35 | GREGORY | TX | 78359 | SAN PATRICIO | CN604136374 | RN104104716 | 3,072 feet of vapor fence along the onshore portion of the facility and 1,248 feet of vapor fence around the marine facilities consisting of steel posts with impervious wall panels ranging in height from 10 to 20 feet. | The following property is used 100% for pollution control to meet or exceed federal or state regulations: 3,072 feet of vapor fence along the onshore portion of the facility and 1,248 feet of vapor fence around the marine facilities consisting of steel posts with impervious wall panels ranging in height from 10 to 20 feet. | 2021-10-04 | 8400000 | 100
23976 | T1 | BKV BARNETT LLC | N TARRANT SWD | Latitude = 32.983544, Longitude = -97.428841 | Tarrant County | TX | 76179 | TARRANT | CN605841162 | RN111320883 | N TARRANT SWD saltwater disposal well site consisting of 14 1,000-barrel water tanks, two 535-barrel treatment tanks with containment, one 1,300-gallon treatment tank with containment, three transfer pumps, one 95-foot x 25-foot steel berm, one 245-foot x 121-foot steel berm, filters, wellhead, well casing, tubing, meters, valves, and piping. | The following property is used 100% for pollution control to meet or exceed federal or state regulations: N TARRANT SWD saltwater disposal well site consisting of 14 1,000-barrel water tanks, two 535-barrel treatment tanks with containment, one 1,300-gallon treatment tank with containment, three transfer pumps, one 95-foot x 25-foot steel berm, one 245-foot x 121-foot steel berm, filters, wellhead, well casing, tubing, meters, valves, and piping. | 2021-09-10 | 3000000 | 100
23977 | T1 | ANGELINA FOREST PRODUCTS LLC | SAWMILL WATER PROTECTION | 3935 FM 326 | LUFKIN | TX | 75901 | ANGELINA | CN605533249 | RN110406907 | Grates, channels in concrete and paving, piping, sumps, pumps, tanks, a PH adjustment system conditioning unit, dewatering screens, and a monitoring system. | The following property that is used 100% for pollution control to meet or exceed federal or state regulations: Grates, channels in concrete and paving, piping, sumps, pumps, tanks, a PH adjustment system conditioning unit, dewatering screens, and a monitoring system. | 2021-10-15 | 3467000 | 100
23978 | T1 | ANGELINA FOREST PRODUCTS LLC | SAWMILL DUST CONTROL | 3935 FM 326 | LUFKIN | TX | 75901 | ANGELINA | CN605533249 | RN110406907 | Dust control system consisting of a bag house, dust collectors, ductwork and chutes to gather sawdust, bins, bin vents, hog system, screens, fans, tarping, enclosures for the hog system and truck loading, enclosures on chutes to the silos, blowers, and two sweepers. | The following property that is used 100% for pollution control to meet or exceed federal or state regulations: Dust control system consisting of a bag house, dust collectors, ductwork and chutes to gather sawdust, bins, bin vents, hog system, screens, fans, tarping, enclosures for the hog system and truck loading, enclosures on chutes to the silos, blowers, and two sweepers. | 2021-10-15 | 15448000 | 100
23979 | T1 | STEVES & SONS INC | STEVES AND SONS | 203 HUMBLE AVE | SAN ANTONIO | TX | 78225 | BEXAR | CN601425234 | RN101867984 | Four baghouse dust collectors and associated programmable logic controllers. | The following property is used 100% for pollution control to meet or exceed federal or state regulations: Four baghouse dust collectors and associated programmable logic controllers. | 2021-12-21 | 1132071 | 100
23980 | T1 | SIGMA AGRISCIENCE LLC | SIGMA AGRISCIENCE BOLING FERTILIZER PLANT | 2565 FM 1096 | Wharton County | TX | 77420 | WHARTON | CN604131755 | RN105211619 | Regenerative thermal oxidizer. | The following property is used 100% for pollution control and is installed to meet or exceed federal or state regulations: Regenerative thermal oxidizer. | 2021-11-29 | 699954 | 100
23981 | T1 | W&W-AFCO STEEL LLC | SAN ANGELO AIR PROTECTION | 808 W 29TH ST | SAN ANGELO | TX | 76903 | TOM GREEN | CN605166586 | RN100680081 | Dust control system consisting of five booths enclosing paint and blast equipment, duct collectors, a dust collector system, a blower, ductwork, filters, a filter cleaning system, a discharge mechanism for dust removal, and a dust storage receptacle. | The following property is used 100% for pollution control to meet or exceed federal or state regulations: Dust control system consisting of five booths enclosing paint and blast equipment, duct collectors, a dust collector system, a blower, ductwork, filters, a filter cleaning system, a discharge mechanism for dust removal, and a dust storage receptacle. | 2021-12-08 | 3882206 | 100
23982 | T1 | W&W-AFCO STEEL LLC | AIR & WATER PROTECTION | 2221 ERSKINE ST | LUBBOCK | TX | 79415 | LUBBOCK | CN605166586 | RN100586908 | Dust control system consisting of a paint/blast building, dust collector, blower, ductwork system, filter, filter cleaning system, dust discharge mechanism, dust receptacle, and dust removal system. | The following property is used 100% for pollution control to meet or exceed federal or state regulations: Dust control system consisting of a paint/blast building, dust collector, blower, ductwork system, filter, filter cleaning system, dust discharge mechanism, dust receptacle, and dust removal system. | 2021-12-08 | 209910 | 100
23983 | T1 | W&W-AFCO STEEL LLC | AIR PROTECTION | 771 VIRGIL ST | ABILENE | TX | 79602 | TAYLOR | CN605166586 | RN102711280 | Dust control system consisting of a paint/blast building, dust collector, blower, ductwork system, filter, filter cleaning system, dust discharge mechanism, dust receptacle, and dust removal system. | The following property is used 100% for pollution control to meet or exceed federal or state regulations: Dust control system consisting of a paint/blast building, dust collector, blower, ductwork system, filter, filter cleaning system, dust discharge mechanism, dust receptacle, and dust removal system. | 2021-12-21 | 908005 | 100
23984 | T1 | ELECTRONIC WASTE PROCESSING | ELECTRONIC WASTE PROCESSING | 140 N MCLENNAN DR | ELM MOTT | TX | 76640 | MCLENNAN | CN605914373 | RN111300729 | High efficiency cyclone and Torrit Downflow Evolution Model DFE 3-6 dust collector. | The following property is used 100% for pollution control and is installed to meet or exceed federal or state regulations: High efficiency cyclone and Torrit Downflow Evolution Model DFE 3-6 dust collector. | 2021-09-27 | 70000 | 100
23985 | T1 | PTCAA TEXAS LP | FLYING J TRAVEL PLAZA 725 | 1876 EAST FWY | BAYTOWN | TX | 77521 | HARRIS | CN602677585 | RN104638721 | T4 Overfill Alarms An external signaling device attached to the automatic gauging system which signals a spill or overfill in the system. This helps prevent liquid fuels products from entering in the immediate watershed. T10 Double Walled USTs Double walled USTs, in concert with secondary containment measures, are installed to prevent discharges, excursions and other leaks which significantly minimize the potential for liquid fuels and other Pollutants from being introduced into the immediate Watershed and Groundwater Sources T11 Double Walled Piping Double walled piping in concert with secondary containment measures are installed to prevent discharges, excursions and leaks which significantly minimize the potential for liquid fuels from being introduced into the immediate Watershed and Groundwater Sources. T12 Tank Sumps Liquid tight container to contain leaks or spills that involve tank top fittings and equipment. Sumps shall help to contain spills and leaks from being introduced into the immediate Watershed and Groundwater Sources. T15 Concrete Paving over USTs and Fuel Lines Reinforced Concrete Paving placed over a base material and level up course of Ty D Asphalt, ensures a rigid barrier protection to the Underground USTs and Equipment intended to furnish Fuel at the Pumps. Concrete Paving shall protect such USTs and Equipment from rupturing by surface elevations collapsing under excessive weight and prolonged use by vehicular traffic. T20 Automatic Tank Gauging The Tank Gauging Probe and Control Console monitors the possible release of Fuel Products, that if not detected pose a risk of entering into the immediate Watershed and Groundwater Sources. T22 Monitoring of Secondary Equipment Liquid Fuel Sensors installed between the double walled USTs and Double walled piping monitor for possible excursions and leaks in the immediate Watershed and Groundwater Sources. T23 Automatic Line Leak Detectors Installed at each Pump this feature is designed to detect leaks and excursions in the Underground double walled piping, which prevents potential introduction of Fuels into the immediate Watershed and Groundwater Sources T40 Stage I Vapor Recovery Installed at each PST Tank to prevent Vapor Emissions during Tanker Trunk refilling of said PST Tanks which protects Individuals onsite from these fugitive emissions | Application returned | 2021-11-29 | 2121297 | 100
23986 | T1 | PTCAA TEXAS LP | FLYING J 1057 | 1305 LA PORTE FWY | PASADENA | TX | 77506 | HARRIS | CN602677585 | RN108908013 | Overfill alarms; tank top sumps; automatic tank gauging; automatic line leak detectors; liquid fuel sensors installed between the double walls of tanks and pipes to monitor for leaks; the incremental difference in cost between one 30,000-gallon, one 25,000-gallon, and three 20,000-gallon double-walled tanks and comparable single-walled tanks; the incremental difference in cost between double-walled piping and single-walled piping; and the incremental difference in cost between the concrete paving covering the underground tanks and pipes and the other paving at the facility calculated using the difference in cost per square foot. | The following property is used 100% for pollution control and is installed to meet or exceed federal or state regulations: Overfill alarms; tank top sumps; automatic tank gauging; automatic line leak detectors; liquid fuel sensors installed between the double walls of tanks and pipes to monitor for leaks; the incremental difference in cost between one 30,000-gallon, one 25,000-gallon, and three 20,000-gallon double-walled tanks and comparable single-walled tanks; the incremental difference in cost between double-walled piping and single-walled piping; and the incremental difference in cost between the concrete paving covering the underground tanks and pipes and the other paving at the facility calculated using the difference in cost per square foot. | 2022-01-27 | 1841650 | 100
23987 | T1 | PTCAA TEXAS LP | FLYING J TRAVEL PLAZA 729 | 15919 NORTH FWY | HOUSTON | TX | 77090 | HARRIS | CN602677585 | RN102030350 | Overfill alarms; tank top sumps; automatic tank gauging; automatic line leak detectors; liquid fuel sensors installed between the double walls of tanks and pipes to monitor for leaks; the incremental difference in cost between four 20,000-gallon and two 12,000-gallon double-walled tanks and comparable single-walled tanks; the incremental difference in cost between double-walled piping and single-walled piping; and the incremental difference in cost between the concrete paving covering the underground tanks and pipes and the other paving at the facility calculated using the difference in cost per square foot. | The following property is used 100% for pollution control and is installed to meet or exceed federal or state regulations: Overfill alarms; tank top sumps; automatic tank gauging; automatic line leak detectors; liquid fuel sensors installed between the double walls of tanks and pipes to monitor for leaks; the incremental difference in cost between four 20,000-gallon and two 12,000-gallon double-walled tanks and comparable single-walled tanks; the incremental difference in cost between double-walled piping and single-walled piping; and the incremental difference in cost between the concrete paving covering the underground tanks and pipes and the other paving at the facility calculated using the difference in cost per square foot. | 2022-01-27 | 1774700 | 100
23988 | T1 | PTCAA TEXAS LP | PILOT TRAVEL CENTER 1025 | 102 SHELDON RD | CHANNELVIEW | TX | 77530 | HARRIS | CN602677585 | RN108335605 | Overfill alarms; tank top sumps; automatic tank gauging; automatic line leak detectors; liquid fuel sensors installed between the double walls of tanks and pipes to monitor for leaks; the incremental difference in cost between four 20,000-gallon and one 25,000-gallon double-walled tanks and comparable single-walled tanks; the incremental difference in cost between double-walled piping and single-walled piping; and the incremental difference in cost between the concrete paving covering the underground tanks and pipes and the other paving at the facility calculated using the difference in cost per square foot. | The following property is used 100% for pollution control and is installed to meet or exceed federal or state regulations: Overfill alarms; tank top sumps; automatic tank gauging; automatic line leak detectors; liquid fuel sensors installed between the double walls of tanks and pipes to monitor for leaks; the incremental difference in cost between four 20,000-gallon and one 25,000-gallon double-walled tanks and comparable single-walled tanks; the incremental difference in cost between double-walled piping and single-walled piping; and the incremental difference in cost between the concrete paving covering the underground tanks and pipes and the other paving at the facility calculated using the difference in cost per square foot. | 2021-11-29 | 1738650 | 100
23989 | T1 | PILOT TRAVEL CENTERS LLC | FLYING J TRAVEL PLAZA 723 | 9601 IH 40 E | AMARILLO | TX | 79111 | POTTER | CN600827554 | RN102052347 | Overfill alarms; tank top sumps; automatic tank gauging; automatic line leak detectors; liquid fuel sensors installed between the double walls of tanks and pipes to monitor for leaks; the incremental difference in cost between three 20,000-gallon, one 15,000-gallon, and three 12,000-gallon double-walled tanks and comparable single-walled tanks; the incremental difference in cost between double-walled piping and single-walled piping; the incremental difference in cost between the concrete paving covering the underground tanks and pipes and the other paving at the facility calculated using the difference in cost per square foot; and 261,360 square feet of land containing a stormwater quality pond and pilot channels. | The following property is used 100% for pollution control and is installed to meet or exceed federal or state regulations: Overfill alarms; tank top sumps; automatic tank gauging; automatic line leak detectors; liquid fuel sensors installed between the double walls of tanks and pipes to monitor for leaks; the incremental difference in cost between three 20,000-gallon, one 15,000-gallon, and three 12,000-gallon double-walled tanks and comparable single-walled tanks; the incremental difference in cost between double-walled piping and single-walled piping; the incremental difference in cost between the concrete paving covering the underground tanks and pipes and the other paving at the facility calculated using the difference in cost per square foot; and 261,360 square feet of land containing a stormwater quality pond and pilot channels. | 2022-01-27 | 1767200 | 100
23990 | T1 | PILOT TRAVEL CENTERS LLC | FLYING J TRAVEL PLAZA 727 | 1305 E MONTE CRISTO RD | EDINBURG | TX | 78542 | HIDALGO | CN600827554 | RN104590583 | T4 Overfill Alarms An external signaling device attached to the automatic gauging system which signals a spill or overfill in the system. This helps prevent liquid fuels products from entering in the immediate watershed. T10 Double Walled USTs Double walled USTs, in concert with secondary containment measures, are installed to prevent discharges, excursions and other leaks which significantly minimize the potential for liquid fuels and other Pollutants from being introduced into the immediate Watershed and Groundwater Sources T11 Double Walled Piping Double walled piping in concert with secondary containment measures are installed to prevent discharges, excursions and leaks which significantly minimize the potential for liquid fuels from being introduced into the immediate Watershed and Groundwater Sources. T12 Tank Sumps Liquid tight container to contain leaks or spills that involve tank top fittings and equipment. Sumps shall help to contain spills and leaks from being introduced into the immediate Watershed and Groundwater Sources. T15 Concrete Paving over USTs and Fuel Lines Reinforced Concrete Paving placed over a base material and level up course of Ty D Asphalt, ensures a rigid barrier protection to the Underground USTs and Equipment intended to furnish Fuel at the Pumps. Concrete Paving shall protect such USTs and Equipment from rupturing by surface elevations collapsing under excessive weight and prolonged use by vehicular traffic. T20 Automatic Tank Gauging The Tank Gauging Probe and Control Console monitors the possible release of Fuel Products, that if not detected pose a risk of entering into the immediate Watershed and Groundwater Sources. T22 Monitoring of Secondary Equipment Liquid Fuel Sensors installed between the double walled USTs and Double walled piping monitor for possible excursions and leaks in the immediate Watershed and Groundwater Sources. T23 Automatic Line Leak Detectors Installed at each Pump this feature is designed to detect leaks and excursions in the Underground double walled piping, which prevents potential introduction of Fuels into the immediate Watershed and Groundwater Sources | Response to the second ANOD not administratively complete | 2022-01-27 | 1188650 | 100
23991 | T1 | PILOT TRAVEL CENTERS LLC | FLYING J FLYING PLAZA 739 | 2409 S NEW RD | WACO | TX | 76711 | MCLENNAN | CN600827554 | RN102005410 | Overfill alarms; tank top sumps; automatic tank gauging; automatic line leak detectors; liquid fuel sensors installed between the double walls of tanks and pipes to monitor for leaks; the incremental difference in cost between five 20,000-gallon, one 15,000-gallon, and one 12,000-gallon double-walled tanks and comparable single-walled tanks; the incremental difference in cost between double-walled piping and single-walled piping; and the incremental difference in cost between the concrete paving covering the underground tanks and pipes and the other paving at the facility calculated using the difference in cost per square foot. | The following property is used 100% for pollution control and is installed to meet or exceed federal or state regulations: Overfill alarms; tank top sumps; automatic tank gauging; automatic line leak detectors; liquid fuel sensors installed between the double walls of tanks and pipes to monitor for leaks; the incremental difference in cost between five 20,000-gallon, one 15,000-gallon, and one 12,000-gallon double-walled tanks and comparable single-walled tanks; the incremental difference in cost between double-walled piping and single-walled piping; and the incremental difference in cost between the concrete paving covering the underground tanks and pipes and the other paving at the facility calculated using the difference in cost per square foot. | 2021-11-29 | 1693175 | 100
23992 | T1 | PILOT TRAVEL CENTERS LLC | FLYING J TRAVEL PLAZA | 23412 STATE HIGHWAY 242 | NEW CANEY | TX | 77357 | MONTGOMERY | CN600827554 | RN104196936 | Overfill alarms; tank top sumps; automatic tank gauging; automatic line leak detectors; liquid fuel sensors installed between the double walls of tanks and pipes to monitor for leaks; the incremental difference in cost between five 20,000-gallon and one 12,000-gallon double-walled tanks and comparable single-walled tanks; the incremental difference in cost between double-walled piping and single-walled piping; and the incremental difference in cost between the concrete paving covering the underground tanks and pipes and the other paving at the facility calculated using the difference in cost per square foot. | The following property is used 100% for pollution control and is installed to meet or exceed federal or state regulations: Overfill alarms; tank top sumps; automatic tank gauging; automatic line leak detectors; liquid fuel sensors installed between the double walls of tanks and pipes to monitor for leaks; the incremental difference in cost between five 20,000-gallon and one 12,000-gallon double-walled tanks and comparable single-walled tanks; the incremental difference in cost between double-walled piping and single-walled piping; and the incremental difference in cost between the concrete paving covering the underground tanks and pipes and the other paving at the facility calculated using the difference in cost per square foot. | 2022-01-20 | 1288650 | 100
23993 | T1 | PILOT TRAVEL CENTERS LLC | PILOT TRAVEL CENTER 467 | 4105 S LOOP 1604 E | SAN ANTONIO | TX | 78264 | BEXAR | CN600827554 | RN106551898 | Overfill alarms; tank top sumps; automatic tank gauging; automatic line leak detectors; liquid fuel sensors installed between the double walls of tanks and pipes to monitor for leaks; the incremental difference in cost between four 20,000 and one 25,000-gallon double-walled tanks and comparable single-walled tanks; the incremental difference in cost between double-walled piping and single-walled piping; and the incremental difference in cost between the concrete paving covering the underground tanks and pipes and the other paving at the facility calculated using the difference in cost per square foot. | The following property is used 100% for pollution control and is installed to meet or exceed federal or state regulations: Overfill alarms; tank top sumps; automatic tank gauging; automatic line leak detectors; liquid fuel sensors installed between the double walls of tanks and pipes to monitor for leaks; the incremental difference in cost between four 20,000 and one 25,000-gallon double-walled tanks and comparable single-walled tanks; the incremental difference in cost between double-walled piping and single-walled piping; and the incremental difference in cost between the concrete paving covering the underground tanks and pipes and the other paving at the facility calculated using the difference in cost per square foot. | 2021-11-29 | 1475125 | 100
23994 | T1 | PILOT TRAVEL CENTERS LLC | FLYING J TRAVEL PLAZA 730 | 1011 BELTWAY PKWY | LAREDO | TX | 78045 | WEBB | CN600827554 | RN105012819 | Overfill alarms; tank top sumps; automatic tank gauging; automatic line leak detectors; liquid fuel sensors installed between the double walls of tanks and pipes to monitor for leaks; the incremental difference in cost between six 20,000 and one 8,000-gallon double-walled tanks and comparable single-walled tanks; the incremental difference in cost between double-walled piping and single-walled piping; and the incremental difference in cost between the concrete paving covering the underground tanks and pipes and the other paving at the facility calculated using the difference in cost per square foot. | The following property is used 100% for pollution control and is installed to meet or exceed federal or state regulations: Overfill alarms; tank top sumps; automatic tank gauging; automatic line leak detectors; liquid fuel sensors installed between the double walls of tanks and pipes to monitor for leaks; the incremental difference in cost between six 20,000 and one 8,000-gallon double-walled tanks and comparable single-walled tanks; the incremental difference in cost between double-walled piping and single-walled piping; and the incremental difference in cost between the concrete paving covering the underground tanks and pipes and the other paving at the facility calculated using the difference in cost per square foot. | 2021-11-29 | 1659175 | 100
23995 | T1 | PILOT TRAVEL CENTERS LLC | FLYING J TRAVEL PLAZA | 34100 LYNDON B JOHNSON FWY | DALLAS | TX | 75241 | DALLAS | CN600827554 | RN100524149 | Overfill alarms; tank top sumps; automatic tank gauging; automatic line leak detectors; liquid fuel sensors installed between the double walls of tanks and pipes to monitor for leaks; the incremental difference in cost between four 20,000 and three 12,000-gallon double-walled tanks and comparable single-walled tanks; the incremental difference in cost between double-walled piping and single-walled piping; and the incremental difference in cost between the concrete paving covering the underground tanks and pipes and the other paving at the facility calculated using the difference in cost per square foot. | The following property is used 100% for pollution control and is installed to meet or exceed federal or state regulations: Overfill alarms; tank top sumps; automatic tank gauging; automatic line leak detectors; liquid fuel sensors installed between the double walls of tanks and pipes to monitor for leaks; the incremental difference in cost between four 20,000 and three 12,000-gallon double-walled tanks and comparable single-walled tanks; the incremental difference in cost between double-walled piping and single-walled piping; and the incremental difference in cost between the concrete paving covering the underground tanks and pipes and the other paving at the facility calculated using the difference in cost per square foot. | 2021-11-29 | 1566175 | 100
23996 | T1 | PILOT TRAVEL CENTERS LLC | FLYING J TRAVEL PLAZA 738 | 101 N FM 707 | TYE | TX | 79563 | TAYLOR | CN600827554 | RN102045473 | Overfill alarms; tank top sumps; automatic tank gauging; automatic line leak detectors; liquid fuel sensors installed between the double walls of tanks and pipes to monitor for leaks; the incremental difference in cost between five 20,000-gallon, and one 12,000-gallon double-walled tanks and comparable single-walled tanks; the incremental difference in cost between double-walled piping and single-walled piping; and the incremental difference in cost between the concrete paving covering the underground tanks and pipes and the other paving at the facility calculated using the difference in cost per square foot; stormwater lift station, paved pilot channel, and stormwater quality swale serving detention acreage. | The following property is used 100% for pollution control and is installed to meet or exceed federal or state regulations: Overfill alarms; tank top sumps; automatic tank gauging; automatic line leak detectors; liquid fuel sensors installed between the double walls of tanks and pipes to monitor for leaks; the incremental difference in cost between five 20,000-gallon, and one 12,000-gallon double-walled tanks and comparable single-walled tanks; the incremental difference in cost between double-walled piping and single-walled piping; and the incremental difference in cost between the concrete paving covering the underground tanks and pipes and the other paving at the facility calculated using the difference in cost per square foot; stormwater lift station, paved pilot channel, and stormwater quality swale serving detention acreage. | 2022-01-20 | 2304081 | 100
23997 | T1 | PILOT TRAVEL CENTERS LLC | PILOT TRAVEL CENTER 1054 | 10700 US HIGHWAY 183 N | MUSTANG RIDGE | TX | 78610 | CALDWELL | CN600827554 | RN103952347 | Overfill alarms; tank top sumps; automatic tank gauging; automatic line leak detectors; liquid fuel sensors installed between the double walls of tanks and pipes to monitor for leaks; the incremental difference in cost between four 20,000-gallon double-walled tanks and comparable single-walled tanks; the incremental difference in cost between double-walled piping and single-walled piping; and the incremental difference in cost between the concrete paving covering the underground tanks and pipes and the other paving at the facility calculated using the difference in cost per square foot. | The following property is used 100% for pollution control and is installed to meet or exceed federal or state regulations: Overfill alarms; tank top sumps; automatic tank gauging; automatic line leak detectors; liquid fuel sensors installed between the double walls of tanks and pipes to monitor for leaks; the incremental difference in cost between four 20,000-gallon double-walled tanks and comparable single-walled tanks; the incremental difference in cost between double-walled piping and single-walled piping; and the incremental difference in cost between the concrete paving covering the underground tanks and pipes and the other paving at the facility calculated using the difference in cost per square foot. | 2021-11-29 | 1066175 | 100
23998 | T1 | ACME BRICK COMPANY | ACME BRICK ABLE PIT | Latitude = 29.838611, Longitude = -96.206388 | Austin County | TX | 76205 | AUSTIN | CN600124549 | RN103726832 | Pollution control device that captures pollutants from the exhaust gases generated from the brick firing process. It does not include any land. | NOD response not received | 2022-01-24 | 1396688 | 100
23999 | T1 | ACME BRICK ELGIN PLANT | ACME BRICK ELGIN PLANT | 1776 OLD MCDADE RD | ELGIN | TX | 78621 | BASTROP | CN602822884 | RN100225846 | Pollution control device that captures pollutants from the exhaust gases generated from the brick firing process. Fan that pulls the air through the scrubber to make it function. Stack that the exhaust gases are pushed up and out into the atmosphere from the scrubber exhaust fan. | NOD response not received. | 2022-01-24 | 2110766 | 100
24000 | T1 | ACME BRICK COMPANY | ACME BRICK | 218 DANIELS ST | DENTON | TX | 76205 | DENTON | CN600124549 | RN102917549 | Dust collector along with the associated ducting and hoods to capture dust from the manufacturing process. Preventing silica exposure to associates. | NOD response not received. | 2022-01-24 | 342159 | 100
24001 | T1 | ACME BRICK COMPANY | ACME BRICK COMPANY BENNETT PLANT | 2350 BENNETT RD | MILLSAP | TX | 76066 | PARKER | CN600124549 | RN100225184 | Bags within scrubbers have a finite life and sometimes fail prematurely. When this occurs replacement of the bag/bags is necessary. Bag leak detectors provide indication if particulate is found to be escaping the scrubber in the exhaust gases. | NOD response not received. | 2022-01-24 | 16250 | 100
24002 | T1 | ACME BRICK COMPANY | ACME BRICK COMPANY BENNETT PLANT | 2350 BENNETT RD | MILLSAP | TX | 76066 | PARKER | CN600124549 | RN100225184 | Filter bags are fitted over metal cages and then inserted in the scrubber through the tube sheet. Exhaust gases from the kiln are injected with hydrated lime to capture pollutants. This lime is captured on the exterior of the bags and the air is filtered through the bags, up through the tube sheet and exhausted out of the scrubber. | NOD response not received. | 2022-01-24 | 49193 | 100
24003 | T1 | PILOT TRAVEL CENTERS LLC | FLYING J TRAVEL PLAZA 1206 | 700 EAST HWY 302 | KERMIT | TX | 79745 | WINKLER | CN600827554 | RN110605961 | Overfill alarms; tank top sumps; automatic tank gauging; automatic line leak detectors; liquid fuel sensors installed between the double walls of tanks and pipes to monitor for leaks; the incremental difference in cost between three 30,000-gallon and two 20,000-gallon double-walled tanks and comparable single-walled tanks; the incremental difference in cost between double-walled piping and single-walled piping; and the incremental difference in cost between the concrete paving covering the underground tanks and pipes and the other paving at the facility calculated using the difference in cost per square foot. | The following property is used 100% for pollution control and is installed to meet or exceed federal or state regulations: Overfill alarms; tank top sumps; automatic tank gauging; automatic line leak detectors; liquid fuel sensors installed between the double walls of tanks and pipes to monitor for leaks; the incremental difference in cost between three 30,000-gallon and two 20,000-gallon double-walled tanks and comparable single-walled tanks; the incremental difference in cost between double-walled piping and single-walled piping; and the incremental difference in cost between the concrete paving covering the underground tanks and pipes and the other paving at the facility calculated using the difference in cost per square foot. | 2021-11-29 | 1720125 | 100
24004 | T1 | PILOT TRAVEL CENTERS LLC | FLYING J TRAVEL PLAZA 735 | 7112 IH 10 W | ORANGE | TX | 77632 | ORANGE | CN600827554 | RN102056827 | Overfill alarms; tank top sumps; automatic tank gauging; automatic line leak detectors; liquid fuel sensors installed between the double walls of tanks and pipes to monitor for leaks; the incremental difference in cost between four 20,000-gallon and three 12,000-gallon double-walled tanks and comparable single-walled tanks; the incremental difference in cost between double-walled piping and single-walled piping; the incremental difference in cost between the concrete paving covering the underground tanks and pipes and the other paving at the facility calculated using the difference in cost per square foot; and a 13.585-acre stormwater quality pond with pilot channels. | The following property is used 100% for pollution control and is installed to meet or exceed federal or state regulations: Overfill alarms; tank top sumps; automatic tank gauging; automatic line leak detectors; liquid fuel sensors installed between the double walls of tanks and pipes to monitor for leaks; the incremental difference in cost between four 20,000-gallon and three 12,000-gallon double-walled tanks and comparable single-walled tanks; the incremental difference in cost between double-walled piping and single-walled piping; the incremental difference in cost between the concrete paving covering the underground tanks and pipes and the other paving at the facility calculated using the difference in cost per square foot; and a 13.585-acre stormwater quality pond with pilot channels. | 2022-01-21 | 1767925 | 100
24005 | T1 | PILOT TRAVEL CENTERS LLC | FLYING J TRAVEL PLAZA 740 | 204 WALLER AVE | BROOKSHIRE | TX | 77423 | WALLER | CN600827554 | RN101889343 | Overfill alarms; tank top sumps; automatic tank gauging; automatic line leak detectors; liquid fuel sensors installed between the double walls of tanks and pipes to monitor for leaks; the incremental difference in cost between four 20,000-gallon and two 12,000-gallon double-walled tanks and comparable single-walled tanks; the incremental difference in cost between double-walled piping and single-walled piping; and the incremental difference in cost between the concrete paving covering the underground tanks and pipes and the other paving at the facility calculated using the difference in cost per square foot. | The following property is used 100% for pollution control and is installed to meet or exceed federal or state regulations: Overfill alarms; tank top sumps; automatic tank gauging; automatic line leak detectors; liquid fuel sensors installed between the double walls of tanks and pipes to monitor for leaks; the incremental difference in cost between four 20,000-gallon and two 12,000-gallon double-walled tanks and comparable single-walled tanks; the incremental difference in cost between double-walled piping and single-walled piping; and the incremental difference in cost between the concrete paving covering the underground tanks and pipes and the other paving at the facility calculated using the difference in cost per square foot. | 2022-01-20 | 1582675 | 100
24006 | T1 | PILOT TRAVEL CENTERS LLC | FLYING J TRAVEL PLAZA 580 | Latitude = 31.8456, Longitude = -102.3672 | Ector County | TX | 79766 | ECTOR | CN600827554 | RN106742562 | Overfill alarms; tank top sumps; automatic tank gauging; automatic line leak detectors; liquid fuel sensors installed between the double walls of tanks and pipes to monitor for leaks; the incremental difference in cost between three 30,000-gallon and two 20,000-gallon double-walled tanks and comparable single-walled tanks; the incremental difference in cost between double-walled piping and single-walled piping; and the incremental difference in cost between the concrete paving covering the underground tanks and pipes and the other paving at the facility calculated using the difference in cost per square foot. | The following property is used 100% for pollution control and is installed to meet or exceed federal or state regulations: Overfill alarms; tank top sumps; automatic tank gauging; automatic line leak detectors; liquid fuel sensors installed between the double walls of tanks and pipes to monitor for leaks; the incremental difference in cost between three 30,000-gallon and two 20,000-gallon double-walled tanks and comparable single-walled tanks; the incremental difference in cost between double-walled piping and single-walled piping; and the incremental difference in cost between the concrete paving covering the underground tanks and pipes and the other paving at the facility calculated using the difference in cost per square foot. | 2021-11-29 | 1900125 | 100
24007 | T1 | PTCAA TEXAS LP | FLYING J TRAVEL PLAZA 733 | 602 4TH ST | LUBBOCK | TX | 79401 | LUBBOCK | CN602677585 | RN104726005 | Overfill alarms; tank top sumps; automatic tank gauging; automatic line leak detectors; liquid fuel sensors installed between the double walls of tanks and pipes to monitor for leaks; the incremental difference in cost between four 20,000-gallon and one 12,000-gallon double-walled tanks and comparable single-walled tanks; the incremental difference in cost between double-walled piping and single-walled piping; and the incremental difference in cost between the concrete paving covering the underground tanks and pipes and the other paving at the facility calculated using the difference in cost per square foot. | The following property is used 100% for pollution control and is installed to meet or exceed federal or state regulations: Overfill alarms; tank top sumps; automatic tank gauging; automatic line leak detectors; liquid fuel sensors installed between the double walls of tanks and pipes to monitor for leaks; the incremental difference in cost between four 20,000-gallon and one 12,000-gallon double-walled tanks and comparable single-walled tanks; the incremental difference in cost between double-walled piping and single-walled piping; and the incremental difference in cost between the concrete paving covering the underground tanks and pipes and the other paving at the facility calculated using the difference in cost per square foot. | 2021-11-29 | 1705125 | 100
24008 | T1 | PTCAA TEXAS LP | PILOT TRAVEL CENTER | Latitude = 36.195183, Longitude = -102.042367 | Sherman County | TX | 79084 | SHERMAN | CN602677585 | RN109157479 | Overfill alarms; tank top sumps; automatic tank gauging; automatic line leak detectors; liquid fuel sensors installed between the double walls of tanks and pipes to monitor for leaks; the incremental difference in cost between three 30,000-gallon and one 25,000-gallon double-walled tanks and comparable single-walled tanks; the incremental difference in cost between double-walled piping and single-walled piping; and the incremental difference in cost between the concrete paving covering the underground tanks and pipes and the other paving at the facility calculated using the difference in cost per square foot. | The following property is used 100% for pollution control and is installed to meet or exceed federal or state regulations: Overfill alarms; tank top sumps; automatic tank gauging; automatic line leak detectors; liquid fuel sensors installed between the double walls of tanks and pipes to monitor for leaks; the incremental difference in cost between three 30,000-gallon and one 25,000-gallon double-walled tanks and comparable single-walled tanks; the incremental difference in cost between double-walled piping and single-walled piping; and the incremental difference in cost between the concrete paving covering the underground tanks and pipes and the other paving at the facility calculated using the difference in cost per square foot. | 2022-01-12 | 2607750 | 100
24009 | T1 | PTCAA TEXAS LP | PILOT TRAVEL CENTER 1023 | 1920 E DENMAN AVE | LUFKIN | TX | 75901 | ANGELINA | CN602677585 | RN106548480 | Overfill alarms; tank top sumps; automatic tank gauging; automatic line leak detectors; liquid fuel sensors installed between the double walls of tanks and pipes to monitor for leaks; the incremental difference in cost between two 30,000-gallon, two 20,000-gallon, and one 15,000-gallon double-walled tanks and comparable single-walled tanks; the incremental difference in cost between double-walled piping and single-walled piping; and the incremental difference in cost between the concrete paving covering the underground tanks and pipes and the other paving at the facility calculated using the difference in cost per square foot. | The following property is used 100% for pollution control and is installed to meet or exceed federal or state regulations: Overfill alarms; tank top sumps; automatic tank gauging; automatic line leak detectors; liquid fuel sensors installed between the double walls of tanks and pipes to monitor for leaks; the incremental difference in cost between two 30,000-gallon, two 20,000-gallon, and one 15,000-gallon double-walled tanks and comparable single-walled tanks; the incremental difference in cost between double-walled piping and single-walled piping; and the incremental difference in cost between the concrete paving covering the underground tanks and pipes and the other paving at the facility calculated using the difference in cost per square foot. | 2022-01-12 | 2586125 | 100
24010 | T1 | ENTERPRISE TERMINALS & STORAGE LLC | RIO GRANDE TRUCK STATION FLARE | 14001 NORTH LOOP DR CLINT TX 79836 | El Paso County | TX | 79836 | EL PASO | CN605790195 | RN111368098 | Flare. | The following property is used 100% for pollution control and is installed to meet or exceed federal or state regulations: Flare. | 2022-01-06 | 33657.92 | 100
24011 | T1 | PTCAA TEXAS LP | PILOT TRAVEL CENTERS 206 | 1201 W INTERSTATE 20 | WEATHERFORD | TX | 76087 | PARKER | CN602677585 | RN102239795 | Overfill alarms; tank top sumps; automatic tank gauging; automatic line leak detectors; liquid fuel sensors installed between the double walls of tanks and pipes to monitor for leaks; the incremental difference in cost between six 20,000-gallon, one 15,000-gallon, and one 12,000-gallon double-walled tanks and comparable single-walled tanks; the incremental difference in cost between double-walled piping and single-walled piping; and the incremental difference in cost between the concrete paving covering the underground tanks and pipes and the other paving at the facility calculated using the difference in cost per square foot. | The following property is used 100% for pollution control and is installed to meet or exceed federal or state regulations: Overfill alarms; tank top sumps; automatic tank gauging; automatic line leak detectors; liquid fuel sensors installed between the double walls of tanks and pipes to monitor for leaks; the incremental difference in cost between six 20,000-gallon, one 15,000-gallon, and one 12,000-gallon double-walled tanks and comparable single-walled tanks; the incremental difference in cost between double-walled piping and single-walled piping; and the incremental difference in cost between the concrete paving covering the underground tanks and pipes and the other paving at the facility calculated using the difference in cost per square foot. | 2021-11-29 | 1982700 | 100
24012 | T1 | PTCAA TEXAS LP | PILOT TRAVEL CENTER 1002 | 3080 HIGHWAY 16 | TILDEN | TX | 78072 | MCMULLEN | CN602677585 | RN107100604 | Overfill alarms; tank top sumps; automatic tank gauging; automatic line leak detectors; liquid fuel sensors installed between the double walls of tanks and pipes to monitor for leaks; the incremental difference in cost between one 30,000-gallon, one 25,000-gallon, three 20,000-gallon, and one 12,000-gallon double-walled tanks and comparable single-walled tanks; the incremental difference in cost between double-walled piping and single-walled piping; and the incremental difference in cost between the concrete paving covering the underground tanks and pipes and the other paving at the facility calculated using the difference in cost per square foot. | The following property is used 100% for pollution control and is installed to meet or exceed federal or state regulations: Overfill alarms; tank top sumps; automatic tank gauging; automatic line leak detectors; liquid fuel sensors installed between the double walls of tanks and pipes to monitor for leaks; the incremental difference in cost between one 30,000-gallon, one 25,000-gallon, three 20,000-gallon, and one 12,000-gallon double-walled tanks and comparable single-walled tanks; the incremental difference in cost between double-walled piping and single-walled piping; and the incremental difference in cost between the concrete paving covering the underground tanks and pipes and the other paving at the facility calculated using the difference in cost per square foot. | 2022-01-03 | 1604150 | 100
24013 | T1 | PILOT TRAVEL CENTERS LLC | PILOT TRAVEL CENTER 234 | 639 STATE HIGHWAY 75 N | HUNTSVILLE | TX | 77320 | WALKER | CN600827554 | RN101801314 | Overfill alarms; tank top sumps; automatic tank gauging; automatic line leak detectors; liquid fuel sensors installed between the double walls of tanks and pipes to monitor for leaks; the incremental difference in cost between three 20,000-gallon and one 12,000-gallon double-walled tanks and comparable single-walled tanks; the incremental difference in cost between double-walled piping and single-walled piping; and the incremental difference in cost between the concrete paving covering the underground tanks and pipes and the other paving at the facility calculated using the difference in cost per square foot. | The following property is used 100% for pollution control and is installed to meet or exceed federal or state regulations: Overfill alarms; tank top sumps; automatic tank gauging; automatic line leak detectors; liquid fuel sensors installed between the double walls of tanks and pipes to monitor for leaks; the incremental difference in cost between three 20,000-gallon and one 12,000-gallon double-walled tanks and comparable single-walled tanks; the incremental difference in cost between double-walled piping and single-walled piping; and the incremental difference in cost between the concrete paving covering the underground tanks and pipes and the other paving at the facility calculated using the difference in cost per square foot. | 2021-12-08 | 1580125 | 100
24014 | T1 | PILOT TRAVEL CENTERS LLC | PILOT TRAVEL CENTER 367 | 2725 FM 1903 | CADDO MILLS | TX | 75135 | HUNT | CN600827554 | RN104533716 | Overfill alarms; tank top sumps; automatic tank gauging; automatic line leak detectors; liquid fuel sensors installed between the double walls of tanks and pipes to monitor for leaks; the incremental difference in cost between three 20,000-gallon and two 15,000-gallon double-walled tanks and comparable single-walled tanks; the incremental difference in cost between double-walled piping and single-walled piping; and the incremental difference in cost between the concrete paving covering the underground tanks and pipes and the other paving at the facility calculated using the difference in cost per square foot. | The following property is used 100% for pollution control and is installed to meet or exceed federal or state regulations: Overfill alarms; tank top sumps; automatic tank gauging; automatic line leak detectors; liquid fuel sensors installed between the double walls of tanks and pipes to monitor for leaks; the incremental difference in cost between three 20,000-gallon and two 15,000-gallon double-walled tanks and comparable single-walled tanks; the incremental difference in cost between double-walled piping and single-walled piping; and the incremental difference in cost between the concrete paving covering the underground tanks and pipes and the other paving at the facility calculated using the difference in cost per square foot. | 2021-12-08 | 1555125 | 100
24015 | T1 | PTCAA TEXAS LP | FLYING J TRAVEL PLAZA 488 | 921 N IH 35 | COTULLA | TX | 78014 | LA SALLE | CN602677585 | RN106589427 | Overfill alarms; tank top sumps; automatic tank gauging; automatic line leak detectors; liquid fuel sensors installed between the double walls of tanks and pipes to monitor for leaks; the incremental difference in cost between four 20,000-gallon and one 25,000-gallon double-walled tanks and comparable single-walled tanks; the incremental difference in cost between double-walled piping and single-walled piping; and the incremental difference in cost between the concrete paving covering the underground tanks and pipes and the other paving at the facility calculated using the difference in cost per square foot. | The following property is used 100% for pollution control and is installed to meet or exceed federal or state regulations: Overfill alarms; tank top sumps; automatic tank gauging; automatic line leak detectors; liquid fuel sensors installed between the double walls of tanks and pipes to monitor for leaks; the incremental difference in cost between four 20,000-gallon and one 25,000-gallon double-walled tanks and comparable single-walled tanks; the incremental difference in cost between double-walled piping and single-walled piping; and the incremental difference in cost between the concrete paving covering the underground tanks and pipes and the other paving at the facility calculated using the difference in cost per square foot. | 2021-12-08 | 1215125 | 100
24016 | T1 | PTCAA TEXAS LP | FLYING J TRAVEL PLAZA 741 | 2311 JACKSBORO HWY | WICHITA FALLS | TX | 76302 | WICHITA | CN602677585 | RN101760924 | Overfill alarms; tank top sumps; automatic tank gauging; automatic line leak detectors; liquid fuel sensors installed between the double walls of tanks and pipes to monitor for leaks; the incremental difference in cost between three 20,000-gallon and one 12,000-gallon double-walled tanks and comparable single-walled tanks; the incremental difference in cost between double-walled piping and single-walled piping; and the incremental difference in cost between the concrete paving covering the underground tanks and pipes and the other paving at the facility calculated using the difference in cost per square foot. | The following property is used 100% for pollution control and is installed to meet or exceed federal or state regulations: Overfill alarms; tank top sumps; automatic tank gauging; automatic line leak detectors; liquid fuel sensors installed between the double walls of tanks and pipes to monitor for leaks; the incremental difference in cost between three 20,000-gallon and one 12,000-gallon double-walled tanks and comparable single-walled tanks; the incremental difference in cost between double-walled piping and single-walled piping; and the incremental difference in cost between the concrete paving covering the underground tanks and pipes and the other paving at the facility calculated using the difference in cost per square foot. | 2021-12-08 | 1270125 | 100
24017 | T1 | PTCAA TEXAS LP | PILOT TRAVEL CENTER 434 | 2400 ALLIANCE GATEWAY FWY | FORT WORTH | TX | 76177 | TARRANT | CN602677585 | RN102695020 | Overfill alarms; tank top sumps; automatic tank gauging; automatic line leak detectors; liquid fuel sensors installed between the double walls of tanks and pipes to monitor for leaks; the incremental difference in cost between seven 20,000-gallon double-walled tanks and comparable single-walled tanks; the incremental difference in cost between double-walled piping and single-walled piping; and the incremental difference in cost between the concrete paving covering the underground tanks and pipes and the other paving at the facility calculated using the difference in cost per square foot. | The following property is used 100% for pollution control and is installed to meet or exceed federal or state regulations: Overfill alarms; tank top sumps; automatic tank gauging; automatic line leak detectors; liquid fuel sensors installed between the double walls of tanks and pipes to monitor for leaks; the incremental difference in cost between seven 20,000-gallon double-walled tanks and comparable single-walled tanks; the incremental difference in cost between double-walled piping and single-walled piping; and the incremental difference in cost between the concrete paving covering the underground tanks and pipes and the other paving at the facility calculated using the difference in cost per square foot. | 2021-12-08 | 1811175 | 100
24018 | T1 | PTCAA TEXAS LP | PILOT TRAVEL CENTER 554 | 4066 HIGHWAY 59 | GEORGE WEST | TX | 78022 | LIVE OAK | CN602677585 | RN106551880 | Overfill alarms; tank top sumps; automatic tank gauging; automatic line leak detectors; liquid fuel sensors installed between the double walls of tanks and pipes to monitor for leaks; the incremental difference in cost between three 20,000-gallon, one 25,000-gallon, one 30,000-gallon, and one 12,000-gallon double-walled tanks and comparable single-walled tanks; the incremental difference in cost between double-walled piping and single-walled piping; and the incremental difference in cost between the concrete paving covering the underground tanks and pipes and the other paving at the facility calculated using the difference in cost per square foot. | The following property is used 100% for pollution control and is installed to meet or exceed federal or state regulations: Overfill alarms; tank top sumps; automatic tank gauging; automatic line leak detectors; liquid fuel sensors installed between the double walls of tanks and pipes to monitor for leaks; the incremental difference in cost between three 20,000-gallon, one 25,000-gallon, one 30,000-gallon, and one 12,000-gallon double-walled tanks and comparable single-walled tanks; the incremental difference in cost between double-walled piping and single-walled piping; and the incremental difference in cost between the concrete paving covering the underground tanks and pipes and the other paving at the facility calculated using the difference in cost per square foot. | 2022-01-06 | 1580150 | 100
24019 | T1 | BUILDING MATERIALS INVESTMENT CORPORATION | BUILDING MATERIALS INVESTMENT | Latitude = 32.777777, Longitude = -96.863333 | Dallas County | TX | 75265 | DALLAS | CN605251487 | RN100788959 | Dust and fume collection system. | NOD Response not received | 2022-02-02 | 1519808.39 | 100
24020 | T2 | FREEPORT LNG DEVELOPMENT LP | FREEPORT LNG PRETREATMENT FACILITY | Latitude = 28.9791, Longitude = -95.3069 | Brazoria County | TX | 77541 | BRAZORIA | CN601720345 | RN106481500 | Mercury guard beds 60V11AB and dust filters 60F11AB. | The following property is used 100% for pollution control to meet or exceed federal or state regulations: Mercury guard beds 60V11AB and dust filters 60F11AB. | 2022-01-27 | 24473145 | 100
24021 | T2 | CORPUS CHRISTI LIQUEFACTION LLC | CORPUS CHRISTI LIQUEFACTION | 622 HWY 35 | GREGORY | TX | 78359 | SAN PATRICIO | CN604136374 | RN104104716 | Four inches of acoustic insulation on the compressor suction, discharge and recycle piping for the propane compressors, ethylene compressors, methane compressors, regeneration gas compressors, and BOG compressors. | The following property is used 100% for pollution control to meet or exceed federal or state regulations: Four inches of acoustic insulation on the compressor suction, discharge and recycle piping for the propane compressors, ethylene compressors, methane compressors, regeneration gas compressors, and BOG compressors. | 2022-01-27 | 11835000 | 100
24022 | T1 | BUILDING MATERIALS INVESTMENT CORPORATION | BUILDING MATERIALS INVESTMENT | Latitude = 32.777777, Longitude = -96.863333 | Dallas County | TX | 75265 | DALLAS | CN605251487 | RN100788959 | Thermal oxidizer stack replacement and control panel | NOD Response not received | 2022-02-02 | 144943.8 | 100
24023 | T1 | SOLARIS OILFIELD SITE SERVICES OPERATING LLC | SOLARIS OILFIELD SITE SERVICES OPERATING | 100 ROSS DR | EARLY | TX | 76802 | BROWN | CN604675041 | RN104158258 | Dust control system consisting of a paint shop building, two roof mounted air handlers, containment collectors, duct collectors, paint dust collector system with filters, ductwork, filter cleaning system, discharge mechanism, dust receptacle rolling cart, and dust removal system. | The following property is used 100% for pollution control to meet or exceed federal or state regulations: Dust control system consisting of a paint shop building, two roof mounted air handlers, containment collectors, duct collectors, paint dust collector system with filters, ductwork, filter cleaning system, discharge mechanism, dust receptacle rolling cart, and dust removal system. | 2022-01-27 | 406406 | 100
24024 | T1 | SOLARIS OILFIELD SITE SERVICES OPERATING LLC | SOLARIS OILFIELD SITE SERVICES OPERATING | 100 ROSS DR | EARLY | TX | 76802 | BROWN | CN604675041 | RN104158258 | The property is a water containment and disposal system, used solely to prevent contaminants from the manufacturing process from entering the soil or water in an environmentally appropriate manner. The facility is specifically designed to protect employees, neighboring properties, and the general health for the area. A drain system consisting of lines and pumps, series of pumps and piping move the water through the process. The water is captured in a bulk tank for disposal. The waste containment area is protected by a carport type cover to prevent the unintended distribution of waste when it rains. This system protects the soil and water with multiple pieces of interconnected equipment, as mentioned. | NOD Response not received | 2022-04-18 | 152081 | 100
24025 | T1 | CREST METAL DOORS INC | CREST METAL DOORS | 157 HUMBLE AVE | SAN ANTONIO | TX | 78225 | BEXAR | CN600529523 | RN100851997 | Dust collectors including Torit Donaldson baghouse and associated ductwork, fans, cyclones, particulate matter storage bins and the land occupied by the dust collectors; and one paint booth enclosure and filters. | The following property is used 100% for pollution control and is installed to meet or exceed federal or state regulations: Dust collectors including Torit Donaldson baghouse and associated ductwork, fans, cyclones, particulate matter storage bins and the land occupied by the dust collectors; and one paint booth enclosure and filters. | 2022-01-07 | 54476 | 100
24026 | T1 | PLAINS ORYX PERMIAN BASIN PIPELINE LLC | ALPHA GATHERING PIPELINE SEGMENT IN LOVING COUNTY | ALPHA GATHERING PIPELINE SEGMENT IN LOVING COUNTY | Loving County | TX | 79754 | LOVING | CN605965797 | RN111390944 | Sedimentation and erosion controls consisting of slope breakers, silt fences, sedimentation barriers, staked hay or straw bales, matting and diking. | The following property is used 100% for pollution control and is installed to meet or exceed federal or state regulations: Sedimentation and erosion controls consisting of slope breakers, silt fences, sedimentation barriers, staked hay or straw bales, matting and diking. | 2022-01-06 | 1270357 | 100
24027 | T1 | CADDO PIPELINE LLC | CADDO PIPELINE SEGMENT IN GREGG COUNTY | CADDO PIPELINE SEGMENT IN GREGG COUNTY | Gregg County | TX | 75601 | GREGG | CN605965813 | RN111391116 | Sedimentation and erosion controls consisting of slope breakers, silt fences, sedimentation barriers, staked hay or straw bales, matting and diking. | The following property is used 100% for pollution control and is installed to meet or exceed federal or state regulations: Sedimentation and erosion controls consisting of slope breakers, silt fences, sedimentation barriers, staked hay or straw bales, matting and diking. | 2022-01-03 | 1219695 | 100
24028 | T1 | RED RIVER PIPELINE COMPANY LLC | RED RIVER PIPELINE SEGMENT IN COOKE COUNTY | RED RIVER PIPELINE SEGMENT IN COOKE COUNTY | Cooke County | TX | 76240 | COOKE | CN605965821 | RN111391124 | Sedimentation and erosion controls consisting of slope breakers, silt fences, sedimentation barriers, staked hay or straw bales, matting and diking. | The following property is used 100% for pollution control and is installed to meet or exceed federal or state regulations: Sedimentation and erosion controls consisting of slope breakers, silt fences, sedimentation barriers, staked hay or straw bales, matting and diking. | 2022-01-03 | 3321326 | 100
24029 | T1 | RED RIVER PIPELINE COMPANY LLC | RED RIVER PIPELINE SEGMENT IN WOOD COUNTY | RED RIVER PIPELINE SEGMENT IN WOOD COUNTY | Wood County | TX | 75783 | WOOD | CN605965821 | RN111391264 | Sedimentation and erosion controls consisting of slope breakers, silt fences, sedimentation barriers, staked hay or straw bales, matting and diking. | The following property is used 100% for pollution control and is installed to meet or exceed federal or state regulations: Sedimentation and erosion controls consisting of slope breakers, silt fences, sedimentation barriers, staked hay or straw bales, matting and diking. | 2022-01-03 | 3828196 | 100
24030 | T1 | RED RIVER PIPELINE COMPANY LLC | RED RIVER PIPELINE SEGMENT IN SMITH COUNTY | RED RIVER PIPELINE SEGMENT IN SMITH COUNTY | Smith County | TX | 75701 | SMITH | CN605965821 | RN111391272 | Sedimentation and erosion controls consisting of slope breakers, silt fences, sedimentation barriers, staked hay or straw bales, matting and diking. | The following property is used 100% for pollution control and is installed to meet or exceed federal or state regulations: Sedimentation and erosion controls consisting of slope breakers, silt fences, sedimentation barriers, staked hay or straw bales, matting and diking. | 2022-01-03 | 1422515 | 100
24031 | T1 | RED RIVER PIPELINE COMPANY LLC | RED RIVER PIPELINE SEGMENT IN RAINS COUNTY | RED RIVER PIPELINE SEGMENT IN RAINS COUNTY | Rains County | TX | 75440 | RAINS | CN605965821 | RN111391280 | Sedimentation and erosion controls consisting of slope breakers, silt fences, sedimentation barriers, staked hay or straw bales, matting and diking. | The following property is used 100% for pollution control and is installed to meet or exceed federal or state regulations: Sedimentation and erosion controls consisting of slope breakers, silt fences, sedimentation barriers, staked hay or straw bales, matting and diking. | 2022-01-03 | 1473011 | 100
24032 | T1 | RED RIVER PIPELINE COMPANY LLC | RED RIVER PIPELINE SEGMENT IN HUNT COUNTY | RED RIVER PIPELINE SEGMENT IN HUNT COUNTY | Hunt County | TX | 75401 | HUNT | CN605965821 | RN111391298 | Sedimentation and erosion controls consisting of slope breakers, silt fences, sedimentation barriers, staked hay or straw bales, matting and diking. | The following property is used 100% for pollution control and is installed to meet or exceed federal or state regulations: Sedimentation and erosion controls consisting of slope breakers, silt fences, sedimentation barriers, staked hay or straw bales, matting and diking. | 2022-01-03 | 3139888 | 100
24033 | T1 | RED RIVER PIPELINE COMPANY LLC | RED RIVER PIPELINE SEGMENT IN HOPKINS COUNTY | RED RIVER PIPELINE SEGMENT IN HOPKINS COUNTY | Hopkins County | TX | 75482 | HOPKINS | CN605965821 | RN111391306 | Sedimentation and erosion controls consisting of slope breakers, silt fences, sedimentation barriers, staked hay or straw bales, matting and diking. | The following property is used 100% for pollution control and is installed to meet or exceed federal or state regulations: Sedimentation and erosion controls consisting of slope breakers, silt fences, sedimentation barriers, staked hay or straw bales, matting and diking. | 2022-01-03 | 1120210 | 100
24034 | T1 | RED RIVER PIPELINE COMPANY LLC | RED RIVER PIPELINE SEGMENT IN GREGG COUNTY | RED RIVER PIPELINE SEGMENT IN GREGG COUNTY | Gregg County | TX | 75601 | GREGG | CN605965821 | RN111391314 | Sedimentation and erosion controls consisting of slope breakers, silt fences, sedimentation barriers, staked hay or straw bales, matting and diking. | The following property is used 100% for pollution control and is installed to meet or exceed federal or state regulations: Sedimentation and erosion controls consisting of slope breakers, silt fences, sedimentation barriers, staked hay or straw bales, matting and diking. | 2022-01-03 | 931710 | 100
24035 | T1 | RED RIVER PIPELINE COMPANY LLC | RED RIVER PIPELINE SEGMENT IN GRAYSON COUNTY | RED RIVER PIPELINE SEGMENT IN GRAYSON COUNTY | Grayson County | TX | 75090 | GRAYSON | CN605965821 | RN111391322 | Sedimentation and erosion controls consisting of slope breakers, silt fences, sedimentation barriers, staked hay or straw bales, matting and diking. | The following property is used 100% for pollution control and is installed to meet or exceed federal or state regulations: Sedimentation and erosion controls consisting of slope breakers, silt fences, sedimentation barriers, staked hay or straw bales, matting and diking. | 2022-01-03 | 3937578 | 100
24036 | T1 | RED RIVER PIPELINE COMPANY LLC | RED RIVER PIPELINE SEGMENT IN FANNIN COUNTY | RED RIVER PIPELINE SEGMENT IN FANNIN COUNTY | Fannin County | TX | 75418 | FANNIN | CN605965821 | RN111391330 | Sedimentation and erosion controls consisting of slope breakers, silt fences, sedimentation barriers, staked hay or straw bales, matting and diking. | The following property is used 100% for pollution control and is installed to meet or exceed federal or state regulations: Sedimentation and erosion controls consisting of slope breakers, silt fences, sedimentation barriers, staked hay or straw bales, matting and diking. | 2022-01-03 | 1031168 | 100
24037 | T1 | PLAINS ORYX PERMIAN BASIN PIPELINE LLC | ALPHA GATHERING PIPELINE SEGMENT IN WINKLER COUNTY | ALPHA GATHERING PIPELINE SEGMENT IN WINKLER COUNTY | Winkler County | TX | 79754 | WINKLER | CN605965797 | RN111391363 | Sedimentation and erosion controls consisting of slope breakers, silt fences, sedimentation barriers, staked hay or straw bales, matting and diking. | The following property is used 100% for pollution control and is installed to meet or exceed federal or state regulations: Sedimentation and erosion controls consisting of slope breakers, silt fences, sedimentation barriers, staked hay or straw bales, matting and diking. | 2022-01-03 | 2293560 | 100
24038 | T1 | PLAINS ORYX PERMIAN BASIN PIPELINE LLC | SUNRISE PIPELINE SEGMENT IN HOWARD COUNTY | SUNRISE PIPELINE SEGMENT IN HOWARD COUNTY | Howard County | TX | 79720 | HOWARD | CN605965797 | RN111391389 | Sedimentation and erosion controls consisting of slope breakers, silt fences, sedimentation barriers, staked hay or straw bales, matting and diking. | The following property is used 100% for pollution control and is installed to meet or exceed federal or state regulations: Sedimentation and erosion controls consisting of slope breakers, silt fences, sedimentation barriers, staked hay or straw bales, matting and diking. | 2022-01-03 | 4767238 | 100
24039 | T1 | PLAINS ORYX PERMIAN BASIN PIPELINE LLC | SUNRISE PIPELINE SEGMENT IN MARTIN COUNTY | SUNRISE PIPELINE SEGMENT IN MARTIN COUNTY | Martin County | TX | 79782 | MARTIN | CN605965797 | RN111391397 | Sedimentation and erosion controls consisting of slope breakers, silt fences, sedimentation barriers, staked hay or straw bales, matting and diking. | The following property is used 100% for pollution control and is installed to meet or exceed federal or state regulations: Sedimentation and erosion controls consisting of slope breakers, silt fences, sedimentation barriers, staked hay or straw bales, matting and diking. | 2022-01-06 | 982797 | 100
24040 | T1 | PLAINS ORYX PERMIAN BASIN PIPELINE LLC | SUNRISE PIPELINE SEGMENT IN MIDLAND COUNTY | SUNRISE PIPELINE SEGMENT IN MIDLAND COUNTY | Midland County | TX | 79701 | MIDLAND | CN605965797 | RN111391405 | Sedimentation and erosion controls consisting of slope breakers, silt fences, sedimentation barriers, staked hay or straw bales, matting and diking. | The following property is used 100% for pollution control and is installed to meet or exceed federal or state regulations: Sedimentation and erosion controls consisting of slope breakers, silt fences, sedimentation barriers, staked hay or straw bales, matting and diking. | 2022-01-06 | 1862815 | 100
24041 | T1 | PLAINS ORYX PERMIAN BASIN PIPELINE LLC | SUNRISE PIPELINE SEGMENT IN MITCHELL COUNTY | SUNRISE PIPELINE SEGMENT IN MITCHELL COUNTY | Mitchell County | TX | 79512 | MITCHELL | CN605965797 | RN111391413 | Sedimentation and erosion controls consisting of slope breakers, silt fences, sedimentation barriers, staked hay or straw bales, matting and diking. | The following property is used 100% for pollution control and is installed to meet or exceed federal or state regulations: Sedimentation and erosion controls consisting of slope breakers, silt fences, sedimentation barriers, staked hay or straw bales, matting and diking. | 2022-01-06 | 2579487 | 100
24042 | T1 | PLAINS ORYX PERMIAN BASIN PIPELINE LLC | SUNRISE PIPELINE SEGMENT IN SCURRY COUNTY | SUNRISE PIPELINE SEGMENT IN SCURRY COUNTY | Scurry County | TX | 79549 | SCURRY | CN605965797 | RN111391421 | Sedimentation and erosion controls consisting of slope breakers, silt fences, sedimentation barriers, staked hay or straw bales, matting and diking. | The following property is used 100% for pollution control and is installed to meet or exceed federal or state regulations: Sedimentation and erosion controls consisting of slope breakers, silt fences, sedimentation barriers, staked hay or straw bales, matting and diking. | 2022-01-06 | 62834 | 100
24043 | T1 | PLAINS ORYX PERMIAN BASIN PIPELINE LLC | WINK TO MCCAMEY PIPELINE SEGMENT IN WINKLER COUNTY | WINK TO MCCAMEY PIPELINE SEGMENT IN WINKLER COUNTY | Winkler County | TX | 79745 | WINKLER | CN605965797 | RN111391470 | Sedimentation and erosion controls consisting of slope breakers, silt fences, sedimentation barriers, staked hay or straw bales, matting and diking. | The following property is used 100% for pollution control and is installed to meet or exceed federal or state regulations: Sedimentation and erosion controls consisting of slope breakers, silt fences, sedimentation barriers, staked hay or straw bales, matting and diking. | 2022-01-06 | 2675131 | 100
24044 | T1 | PLAINS ORYX PERMIAN BASIN PIPELINE LLC | WINK TO MCCAMEY PIPELINE SEGMENT IN WARD COUNTY | WINK TO MCCAMEY PIPELINE SEGMENT IN WARD COUNTY | Ward County | TX | 79756 | WARD | CN605965797 | RN111391488 | Sedimentation and erosion controls consisting of slope breakers, silt fences, sedimentation barriers, staked hay or straw bales, matting and diking. | The following property is used 100% for pollution control and is installed to meet or exceed federal or state regulations: Sedimentation and erosion controls consisting of slope breakers, silt fences, sedimentation barriers, staked hay or straw bales, matting and diking. | 2022-01-06 | 2259819 | 100
24045 | T1 | PLAINS ORYX PERMIAN BASIN PIPELINE LLC | WINK TO MCCAMEY PIPELINE SEGMENT IN UPTON COUNTY | WINK TO MCCAMEY PIPELINE SEGMENT IN UPTON COUNTY | Upton County | TX | 79778 | UPTON | CN605965797 | RN111391496 | Sedimentation and erosion controls consisting of slope breakers, silt fences, sedimentation barriers, staked hay or straw bales, matting and diking. | The following property is used 100% for pollution control and is installed to meet or exceed federal or state regulations: Sedimentation and erosion controls consisting of slope breakers, silt fences, sedimentation barriers, staked hay or straw bales, matting and diking. | 2022-01-06 | 1347369 | 100
24046 | T1 | PLAINS ORYX PERMIAN BASIN PIPELINE LLC | WINK TO MCCAMEY PIPELINE SEGMENT IN CRANE COUNTY | WINK TO MCCAMEY PIPELINE SEGMENT IN CRANE COUNTY | Crane County | TX | 79731 | CRANE | CN605965797 | RN111391504 | Sedimentation and erosion controls consisting of slope breakers, silt fences, sedimentation barriers, staked hay or straw bales, matting and diking. | The following property is used 100% for pollution control and is installed to meet or exceed federal or state regulations: Sedimentation and erosion controls consisting of slope breakers, silt fences, sedimentation barriers, staked hay or straw bales, matting and diking. | 2022-01-06 | 5515305 | 100
24047 | T1 | PLAINS ORYX PERMIAN BASIN PIPELINE LLC | STATELINE PIPELINE SEGMENT IN CULBERSON COUNTY | STATELINE PIPELINE SEGMENT IN CULBERSON COUNTY | Culberson County | TX | 79855 | CULBERSON | CN605965797 | RN111391512 | Sedimentation and erosion controls consisting of slope breakers, silt fences, sedimentation barriers, staked hay or straw bales, matting and diking. | The following property is used 100% for pollution control and is installed to meet or exceed federal or state regulations: Sedimentation and erosion controls consisting of slope breakers, silt fences, sedimentation barriers, staked hay or straw bales, matting and diking. | 2022-01-06 | 2472028 | 100
24048 | T1 | PLAINS ORYX PERMIAN BASIN PIPELINE LLC | STATELINE PIPELINE SEGMENT IN WINKLER COUNTY | STATELINE PIPELINE SEGMENT IN WINKLER COUNTY | Winkler County | TX | 79745 | WINKLER | CN605965797 | RN111391520 | Sedimentation and erosion controls consisting of slope breakers, silt fences, sedimentation barriers, staked hay or straw bales, matting and diking. | The following property is used 100% for pollution control and is installed to meet or exceed federal or state regulations: Sedimentation and erosion controls consisting of slope breakers, silt fences, sedimentation barriers, staked hay or straw bales, matting and diking. | 2022-01-06 | 3456906 | 100
24049 | T1 | PLAINS ORYX PERMIAN BASIN PIPELINE LLC | STATELINE PIPELINE SEGMENT IN REEVES COUNTY | STATELINE PIPELINE SEGMENT IN REEVES COUNTY | Reeves County | TX | 79772 | REEVES | CN605965797 | RN111391546 | Sedimentation and erosion controls consisting of slope breakers, silt fences, sedimentation barriers, staked hay or straw bales, matting and diking. | The following property is used 100% for pollution control and is installed to meet or exceed federal or state regulations: Sedimentation and erosion controls consisting of slope breakers, silt fences, sedimentation barriers, staked hay or straw bales, matting and diking. | 2022-01-06 | 2218136 | 100
24050 | T1 | PLAINS ORYX PERMIAN BASIN PIPELINE LLC | STATELINE PIPELINE SEGMENT IN LOVING COUNTY | STATELINE PIPELINE SEGMENT IN LOVING COUNTY | Loving County | TX | 79754 | LOVING | CN605965797 | RN111391553 | Sedimentation and erosion controls consisting of slope breakers, silt fences, sedimentation barriers, staked hay or straw bales, matting and diking. | The following property is used 100% for pollution control and is installed to meet or exceed federal or state regulations: Sedimentation and erosion controls consisting of slope breakers, silt fences, sedimentation barriers, staked hay or straw bales, matting and diking. | 2022-01-06 | 11696615 | 100
24051 | T1 | PLAINS ORYX PERMIAN BASIN PIPELINE LLC | BONE SPRING PIPELINE SEGMENT IN REEVES COUNTY | BONE SPRING PIPELINE SEGMENT IN REEVES COUNTY | Reeves County | TX | 79772 | REEVES | CN605965797 | RN111391561 | Sedimentation and erosion controls consisting of slope breakers, silt fences, sedimentation barriers, staked hay or straw bales, matting and diking. | The following property is used 100% for pollution control and is installed to meet or exceed federal or state regulations: Sedimentation and erosion controls consisting of slope breakers, silt fences, sedimentation barriers, staked hay or straw bales, matting and diking. | 2022-01-07 | 4103960 | 100
24052 | T1 | PLAINS ORYX PERMIAN BASIN PIPELINE LLC | BONE SPRING PIPELINE SEGMENT IN CULBERSON COUNTY | BONE SPRING PIPELINE SEGMENT IN CULBERSON COUNTY | Culberson County | TX | 79855 | CULBERSON | CN605965797 | RN111391579 | Sedimentation and erosion controls consisting of slope breakers, silt fences, sedimentation barriers, staked hay or straw bales, matting and diking. | The following property is used 100% for pollution control and is installed to meet or exceed federal or state regulations: Sedimentation and erosion controls consisting of slope breakers, silt fences, sedimentation barriers, staked hay or straw bales, matting and diking. | 2022-01-07 | 1881677 | 100
24053 | T1 | PLAINS ORYX PERMIAN BASIN PIPELINE LLC | BONE SPRING PIPELINE SEGMENT IN WARD COUNTY | BONE SPRING PIPELINE SEGMENT IN WARD COUNTY | Ward County | TX | 79756 | WARD | CN605965797 | RN111391587 | Sedimentation and erosion controls consisting of slope breakers, silt fences, sedimentation barriers, staked hay or straw bales, matting and diking. | The following property is used 100% for pollution control and is installed to meet or exceed federal or state regulations: Sedimentation and erosion controls consisting of slope breakers, silt fences, sedimentation barriers, staked hay or straw bales, matting and diking. | 2022-02-17 | 4196004 | 100
24054 | T1 | PLAINS ORYX PERMIAN BASIN PIPELINE LLC | BONE SPRING PIPELINE SEGMENT IN LOVING COUNTY | BONE SPRING PIPELINE SEGMENT IN LOVING COUNTY | Loving County | TX | 79754 | LOVING | CN605965797 | RN111391595 | Sedimentation and erosion controls consisting of slope breakers, silt fences, sedimentation barriers, staked hay or straw bales, matting and diking. | The following property is used 100% for pollution control and is installed to meet or exceed federal or state regulations: Sedimentation and erosion controls consisting of slope breakers, silt fences, sedimentation barriers, staked hay or straw bales, matting and diking. | 2022-02-22 | 7503452 | 100
24055 | T1 | PLAINS ORYX PERMIAN BASIN PIPELINE LLC | BONE SPRING PIPELINE SEGMENT IN WINKLER COUNTY | BONE SPRING PIPELINE SEGMENT IN WINKLER COUNTY | Winkler County | TX | 79745 | WINKLER | CN605965797 | RN111391603 | Sedimentation and erosion controls consisting of slope breakers, silt fences, sedimentation barriers, staked hay or straw bales, matting and diking. | The following property is used 100% for pollution control and is installed to meet or exceed federal or state regulations: Sedimentation and erosion controls consisting of slope breakers, silt fences, sedimentation barriers, staked hay or straw bales, matting and diking. | 2022-02-15 | 3057173 | 100
24056 | T1 | CADDO PIPELINE LLC | CADDO PIPELINE SEGMENT IN RUSK COUNTY | CADDO PIPELINE SEGMENT IN RUSK COUNTY | Rusk County | TX | 75652 | RUSK | CN605965813 | RN111391652 | Sedimentation and erosion controls consisting of slope breakers, silt fences, sedimentation barriers, staked hay or straw bales, matting and diking. | The following property is used 100% for pollution control and is installed to meet or exceed federal or state regulations: Sedimentation and erosion controls consisting of slope breakers, silt fences, sedimentation barriers, staked hay or straw bales, matting and diking. | 2022-01-07 | 448700 | 100
24057 | T1 | CADDO PIPELINE LLC | CADDO PIPELINE SEGMENT IN PANOLA COUNTY | CADDO PIPELINE SEGMENT IN PANOLA COUNTY | Panola County | TX | 75633 | PANOLA | CN605965813 | RN111391660 | Sedimentation and erosion controls consisting of slope breakers, silt fences, sedimentation barriers, staked hay or straw bales, matting and diking. | The following property is used 100% for pollution control and is installed to meet or exceed federal or state regulations: Sedimentation and erosion controls consisting of slope breakers, silt fences, sedimentation barriers, staked hay or straw bales, matting and diking. | 2022-01-12 | 2505561 | 100
24058 | T1 | CADDO PIPELINE LLC | CADDO PIPELINE SEGMENT IN HARRISON COUNTY | CADDO PIPELINE SEGMENT IN HARRISON COUNTY | Harrison County | TX | 75670 | HARRISON | CN605965813 | RN111391678 | Sedimentation and erosion controls consisting of slope breakers, silt fences, sedimentation barriers, staked hay or straw bales, matting and diking. | The following property is used 100% for pollution control and is installed to meet or exceed federal or state regulations: Sedimentation and erosion controls consisting of slope breakers, silt fences, sedimentation barriers, staked hay or straw bales, matting and diking. | 2022-01-12 | 426327 | 100
24059 | T1 | PLAINS PIPELINE LP | CACTUS PIPELINE SEGMENT IN ZAVALA COUNTY | CACTUS PIPELINE SEGMENT IN ZAVALA COUNTY | Zavala County | TX | 78839 | ZAVALA | CN601440852 | RN111392148 | Sedimentation and erosion controls consisting of slope breakers, silt fences, sedimentation barriers, staked hay or straw bales, matting and diking. | The following property is used 100% for pollution control and is installed to meet or exceed federal or state regulations: Sedimentation and erosion controls consisting of slope breakers, silt fences, sedimentation barriers, staked hay or straw bales, matting and diking. | 2022-02-08 | 6179193 | 100
24060 | T1 | CHEVRON PHILLIPS CHEMICAL COMPANY LP | BORGER PLANT | SPUR 119 EAST | Hutchinson County | TX | 79008 | HUTCHINSON | CN600303614 | RN102320850 | 40-yard recycling compactor | NOD Response not received | 2022-02-02 | 100000 | 100
24061 | T1 | SUNRISE PIPELINE LLC | SUNRISE II PIPELINE SEGMENT IN ARCHER COUNTY | SUNRISE II PIPELINE SEGMENT IN ARCHER COUNTY | Archer County | TX | 76351 | ARCHER | CN605966282 | RN111392197 | Sedimentation and erosion controls consisting of slope breakers, silt fences, sedimentation barriers, staked hay or straw bales, matting and diking. | The following property is used 100% for pollution control and is installed to meet or exceed federal or state regulations: Sedimentation and erosion controls consisting of slope breakers, silt fences, sedimentation barriers, staked hay or straw bales, matting and diking. | 2022-01-12 | 4747276 | 100
24062 | T1 | SUNRISE PIPELINE LLC | SUNRISE II PIPELINE SEGMENT IN WICHITA COUNTY | SUNRISE II PIPELINE SEGMENT IN WICHITA COUNTY | Wichita County | TX | 76301 | WICHITA | CN605966282 | RN111392239 | Sedimentation and erosion controls consisting of slope breakers, silt fences, sedimentation barriers, staked hay or straw bales, matting and diking. | The following property is used 100% for pollution control and is installed to meet or exceed federal or state regulations: Sedimentation and erosion controls consisting of slope breakers, silt fences, sedimentation barriers, staked hay or straw bales, matting and diking. | 2022-01-12 | 878119 | 100
24063 | T1 | SUNRISE PIPELINE LLC | SUNRISE II PIPELINE SEGMENT IN THROCKMORTON COUNTY | SUNRISE II PIPELINE SEGMENT IN THROCKMORTON COUNTY | Throckmorton County | TX | 76483 | THROCKMORTON | CN605966282 | RN111392247 | Sedimentation and erosion controls consisting of slope breakers, silt fences, sedimentation barriers, staked hay or straw bales, matting and diking. | The following property is used 100% for pollution control and is installed to meet or exceed federal or state regulations: Sedimentation and erosion controls consisting of slope breakers, silt fences, sedimentation barriers, staked hay or straw bales, matting and diking. | 2022-01-12 | 523657 | 100
24064 | T1 | SUNRISE PIPELINE LLC | SUNRISE II PIPELINE SEGMENT IN STONEWALL COUNTY | SUNRISE II PIPELINE SEGMENT IN STONEWALL COUNTY | Stonewall County | TX | 79502 | STONEWALL | CN605966282 | RN111392254 | Sedimentation and erosion controls consisting of slope breakers, silt fences, sedimentation barriers, staked hay or straw bales, matting and diking. | The following property is used 100% for pollution control and is installed to meet or exceed federal or state regulations: Sedimentation and erosion controls consisting of slope breakers, silt fences, sedimentation barriers, staked hay or straw bales, matting and diking. | 2022-01-12 | 1731736 | 100
24065 | T1 | SUNRISE PIPELINE LLC | SUNRISE II PIPELINE SEGMENT IN SCURRY COUNTY | SUNRISE II PIPELINE SEGMENT IN SCURRY COUNTY | Scurry County | TX | 79549 | SCURRY | CN605966282 | RN111392262 | Sedimentation and erosion controls consisting of slope breakers, silt fences, sedimentation barriers, staked hay or straw bales, matting and diking. | The following property is used 100% for pollution control and is installed to meet or exceed federal or state regulations: Sedimentation and erosion controls consisting of slope breakers, silt fences, sedimentation barriers, staked hay or straw bales, matting and diking. | 2022-01-20 | 2601555 | 100
24066 | T1 | SUNRISE PIPELINE LLC | SUNRISE II PIPELINE SEGMENT IN MITCHELL COUNTY | SUNRISE II PIPELINE SEGMENT IN MITCHELL COUNTY | Mitchell County | TX | 79512 | MITCHELL | CN605966282 | RN111392270 | Sedimentation and erosion controls consisting of slope breakers, silt fences, sedimentation barriers, staked hay or straw bales, matting and diking. | The following property is used 100% for pollution control and is installed to meet or exceed federal or state regulations: Sedimentation and erosion controls consisting of slope breakers, silt fences, sedimentation barriers, staked hay or straw bales, matting and diking. | 2022-01-20 | 2846629 | 100
24067 | T1 | SUNRISE PIPELINE LLC | SUNRISE II PIPELINE SEGMENT IN MIDLAND COUNTY | SUNRISE II PIPELINE SEGMENT IN MIDLAND COUNTY | Midland County | TX | 79701 | MIDLAND | CN605966282 | RN111392296 | Sedimentation and erosion controls consisting of slope breakers, silt fences, sedimentation barriers, staked hay or straw bales, matting and diking. | The following property is used 100% for pollution control and is installed to meet or exceed federal or state regulations: Sedimentation and erosion controls consisting of slope breakers, silt fences, sedimentation barriers, staked hay or straw bales, matting and diking. | 2022-01-20 | 1903407 | 100
24068 | T1 | SUNRISE PIPELINE LLC | SUNRISE II PIPELINE SEGMENT IN MARTIN COUNTY | SUNRISE II PIPELINE SEGMENT IN MARTIN COUNTY | Martin County | TX | 79782 | MARTIN | CN605966282 | RN111392304 | Sedimentation and erosion controls consisting of slope breakers, silt fences, sedimentation barriers, staked hay or straw bales, matting and diking. | The following property is used 100% for pollution control and is installed to meet or exceed federal or state regulations: Sedimentation and erosion controls consisting of slope breakers, silt fences, sedimentation barriers, staked hay or straw bales, matting and diking. | 2022-01-20 | 1134666 | 100
24069 | T1 | SUNRISE PIPELINE LLC | SUNRISE II PIPELINE SEGMENT IN HOWARD COUNTY | SUNRISE II PIPELINE SEGMENT IN HOWARD COUNTY | Howard County | TX | 79720 | HOWARD | CN605966282 | RN111392312 | Sedimentation and erosion controls consisting of slope breakers, silt fences, sedimentation barriers, staked hay or straw bales, matting and diking. | The following property is used 100% for pollution control and is installed to meet or exceed federal or state regulations: Sedimentation and erosion controls consisting of slope breakers, silt fences, sedimentation barriers, staked hay or straw bales, matting and diking. | 2022-01-20 | 5577169 | 100
24070 | T1 | SUNRISE PIPELINE LLC | SUNRISE II PIPELINE SEGMENT IN HASKELL COUNTY | SUNRISE II PIPELINE SEGMENT IN HASKELL COUNTY | Haskell County | TX | 79521 | HASKELL | CN605966282 | RN111392320 | Sedimentation and erosion controls consisting of slope breakers, silt fences, sedimentation barriers, staked hay or straw bales, matting and diking. | The following property is used 100% for pollution control and is installed to meet or exceed federal or state regulations: Sedimentation and erosion controls consisting of slope breakers, silt fences, sedimentation barriers, staked hay or straw bales, matting and diking. | 2022-02-15 | 5464874 | 100
24071 | T1 | SUNRISE PIPELINE LLC | SUNRISE II PIPELINE SEGMENT IN FISHER COUNTY | SUNRISE II PIPELINE SEGMENT IN FISHER COUNTY | Fisher County | TX | 79543 | FISHER | CN605966282 | RN111392338 | Sedimentation and erosion controls consisting of slope breakers, silt fences, sedimentation barriers, staked hay or straw bales, matting and diking. | The following property is used 100% for pollution control and is installed to meet or exceed federal or state regulations: Sedimentation and erosion controls consisting of slope breakers, silt fences, sedimentation barriers, staked hay or straw bales, matting and diking. | 2022-01-20 | 4723609 | 100
24072 | T1 | SUNRISE PIPELINE LLC | SUNRISE II PIPELINE SEGMENT IN BAYLOR COUNTY | SUNRISE II PIPELINE SEGMENT IN BAYLOR COUNTY | Baylor County | TX | 76380 | BAYLOR | CN605966282 | RN111392346 | Sedimentation and erosion controls consisting of slope breakers, silt fences, sedimentation barriers, staked hay or straw bales, matting and diking. | The following property is used 100% for pollution control and is installed to meet or exceed federal or state regulations: Sedimentation and erosion controls consisting of slope breakers, silt fences, sedimentation barriers, staked hay or straw bales, matting and diking. | 2022-01-20 | 4483716 | 100
24073 | T1 | CHEVRON PHILLIPS CHEMICAL COMPANY LP | BORGER PLANT | SPUR 119 EAST | Hutchinson County | TX | 79008 | HUTCHINSON | CN600303614 | RN102320850 | C-Battery atmospheric relief system upgrade | The following property is used 100% for pollution control and is installed to meet or exceed federal or state regulations: 15 relief valves in the C-Battery Tanks in East Commercial Products Unit. | 2022-01-06 | 2209040 | 100
24074 | T1 | CHEVRON PHILLIPS CHEMICAL COMPANY LP | BORGER PLANT | SPUR 119 EAST | Hutchinson County | TX | 79008 | HUTCHINSON | CN600303614 | RN102320850 | 15 relief valves in the C-Battery Tanks in East Commercial Products Unit. | The following property is used 100% for pollution control and is installed to meet or exceed federal or state regulations: 12 relief valves in the Multi-Purpose Unit. | 2022-01-06 | 1275456 | 100
24075 | T1 | CHEVRON PHILLIPS CHEMICAL COMPANY LP | SWEENY OLD OCEAN FACILITIES | 21441 LOOP 419 | SWEENY | TX | 77480 | BRAZORIA | CN600303614 | RN100825249 | Control valve, piping, and instrumentation from the Isobutane-Nitrogen Recovery Unit to the low-pressure flare. | The following property is used 100% for pollution control and is installed to meet or exceed federal or state regulations: Control valve, piping, and instrumentation from the Isobutane-Nitrogen Recovery Unit to the low-pressure flare. | 2022-02-15 | 395000 | 100
24076 | T1 | CHEVRON PHILLIPS CHEMICAL COMPANY LP | SWEENY OLD OCEAN FACILITIES | 21441 LOOP 419 | SWEENY | TX | 77480 | BRAZORIA | CN600303614 | RN100825249 | Continuous emission monitor analyzers consisting of analyzer house, analyzer probes, and fiber optic wiring for eight ethylene cracking furnaces and one gas turbine for Unit 22. | The following property is used 100% for pollution control and is installed to meet or exceed federal or state regulations: Continuous emission monitor analyzers consisting of analyzer house, analyzer probes, and fiber optic wiring for eight ethylene cracking furnaces and one gas turbine for Unit 22. | 2022-01-03 | 1547424 | 100
24077 | T1 | CADDO PIPELINE LLC | CADDO PIPELINE SEGMENT IN RUSK COUNTY | CADDO PIPELINE SEGMENT IN RUSK COUNTY | Rusk County | TX | 75652 | RUSK | CN605965813 | RN111391652 | Pipeline coating and cathodic protection on the Caddo Pipeline Segment in Rusk County. | The following property is used 100% for pollution control to meet or exceed federal or state regulations: Pipeline coating and cathodic protection on the Caddo Pipeline Segment in Rusk County. | 2022-01-06 | 96081 | 100
24078 | T1 | CADDO PIPELINE LLC | CADDO PIPELINE SEGMENT IN PANOLA COUNTY | CADDO PIPELINE SEGMENT IN PANOLA COUNTY | Panola County | TX | 75633 | PANOLA | CN605965813 | RN111391660 | Pipeline coating and cathodic protection on the Caddo Pipeline Segment in Panola County. | The following property is used 100% for pollution control to meet or exceed federal or state regulations: Pipeline coating and cathodic protection on the Caddo Pipeline Segment in Panola County. | 2022-01-06 | 536520 | 100
24079 | T1 | CADDO PIPELINE LLC | CADDO PIPELINE SEGMENT IN HARRISON COUNTY | CADDO PIPELINE SEGMENT IN HARRISON COUNTY | Harrison County | TX | 75670 | HARRISON | CN605965813 | RN111391678 | Pipeline coating and cathodic protection on the Caddo Pipeline Segment in Harrison County.\ | The following property is used 100% for pollution control to meet or exceed federal or state regulations: Pipeline coating and cathodic protection on the Caddo Pipeline Segment in Harrison County.\ | 2022-01-06 | 94810 | 100
24080 | T1 | CADDO PIPELINE LLC | CADDO PIPELINE SEGMENT IN GREGG COUNTY | CADDO PIPELINE SEGMENT IN GREGG COUNTY | Gregg County | TX | 75601 | GREGG | CN605965813 | RN111391116 | Pipeline coating and cathodic protection on the Caddo Pipeline Segment in Gregg County. | The following property is used 100% for pollution control to meet or exceed federal or state regulations: Pipeline coating and cathodic protection on the Caddo Pipeline Segment in Gregg County. | 2022-01-06 | 261175 | 100
24081 | T1 | CHEVRON PHILLIPS CHEMICAL COMPANY LP | PASADENA PLASTICS COMPLEX | 1400 JEFFERSON | PASADENA | TX | 77506 | HARRIS | CN600303614 | RN102018322 | Pond management and improvement project | NOD Response not received | 2022-02-02 | 2670000 | 100
24082 | T1 | RED RIVER PIPELINE COMPANY LLC | RED RIVER PIPELINE SEGMENT IN WOOD COUNTY | RED RIVER PIPELINE SEGMENT IN WOOD COUNTY | Wood County | TX | 75783 | WOOD | CN605965821 | RN111391264 | Pipeline coating and cathodic protection on the Red River Pipeline Segment in Wood County. | The following property is used 100% for pollution control to meet or exceed federal or state regulations: Pipeline coating and cathodic protection on the Red River Pipeline Segment in Wood County. | 2022-01-06 | 819738 | 100
24083 | T1 | RED RIVER PIPELINE COMPANY LLC | RED RIVER PIPELINE SEGMENT IN SMITH COUNTY | RED RIVER PIPELINE SEGMENT IN SMITH COUNTY | Smith County | TX | 75701 | SMITH | CN605965821 | RN111391272 | Pipeline coating and cathodic protection on the Red River Pipeline Segment in Smith County. | The following property is used 100% for pollution control to meet or exceed federal or state regulations: Pipeline coating and cathodic protection on the Red River Pipeline Segment in Smith County. | 2022-01-06 | 304605 | 100
24084 | T1 | RED RIVER PIPELINE COMPANY LLC | RED RIVER PIPELINE SEGMENT IN RAINS COUNTY | RED RIVER PIPELINE SEGMENT IN RAINS COUNTY | Rains County | TX | 75440 | RAINS | CN605965821 | RN111391280 | Pipeline coating and cathodic protection on the Red River Pipeline Segment in Rains County. | The following property is used 100% for pollution control to meet or exceed federal or state regulations: Pipeline coating and cathodic protection on the Red River Pipeline Segment in Rains County. | 2022-01-06 | 315418 | 100
24085 | T1 | RED RIVER PIPELINE COMPANY LLC | RED RIVER PIPELINE SEGMENT IN HUNT COUNTY | RED RIVER PIPELINE SEGMENT IN HUNT COUNTY | Hunt County | TX | 75401 | HUNT | CN605965821 | RN111391298 | Pipeline coating and cathodic protection on the Red River Pipeline Segment in Hunt County. | The following property is used 100% for pollution control to meet or exceed federal or state regulations: Pipeline coating and cathodic protection on the Red River Pipeline Segment in Hunt County. | 2022-01-06 | 672349 | 100
24086 | T1 | RED RIVER PIPELINE COMPANY LLC | RED RIVER PIPELINE SEGMENT IN HOPKINS COUNTY | RED RIVER PIPELINE SEGMENT IN HOPKINS COUNTY | Hopkins County | TX | 75482 | HOPKINS | CN605965821 | RN111391306 | Pipeline coating and cathodic protection on the Red River Pipeline Segment in Hopkins County. | The following property is used 100% for pollution control to meet or exceed federal or state regulations: Pipeline coating and cathodic protection on the Red River Pipeline Segment in Hopkins County. | 2022-01-06 | 239872 | 100
24087 | T1 | RED RIVER PIPELINE COMPANY LLC | RED RIVER PIPELINE SEGMENT IN GREGG COUNTY | RED RIVER PIPELINE SEGMENT IN GREGG COUNTY | Gregg County | TX | 75601 | GREGG | CN605965821 | RN111391314 | Pipeline coating and cathodic protection on the Red River Pipeline Segment in Gregg County. | The following property is used 100% for pollution control to meet or exceed federal or state regulations: Pipeline coating and cathodic protection on the Red River Pipeline Segment in Gregg County. | 2022-01-06 | 199509 | 100
24088 | T1 | RED RIVER PIPELINE COMPANY LLC | RED RIVER PIPELINE SEGMENT IN GRAYSON COUNTY | RED RIVER PIPELINE SEGMENT IN GRAYSON COUNTY | Grayson County | TX | 75090 | GRAYSON | CN605965821 | RN111391322 | Pipeline coating and cathodic protection on the Red River Pipeline Segment in Grayson County. | The following property is used 100% for pollution control to meet or exceed federal or state regulations: Pipeline coating and cathodic protection on the Red River Pipeline Segment in Grayson County. | 2022-01-06 | 843160 | 100
24089 | T1 | RED RIVER PIPELINE COMPANY LLC | RED RIVER PIPELINE SEGMENT IN FANNIN COUNTY | RED RIVER PIPELINE SEGMENT IN FANNIN COUNTY | Fannin County | TX | 75418 | FANNIN | CN605965821 | RN111391330 | Pipeline coating and cathodic protection on the Red River Pipeline Segment in Fannin County. | The following property is used 100% for pollution control to meet or exceed federal or state regulations: Pipeline coating and cathodic protection on the Red River Pipeline Segment in Fannin County. | 2022-01-07 | 220806 | 100
24090 | T1 | RED RIVER PIPELINE COMPANY LLC | RED RIVER PIPELINE SEGMENT IN COOKE COUNTY | RED RIVER PIPELINE SEGMENT IN COOKE COUNTY | Cooke County | TX | 76240 | COOKE | CN605965821 | RN111391124 | Pipeline coating and cathodic protection on the Red River Pipeline Segment in Cooke County. | The following property is used 100% for pollution control to meet or exceed federal or state regulations: Pipeline coating and cathodic protection on the Red River Pipeline Segment in Cooke County. | 2022-01-07 | 711201 | 100
24091 | T1 | PLAINS ORYX PERMIAN BASIN PIPELINE LLC | SUNRISE PIPELINE SEGMENT IN SCURRY COUNTY | SUNRISE PIPELINE SEGMENT IN SCURRY COUNTY | Scurry County | TX | 79549 | SCURRY | CN605965797 | RN111391421 | Pipeline coating and cathodic protection on the Sunrise Pipeline Segment in Scurry County. | The following property is used 100% for pollution control to meet or exceed federal or state regulations: Pipeline coating and cathodic protection on the Sunrise Pipeline Segment in Scurry County. | 2022-01-07 | 13455 | 100
24092 | T1 | PLAINS ORYX PERMIAN BASIN PIPELINE LLC | SUNRISE PIPELINE SEGMENT IN MITCHELL COUNTY | SUNRISE PIPELINE SEGMENT IN MITCHELL COUNTY | Mitchell County | TX | 79512 | MITCHELL | CN605965797 | RN111391413 | Pipeline coating and cathodic protection on the Sunrise Pipeline Segment in Mitchell County. | The following property is used 100% for pollution control to meet or exceed federal or state regulations: Pipeline coating and cathodic protection on the Sunrise Pipeline Segment in Mitchell County. | 2022-01-07 | 552350 | 100
24093 | T1 | PLAINS ORYX PERMIAN BASIN PIPELINE LLC | SUNRISE PIPELINE SEGMENT IN MIDLAND COUNTY | SUNRISE PIPELINE SEGMENT IN MIDLAND COUNTY | Midland County | TX | 79701 | MIDLAND | CN605965797 | RN111391405 | Pipeline coating and cathodic protection on the Sunrise Pipeline Segment in Midland County. | The following property is used 100% for pollution control to meet or exceed federal or state regulations: Pipeline coating and cathodic protection on the Sunrise Pipeline Segment in Midland County. | 2022-01-07 | 398887 | 100
24094 | T1 | PLAINS ORYX PERMIAN BASIN PIPELINE LLC | SUNRISE PIPELINE SEGMENT IN MARTIN COUNTY | SUNRISE PIPELINE SEGMENT IN MARTIN COUNTY | Martin County | TX | 79782 | MARTIN | CN605965797 | RN111391397 | Pipeline coating and cathodic protection on the Sunrise Pipeline Segment in Martin County. | The following property is used 100% for pollution control to meet or exceed federal or state regulations: Pipeline coating and cathodic protection on the Sunrise Pipeline Segment in Martin County. | 2022-01-07 | 210448 | 100
24095 | T1 | PLAINS ORYX PERMIAN BASIN PIPELINE LLC | SUNRISE PIPELINE SEGMENT IN HOWARD COUNTY | SUNRISE PIPELINE SEGMENT IN HOWARD COUNTY | Howard County | TX | 79720 | HOWARD | CN605965797 | RN111391389 | Pipeline coating and cathodic protection on the Sunrise Pipeline Segment in Howard County. | The following property is used 100% for pollution control to meet or exceed federal or state regulations: Pipeline coating and cathodic protection on the Sunrise Pipeline Segment in Howard County. | 2022-01-07 | 1020816 | 100
24096 | T1 | PLAINS ORYX PERMIAN BASIN PIPELINE LLC | WINK TO MCCAMEY PIPELINE SEGMENT IN WINKLER COUNTY | WINK TO MCCAMEY PIPELINE SEGMENT IN WINKLER COUNTY | Winkler County | TX | 79745 | WINKLER | CN605965797 | RN111391470 | Pipeline coating and cathodic protection on the Wink to McCamey Pipeline Segment in Winkler County. | The following property is used 100% for pollution control to meet or exceed federal or state regulations: Pipeline coating and cathodic protection on the Wink to McCamey Pipeline Segment in Winkler County. | 2022-01-12 | 572830 | 100
24097 | T1 | PLAINS ORYX PERMIAN BASIN PIPELINE LLC | WINK TO MCCAMEY PIPELINE SEGMENT IN WARD COUNTY | WINK TO MCCAMEY PIPELINE SEGMENT IN WARD COUNTY | Ward County | TX | 79756 | WARD | CN605965797 | RN111391488 | Pipeline coating and cathodic protection on the Wink to McCamey Pipeline Segment in Ward County. | The following property is used 100% for pollution control to meet or exceed federal or state regulations: Pipeline coating and cathodic protection on the Wink to McCamey Pipeline Segment in Ward County. | 2022-01-21 | 483899 | 100
24098 | T1 | CHEVRON PHILLIPS CHEMICAL COMPANY LP | PASADENA PLASTICS COMPLEX | 1400 JEFFERSON | PASADENA | TX | 77506 | HARRIS | CN600303614 | RN102018322 | Flare uninterruptable power supply (UPS) system consisting of 30KVA UPS, new UPS distribution panel, and bypass switch. | The following property is used 100% for pollution control and is installed to meet or exceed federal or state regulations: Flare uninterruptable power supply (UPS) system consisting of 30KVA UPS, new UPS distribution panel, and bypass switch. | 2022-01-03 | 253000 | 100
24099 | T1 | PLAINS ORYX PERMIAN BASIN PIPELINE LLC | WINK TO MCCAMEY PIPELINE SEGMENT IN UPTON COUNTY | WINK TO MCCAMEY PIPELINE SEGMENT IN UPTON COUNTY | Upton County | TX | 79778 | UPTON | CN605965797 | RN111391496 | Pipeline coating and cathodic protection on the Wink to McCamey Pipeline Segment in Upton County. | The following property is used 100% for pollution control to meet or exceed federal or state regulations: Pipeline coating and cathodic protection on the Wink to McCamey Pipeline Segment in Upton County. | 2022-01-12 | 288514 | 100
24100 | T1 | PLAINS ORYX PERMIAN BASIN PIPELINE LLC | WINK TO MCCAMEY PIPELINE SEGMENT IN CRANE COUNTY | WINK TO MCCAMEY PIPELINE SEGMENT IN CRANE COUNTY | Crane County | TX | 79731 | CRANE | CN605965797 | RN111391504 | Pipeline coating and cathodic protection on the Wink to McCamey Pipeline Segment in Crane County. | The following property is used 100% for pollution control to meet or exceed federal or state regulations: Pipeline coating and cathodic protection on the Wink to McCamey Pipeline Segment in Crane County. | 2022-01-12 | 1181001 | 100
24101 | T1 | PLAINS ORYX PERMIAN BASIN PIPELINE LLC | STATELINE PIPELINE SEGMENT IN CULBERSON COUNTY | STATELINE PIPELINE SEGMENT IN CULBERSON COUNTY | Culberson County | TX | 79855 | CULBERSON | CN605965797 | RN111391512 | Pipeline coating and cathodic protection on the Stateline Pipeline Segment in Culberson County. | The following property is used 100% for pollution control to meet or exceed federal or state regulations: Pipeline coating and cathodic protection on the Stateline Pipeline Segment in Culberson County. | 2022-01-12 | 529339 | 100
24102 | T1 | PLAINS ORYX PERMIAN BASIN PIPELINE LLC | STATELINE PIPELINE SEGMENT IN WINKLER COUNTY | STATELINE PIPELINE SEGMENT IN WINKLER COUNTY | Winkler County | TX | 79745 | WINKLER | CN605965797 | RN111391520 | Pipeline coating and cathodic protection on the Stateline Pipeline Segment in Winkler County. | The following property is used 100% for pollution control to meet or exceed federal or state regulations: Pipeline coating and cathodic protection on the Stateline Pipeline Segment in Winkler County. | 2022-01-12 | 740233 | 100
24103 | T1 | PLAINS ORYX PERMIAN BASIN PIPELINE LLC | STATELINE PIPELINE SEGMENT IN REEVES COUNTY | STATELINE PIPELINE SEGMENT IN REEVES COUNTY | Reeves County | TX | 79772 | REEVES | CN605965797 | RN111391546 | Pipeline coating and cathodic protection on the Stateline Pipeline Segment in Reeves County. | The following property is used 100% for pollution control to meet or exceed federal or state regulations: Pipeline coating and cathodic protection on the Stateline Pipeline Segment in Reeves County. | 2022-01-12 | 474973 | 100
24104 | T1 | PLAINS ORYX PERMIAN BASIN PIPELINE LLC | STATELINE PIPELINE SEGMENT IN LOVING COUNTY | STATELINE PIPELINE SEGMENT IN LOVING COUNTY | Loving County | TX | 79754 | LOVING | CN605965797 | RN111391553 | Pipeline coating and cathodic protection on the Stateline Pipeline Segment in Loving County. | The following property is used 100% for pollution control to meet or exceed federal or state regulations: Pipeline coating and cathodic protection on the Stateline Pipeline Segment in Loving County. | 2022-01-12 | 2504615 | 100
24105 | T1 | PLAINS ORYX PERMIAN BASIN PIPELINE LLC | BONE SPRING PIPELINE SEGMENT IN REEVES COUNTY | BONE SPRING PIPELINE SEGMENT IN REEVES COUNTY | Reeves County | TX | 79772 | REEVES | CN605965797 | RN111391561 | Pipeline coating and cathodic protection on the Bone Spring Pipeline Segment in Reeves County. | The following property is used 100% for pollution control to meet or exceed federal or state regulations: Pipeline coating and cathodic protection on the Bone Spring Pipeline Segment in Reeves County. | 2022-01-12 | 878787 | 100
24106 | T1 | PLAINS ORYX PERMIAN BASIN PIPELINE LLC | BONE SPRING PIPELINE SEGMENT IN CULBERSON COUNTY | BONE SPRING PIPELINE SEGMENT IN CULBERSON COUNTY | Culberson County | TX | 79855 | CULBERSON | CN605965797 | RN111391579 | Pipeline coating and cathodic protection on the Bone Spring Pipeline Segment in Culberson County. | The following property is used 100% for pollution control to meet or exceed federal or state regulations: Pipeline coating and cathodic protection on the Bone Spring Pipeline Segment in Culberson County. | 2022-01-12 | 402927 | 100
24107 | T1 | PLAINS ORYX PERMIAN BASIN PIPELINE LLC | BONE SPRING PIPELINE SEGMENT IN WARD COUNTY | BONE SPRING PIPELINE SEGMENT IN WARD COUNTY | Ward County | TX | 79756 | WARD | CN605965797 | RN111391587 | Pipeline coating and cathodic protection on the Bone Spring Pipeline Segment in Ward County. | The following property is used 100% for pollution control to meet or exceed federal or state regulations: Pipeline coating and cathodic protection on the Bone Spring Pipeline Segment in Ward County. | 2022-01-12 | 898497 | 100
24108 | T1 | PLAINS ORYX PERMIAN BASIN PIPELINE LLC | BONE SPRING PIPELINE SEGMENT IN LOVING COUNTY | BONE SPRING PIPELINE SEGMENT IN LOVING COUNTY | Loving County | TX | 79754 | LOVING | CN605965797 | RN111391595 | Pipeline coating and cathodic protection on the Bone Spring Pipeline Segment in Loving County. | The following property is used 100% for pollution control to meet or exceed federal or state regulations: Pipeline coating and cathodic protection on the Bone Spring Pipeline Segment in Loving County. | 2022-01-12 | 1606726 | 100
24109 | T1 | PLAINS ORYX PERMIAN BASIN PIPELINE LLC | BONE SPRING PIPELINE SEGMENT IN WINKLER COUNTY | BONE SPRING PIPELINE SEGMENT IN WINKLER COUNTY | Winkler County | TX | 79745 | WINKLER | CN605965797 | RN111391603 | Pipeline coating and cathodic protection on the Bone Spring Pipeline Segment in Winkler County. | The following property is used 100% for pollution control to meet or exceed federal or state regulations: Pipeline coating and cathodic protection on the Bone Spring Pipeline Segment in Winkler County. | 2022-01-12 | 654637 | 100
24110 | T1 | PLAINS ORYX PERMIAN BASIN PIPELINE LLC | ALPHA GATHERING PIPELINE SEGMENT IN WINKLER COUNTY | ALPHA GATHERING PIPELINE SEGMENT IN WINKLER COUNTY | Winkler County | TX | 79754 | WINKLER | CN605965797 | RN111391363 | Pipeline coating and cathodic protection on the Alpha Gathering Pipeline Segment in Winkler County. | The following property is used 100% for pollution control to meet or exceed federal or state regulations: Pipeline coating and cathodic protection on the Alpha Gathering Pipeline Segment in Winkler County. | 2022-02-10 | 491124 | 100
24111 | T1 | PLAINS ORYX PERMIAN BASIN PIPELINE LLC | ALPHA GATHERING PIPELINE SEGMENT IN LOVING COUNTY | ALPHA GATHERING PIPELINE SEGMENT IN LOVING COUNTY | Loving County | TX | 79754 | LOVING | CN605965797 | RN111390944 | Pipeline coating and cathodic protection on the Alpha Gathering Pipeline Segment in Loving County. | The following property is used 100% for pollution control to meet or exceed federal or state regulations: Pipeline coating and cathodic protection on the Alpha Gathering Pipeline Segment in Loving County. | 2022-02-10 | 272024 | 100
24112 | T1 | CHEVRON PHILLIPS CHEMICAL COMPANY LP | PASADENA PLASTICS COMPLEX | 1400 JEFFERSON | PASADENA | TX | 77506 | HARRIS | CN600303614 | RN102018322 | LG sonic ultrasound technology buoy in Ponds #2 and #4 consisting of pH and total suspended solids analyzers and algae control module; new meter station for Outfall 001 including flow meters, foundation, power poles, piping, controls, instrumentation, input/output cabinets, actuators, and communication and electrical supporting equipment; upstream pond mitigation consisting of Plant #8 process ditch grading, restoration, build-up of sides, concrete cloth lining, barricades, concrete in sloped areas and Outfall #2 debris removal, clay build-up around wingwall, and 60/40 dense stabilized sand; and replacement of 84” storm water line leading to the Storm Water Pond. | The following property is used 100% for pollution control and is installed to meet or exceed federal or state regulations: LG sonic ultrasound technology buoy in Ponds #2 and #4 consisting of pH and total suspended solids analyzers and algae control module; new meter station for Outfall 001 including flow meters, foundation, power poles, piping, controls, instrumentation, input/output cabinets, actuators, and communication and electrical supporting equipment; upstream pond mitigation consisting of Plant #8 process ditch grading, restoration, build-up of sides, concrete cloth lining, barricades, concrete in sloped areas and Outfall #2 debris removal, clay build-up around wingwall, and 60/40 dense stabilized sand; and replacement of 84” storm water line leading to the Storm Water Pond. | 1900-02-12 | 2120000 | 100
24113 | T1 | CHEVRON PHILLIPS CHEMICAL COMPANY LP | PASADENA PLASTICS COMPLEX | 1400 JEFFERSON | PASADENA | TX | 77506 | HARRIS | CN600303614 | RN102018322 | Spare continuous take off lines | NOD Response not received | 2022-03-21 | 660000 | 100
24114 | T1 | SUNRISE PIPELINE LLC | SUNRISE II PIPELINE SEGMENT IN WICHITA COUNTY | SUNRISE II PIPELINE SEGMENT IN WICHITA COUNTY | Wichita County | TX | 76301 | WICHITA | CN605966282 | RN111392239 | Pipeline coating and cathodic protection on the Sunrise II Pipeline Segment in Wichita County. | The following property is used 100% for pollution control to meet or exceed federal or state regulations: Pipeline coating and cathodic protection on the Sunrise II Pipeline Segment in Wichita County. | 2022-01-13 | 188033 | 100
24115 | T1 | SUNRISE PIPELINE LLC | SUNRISE II PIPELINE SEGMENT IN THROCKMORTON COUNTY | SUNRISE II PIPELINE SEGMENT IN THROCKMORTON COUNTY | Throckmorton County | TX | 76483 | THROCKMORTON | CN605966282 | RN111392247 | Pipeline coating and cathodic protection on the Sunrise II Pipeline Segment in Throckmorton County. | The following property is used 100% for pollution control to meet or exceed federal or state regulations: Pipeline coating and cathodic protection on the Sunrise II Pipeline Segment in Throckmorton County. | 2022-01-13 | 112131 | 100
24116 | T1 | SUNRISE PIPELINE LLC | SUNRISE II PIPELINE SEGMENT IN STONEWALL COUNTY | SUNRISE II PIPELINE SEGMENT IN STONEWALL COUNTY | Stonewall County | TX | 79502 | STONEWALL | CN605966282 | RN111392254 | Pipeline coating and cathodic protection on the Sunrise II Pipeline Segment in Stonewall County. | The following property is used 100% for pollution control to meet or exceed federal or state regulations: Pipeline coating and cathodic protection on the Sunrise II Pipeline Segment in Stonewall County. | 2022-01-13 | 370819 | 100
24117 | T1 | SUNRISE PIPELINE LLC | SUNRISE II PIPELINE SEGMENT IN SCURRY COUNTY | SUNRISE II PIPELINE SEGMENT IN SCURRY COUNTY | Scurry County | TX | 79549 | SCURRY | CN605966282 | RN111392262 | Pipeline coating and cathodic protection on the Sunrise II Pipeline Segment in Scurry County. | The following property is used 100% for pollution control to meet or exceed federal or state regulations: Pipeline coating and cathodic protection on the Sunrise II Pipeline Segment in Scurry County. | 2022-01-13 | 557075 | 100
24118 | T1 | SUNRISE PIPELINE LLC | SUNRISE II PIPELINE SEGMENT IN MITCHELL COUNTY | SUNRISE II PIPELINE SEGMENT IN MITCHELL COUNTY | Mitchell County | TX | 79512 | MITCHELL | CN605966282 | RN111392270 | Pipeline coating and cathodic protection on the Sunrise II Pipeline Segment in Mitchell County.The following property is used 100% for pollution control to meet or exceed federal or state regulations: Pipeline coating and cathodic protection on the Sunrise II Pipeline Segment in Mitchell County. | The following property is used 100% for pollution control to meet or exceed federal or state regulations: Pipeline coating and cathodic protection on the Sunrise II Pipeline Segment in Mitchell County.The following property is used 100% for pollution control to meet or exceed federal or state regulations: Pipeline coating and cathodic protection on the Sunrise II Pipeline Segment in Mitchell County. | 2022-01-13 | 609553 | 100
24119 | T1 | SUNRISE PIPELINE LLC | SUNRISE II PIPELINE SEGMENT IN MIDLAND COUNTY | SUNRISE II PIPELINE SEGMENT IN MIDLAND COUNTY | Midland County | TX | 79701 | MIDLAND | CN605966282 | RN111392296 | Pipeline coating and cathodic protection on the Sunrise II Pipeline Segment in Midland County. | The following property is used 100% for pollution control to meet or exceed federal or state regulations: Pipeline coating and cathodic protection on the Sunrise II Pipeline Segment in Midland County. | 2022-01-13 | 407580 | 100
24120 | T1 | SUNRISE PIPELINE LLC | SUNRISE II PIPELINE SEGMENT IN MARTIN COUNTY | SUNRISE II PIPELINE SEGMENT IN MARTIN COUNTY | Martin County | TX | 79782 | MARTIN | CN605966282 | RN111392304 | Pipeline coating and cathodic protection on the Sunrise II Pipeline Segment in Martin County. | The following property is used 100% for pollution control to meet or exceed federal or state regulations: Pipeline coating and cathodic protection on the Sunrise II Pipeline Segment in Martin County. | 2022-01-13 | 242968 | 100
24121 | T1 | SUNRISE PIPELINE LLC | SUNRISE II PIPELINE SEGMENT IN HOWARD COUNTY | SUNRISE II PIPELINE SEGMENT IN HOWARD COUNTY | Howard County | TX | 79720 | HOWARD | CN605966282 | RN111392312 | Pipeline coating and cathodic protection on the Sunrise II Pipeline Segment in Howard County. | The following property is used 100% for pollution control to meet or exceed federal or state regulations: Pipeline coating and cathodic protection on the Sunrise II Pipeline Segment in Howard County. | 2022-01-13 | 1194248 | 100
24122 | T1 | SUNRISE PIPELINE LLC | SUNRISE II PIPELINE SEGMENT IN HASKELL COUNTY | SUNRISE II PIPELINE SEGMENT IN HASKELL COUNTY | Haskell County | TX | 79521 | HASKELL | CN605966282 | RN111392320 | Pipeline coating and cathodic protection on the Sunrise II Pipeline Segment in Haskell County. | The following property is used 100% for pollution control to meet or exceed federal or state regulations: Pipeline coating and cathodic protection on the Sunrise II Pipeline Segment in Haskell County. | 2022-01-13 | 1170202 | 100
24123 | T1 | SUNRISE PIPELINE LLC | SUNRISE II PIPELINE SEGMENT IN FISHER COUNTY | SUNRISE II PIPELINE SEGMENT IN FISHER COUNTY | Fisher County | TX | 79543 | FISHER | CN605966282 | RN111392338 | Pipeline coating and cathodic protection on the Sunrise II Pipeline Segment in Fisher County. | The following property is used 100% for pollution control to meet or exceed federal or state regulations: Pipeline coating and cathodic protection on the Sunrise II Pipeline Segment in Fisher County. | 2022-01-13 | 1011474 | 100
24124 | T1 | SUNRISE PIPELINE LLC | SUNRISE II PIPELINE SEGMENT IN BAYLOR COUNTY | SUNRISE II PIPELINE SEGMENT IN BAYLOR COUNTY | Baylor County | TX | 76380 | BAYLOR | CN605966282 | RN111392346 | Pipeline coating and cathodic protection on the Sunrise II Pipeline Segment in Baylor County. | The following property is used 100% for pollution control to meet or exceed federal or state regulations: Pipeline coating and cathodic protection on the Sunrise II Pipeline Segment in Baylor County. | 2022-01-13 | 960105 | 100
24125 | T1 | SUNRISE PIPELINE LLC | SUNRISE II PIPELINE SEGMENT IN ARCHER COUNTY | SUNRISE II PIPELINE SEGMENT IN ARCHER COUNTY | Archer County | TX | 76351 | ARCHER | CN605966282 | RN111392197 | Pipeline coating and cathodic protection on the Sunrise II Pipeline Segment in Archer County. | The following property is used 100% for pollution control to meet or exceed federal or state regulations: Pipeline coating and cathodic protection on the Sunrise II Pipeline Segment in Archer County. | 2022-01-13 | 1016542 | 100
24126 | T1 | ENTERPRISE GC LLC | ENTERPRISE GC MENTONE GAS PROCESSING PLANT FLARE | 2439 COUNTY RD 300 | Loving County | TX | 79754 | LOVING | CN605966456 | RN110716388 | Thermal oxidizer. | The following property is used 100% for pollution control and is installed to meet or exceed federal or state regulations: Thermal oxidizer. | 2022-01-12 | 3300000 | 100
24127 | T1 | STEVES & SONS INC | STEVES & SONS INC SASW OPERATION | 211 NEW LAREDO HWY | SAN ANTONIO | TX | 78211 | BEXAR | CN601425234 | RN105443618 | An AGET dust collection unit and a Holzh dust collection unit with ancillary ducting, fans, cyclones, and filters; the 1,000 square feet of land occupied by the dust collector equipment; and seven paint booth enclosures with particulate filter control systems. | The following property is used 100% for pollution control and is installed to meet or exceed federal or state regulations: An AGET dust collection unit and a Holzh dust collection unit with ancillary ducting, fans, cyclones, and filters; the 1,000 square feet of land occupied by the dust collector equipment; and seven paint booth enclosures with particulate filter control systems. | 2022-02-17 | 636086 | 100
24128 | T1 | RED RIVER PIPELINE COMPANY LLC | RED RIVER PIPELINE SEGMENT IN WOOD COUNTY | RED RIVER PIPELINE SEGMENT IN WOOD COUNTY | Wood County | TX | 75783 | WOOD | CN605965821 | RN111391264 | Nondestructive pipeline testing expenditures – Radiography. | The following property is used 100% for pollution control to meet or exceed federal or state regulations: Nondestructive pipeline testing expenditures – Radiography. | 2022-01-19 | 1034887 | 100
24129 | T1 | RED RIVER PIPELINE COMPANY LLC | RED RIVER PIPELINE SEGMENT IN SMITH COUNTY | RED RIVER PIPELINE SEGMENT IN SMITH COUNTY | Smith County | TX | 75701 | SMITH | CN605965821 | RN111391272 | Nondestructive pipeline testing expenditures – Radiography. | The following property is used 100% for pollution control to meet or exceed federal or state regulations: Nondestructive pipeline testing expenditures – Radiography. | 2022-01-19 | 384533 | 100
24130 | T1 | RED RIVER PIPELINE COMPANY LLC | RED RIVER PIPELINE SEGMENT IN RAINS COUNTY | RED RIVER PIPELINE SEGMENT IN RAINS COUNTY | Rains County | TX | 75440 | RAINS | CN605965821 | RN111391280 | Nondestructive pipeline testing expenditures – Radiography. | The following property is used 100% for pollution control to meet or exceed federal or state regulations: Nondestructive pipeline testing expenditures – Radiography. | 2022-01-19 | 398203 | 100
24131 | T1 | RED RIVER PIPELINE COMPANY LLC | RED RIVER PIPELINE SEGMENT IN HUNT COUNTY | RED RIVER PIPELINE SEGMENT IN HUNT COUNTY | Hunt County | TX | 75401 | HUNT | CN605965821 | RN111391298 | Nondestructive pipeline testing expenditures – Radiography. | The following property is used 100% for pollution control to meet or exceed federal or state regulations: Nondestructive pipeline testing expenditures – Radiography. | 2022-01-19 | 848815 | 100
24132 | T1 | RED RIVER PIPELINE COMPANY LLC | RED RIVER PIPELINE SEGMENT IN HOPKINS COUNTY | RED RIVER PIPELINE SEGMENT IN HOPKINS COUNTY | Hopkins County | TX | 75482 | HOPKINS | CN605965821 | RN111391306 | Nondestructive pipeline testing expenditures – Radiography. | The following property is used 100% for pollution control to meet or exceed federal or state regulations: Nondestructive pipeline testing expenditures – Radiography. | 2022-01-19 | 302830 | 100
24133 | T1 | RED RIVER PIPELINE COMPANY LLC | RED RIVER PIPELINE SEGMENT IN GREGG COUNTY | RED RIVER PIPELINE SEGMENT IN GREGG COUNTY | Gregg County | TX | 75601 | GREGG | CN605965821 | RN111391314 | Nondestructive pipeline testing expenditures – Radiography. | The following property is used 100% for pollution control to meet or exceed federal or state regulations: Nondestructive pipeline testing expenditures – Radiography. | 2022-01-19 | 251872 | 100
24134 | T1 | RED RIVER PIPELINE COMPANY LLC | RED RIVER PIPELINE SEGMENT IN GRAYSON COUNTY | RED RIVER PIPELINE SEGMENT IN GRAYSON COUNTY | Grayson County | TX | 75090 | GRAYSON | CN605965821 | RN111391322 | Nondestructive pipeline testing expenditures – Radiography. | The following property is used 100% for pollution control to meet or exceed federal or state regulations: Nondestructive pipeline testing expenditures – Radiography. | 2022-01-19 | 1064457 | 100
24135 | T1 | RED RIVER PIPELINE COMPANY LLC | RED RIVER PIPELINE SEGMENT IN FANNIN COUNTY | RED RIVER PIPELINE SEGMENT IN FANNIN COUNTY | Fannin County | TX | 75418 | FANNIN | CN605965821 | RN111391330 | Nondestructive pipeline testing expenditures – Radiography. | The following property is used 100% for pollution control to meet or exceed federal or state regulations: Nondestructive pipeline testing expenditures – Radiography. | 2022-01-19 | 278759 | 100
24136 | T1 | RED RIVER PIPELINE COMPANY LLC | RED RIVER PIPELINE SEGMENT IN COOKE COUNTY | RED RIVER PIPELINE SEGMENT IN COOKE COUNTY | Cooke County | TX | 76240 | COOKE | CN605965821 | RN111391124 | Nondestructive pipeline testing expenditures – Radiography. | The following property is used 100% for pollution control to meet or exceed federal or state regulations: Nondestructive pipeline testing expenditures – Radiography. | 2022-01-19 | 897864 | 100
24137 | T1 | PLAINS ORYX PERMIAN BASIN PIPELINE LLC | SUNRISE PIPELINE SEGMENT IN SCURRY COUNTY | SUNRISE PIPELINE SEGMENT IN SCURRY COUNTY | Scurry County | TX | 79549 | SCURRY | CN605965797 | RN111391421 | Nondestructive pipeline testing expenditures – Radiography. | The following property is used 100% for pollution control to meet or exceed federal or state regulations: Nondestructive pipeline testing expenditures – Radiography. | 2022-01-20 | 16986 | 100
24138 | T1 | PLAINS ORYX PERMIAN BASIN PIPELINE LLC | SUNRISE PIPELINE SEGMENT IN MITCHELL COUNTY | SUNRISE PIPELINE SEGMENT IN MITCHELL COUNTY | Mitchell County | TX | 79512 | MITCHELL | CN605965797 | RN111391413 | Nondestructive pipeline testing expenditures – Radiography. | The following property is used 100% for pollution control to meet or exceed federal or state regulations: Nondestructive pipeline testing expenditures – Radiography. | 2022-01-20 | 697320 | 100
24139 | T1 | PLAINS ORYX PERMIAN BASIN PIPELINE LLC | SUNRISE PIPELINE SEGMENT IN MIDLAND COUNTY | SUNRISE PIPELINE SEGMENT IN MIDLAND COUNTY | Midland County | TX | 79701 | MIDLAND | CN605965797 | RN111391405 | Nondestructive pipeline testing expenditures – Radiography. | The following property is used 100% for pollution control to meet or exceed federal or state regulations: Nondestructive pipeline testing expenditures – Radiography. | 2022-01-20 | 503580 | 100
24140 | T1 | PLAINS ORYX PERMIAN BASIN PIPELINE LLC | SUNRISE PIPELINE SEGMENT IN MARTIN COUNTY | SUNRISE PIPELINE SEGMENT IN MARTIN COUNTY | Martin County | TX | 79782 | MARTIN | CN605965797 | RN111391397 | Nondestructive pipeline testing expenditures – Radiography. | The following property is used 100% for pollution control to meet or exceed federal or state regulations: Nondestructive pipeline testing expenditures – Radiography. | 2022-01-20 | 265682 | 100
24141 | T1 | PLAINS ORYX PERMIAN BASIN PIPELINE LLC | SUNRISE PIPELINE SEGMENT IN HOWARD COUNTY | SUNRISE PIPELINE SEGMENT IN HOWARD COUNTY | Howard County | TX | 79720 | HOWARD | CN605965797 | RN111391389 | Nondestructive pipeline testing expenditures – Radiography. | The following property is used 100% for pollution control to meet or exceed federal or state regulations: Nondestructive pipeline testing expenditures – Radiography. | 2022-01-20 | 1288741 | 100
24142 | T1 | PLAINS ORYX PERMIAN BASIN PIPELINE LLC | WINK TO MCCAMEY PIPELINE SEGMENT IN WINKLER COUNTY | WINK TO MCCAMEY PIPELINE SEGMENT IN WINKLER COUNTY | Winkler County | TX | 79745 | WINKLER | CN605965797 | RN111391470 | Nondestructive pipeline testing expenditures – Radiography. | The following property is used 100% for pollution control to meet or exceed federal or state regulations: Nondestructive pipeline testing expenditures – Radiography. | 2022-01-20 | 723176 | 100
24143 | T1 | PLAINS ORYX PERMIAN BASIN PIPELINE LLC | WINK TO MCCAMEY PIPELINE SEGMENT IN WARD COUNTY | WINK TO MCCAMEY PIPELINE SEGMENT IN WARD COUNTY | Ward County | TX | 79756 | WARD | CN605965797 | RN111391488 | Nondestructive pipeline testing expenditures – Radiography. | The following property is used 100% for pollution control to meet or exceed federal or state regulations: Nondestructive pipeline testing expenditures – Radiography. | 2022-01-20 | 610904 | 100
24144 | T1 | PLAINS ORYX PERMIAN BASIN PIPELINE LLC | WINK TO MCCAMEY PIPELINE SEGMENT IN UPTON COUNTY | WINK TO MCCAMEY PIPELINE SEGMENT IN UPTON COUNTY | Upton County | TX | 79778 | UPTON | CN605965797 | RN111391496 | Nondestructive pipeline testing expenditures – Radiography. | The following property is used 100% for pollution control to meet or exceed federal or state regulations: Nondestructive pipeline testing expenditures – Radiography. | 2022-01-20 | 364238 | 100
24145 | T1 | PLAINS ORYX PERMIAN BASIN PIPELINE LLC | WINK TO MCCAMEY PIPELINE SEGMENT IN CRANE COUNTY | WINK TO MCCAMEY PIPELINE SEGMENT IN CRANE COUNTY | Crane County | TX | 79731 | CRANE | CN605965797 | RN111391504 | Nondestructive pipeline testing expenditures – Radiography. | The following property is used 100% for pollution control to meet or exceed federal or state regulations: Nondestructive pipeline testing expenditures – Radiography. | 2022-01-20 | 1490969 | 100
24146 | T1 | PLAINS ORYX PERMIAN BASIN PIPELINE LLC | STATELINE PIPELINE SEGMENT IN CULBERSON COUNTY | STATELINE PIPELINE SEGMENT IN CULBERSON COUNTY | Culberson County | TX | 79855 | CULBERSON | CN605965797 | RN111391512 | Nondestructive pipeline testing expenditures – Radiography. | The following property is used 100% for pollution control to meet or exceed federal or state regulations: Nondestructive pipeline testing expenditures – Radiography. | 2022-01-20 | 668271 | 100
24147 | T1 | PLAINS ORYX PERMIAN BASIN PIPELINE LLC | STATELINE PIPELINE SEGMENT IN WINKLER COUNTY | STATELINE PIPELINE SEGMENT IN WINKLER COUNTY | Winkler County | TX | 79745 | WINKLER | CN605965797 | RN111391520 | Nondestructive pipeline testing expenditures – Radiography. | The following property is used 100% for pollution control to meet or exceed federal or state regulations: Nondestructive pipeline testing expenditures – Radiography. | 2022-01-20 | 934516 | 100
24148 | T1 | PLAINS ORYX PERMIAN BASIN PIPELINE LLC | STATELINE PIPELINE SEGMENT IN REEVES COUNTY | STATELINE PIPELINE SEGMENT IN REEVES COUNTY | Reeves County | TX | 79772 | REEVES | CN605965797 | RN111391546 | Nondestructive pipeline testing expenditures – Radiography. | The following property is used 100% for pollution control to meet or exceed federal or state regulations: Nondestructive pipeline testing expenditures – Radiography. | 2022-01-20 | 599635 | 100
24149 | T1 | PLAINS ORYX PERMIAN BASIN PIPELINE LLC | STATELINE PIPELINE SEGMENT IN LOVING COUNTY | STATELINE PIPELINE SEGMENT IN LOVING COUNTY | Loving County | TX | 79754 | LOVING | CN605965797 | RN111391553 | Nondestructive pipeline testing expenditures – Radiography. | The following property is used 100% for pollution control to meet or exceed federal or state regulations: Nondestructive pipeline testing expenditures – Radiography. | 2022-01-20 | 3161981 | 100
24150 | T1 | PLAINS ORYX PERMIAN BASIN PIPELINE LLC | BONE SPRING PIPELINE SEGMENT IN REEVES COUNTY | BONE SPRING PIPELINE SEGMENT IN REEVES COUNTY | Reeves County | TX | 79772 | REEVES | CN605965797 | RN111391561 | Nondestructive pipeline testing expenditures – Radiography. | The following property is used 100% for pollution control to meet or exceed federal or state regulations: Nondestructive pipeline testing expenditures – Radiography. | 2022-01-20 | 1109436 | 100
24151 | T1 | PLAINS ORYX PERMIAN BASIN PIPELINE LLC | BONE SPRING PIPELINE SEGMENT IN CULBERSON COUNTY | BONE SPRING PIPELINE SEGMENT IN CULBERSON COUNTY | Culberson County | TX | 79855 | CULBERSON | CN605965797 | RN111391579 | Nondestructive pipeline testing expenditures – Radiography. | The following property is used 100% for pollution control to meet or exceed federal or state regulations: Nondestructive pipeline testing expenditures – Radiography. | 2022-01-20 | 508679 | 100
24152 | T1 | PLAINS ORYX PERMIAN BASIN PIPELINE LLC | BONE SPRING PIPELINE SEGMENT IN WARD COUNTY | BONE SPRING PIPELINE SEGMENT IN WARD COUNTY | Ward County | TX | 79756 | WARD | CN605965797 | RN111391587 | Nondestructive pipeline testing expenditures – Radiography. | The following property is used 100% for pollution control to meet or exceed federal or state regulations: Nondestructive pipeline testing expenditures – Radiography. | 2022-01-20 | 1134318 | 100
24153 | T1 | PLAINS ORYX PERMIAN BASIN PIPELINE LLC | BONE SPRING PIPELINE SEGMENT IN LOVING COUNTY | BONE SPRING PIPELINE SEGMENT IN LOVING COUNTY | Loving County | TX | 79754 | LOVING | CN605965797 | RN111391595 | Nondestructive pipeline testing expenditures – Radiography. | The following property is used 100% for pollution control to meet or exceed federal or state regulations: Nondestructive pipeline testing expenditures – Radiography. | 2022-01-20 | 2028430 | 100
24154 | T1 | PLAINS ORYX PERMIAN BASIN PIPELINE LLC | BONE SPRING PIPELINE SEGMENT IN WINKLER COUNTY | BONE SPRING PIPELINE SEGMENT IN WINKLER COUNTY | Winkler County | TX | 79745 | WINKLER | CN605965797 | RN111391603 | Nondestructive pipeline testing expenditures – Radiography. | The following property is used 100% for pollution control to meet or exceed federal or state regulations: Nondestructive pipeline testing expenditures – Radiography. | 2022-01-20 | 826455 | 100
24155 | T1 | PLAINS ORYX PERMIAN BASIN PIPELINE LLC | ALPHA GATHERING PIPELINE SEGMENT IN WINKLER COUNTY | ALPHA GATHERING PIPELINE SEGMENT IN WINKLER COUNTY | Winkler County | TX | 79754 | WINKLER | CN605965797 | RN111391363 | Nondestructive pipeline testing expenditures – Radiography. | The following property is used 100% for pollution control to meet or exceed federal or state regulations: Nondestructive pipeline testing expenditures – Radiography. | 2022-02-10 | 620025 | 100
24156 | T1 | PLAINS ORYX PERMIAN BASIN PIPELINE LLC | ALPHA GATHERING PIPELINE SEGMENT IN LOVING COUNTY | ALPHA GATHERING PIPELINE SEGMENT IN LOVING COUNTY | Loving County | TX | 79754 | LOVING | CN605965797 | RN111390944 | Nondestructive pipeline testing expenditures – Radiography. | The following property is used 100% for pollution control to meet or exceed federal or state regulations: Nondestructive pipeline testing expenditures – Radiography. | 2022-02-10 | 343419 | 100
24157 | T1 | PLAINS PIPELINE LP | CACTUS PIPELINE SEGMENT IN VAL VERDE COUNTY | CACTUS PIPELINE SEGMENT IN VAL VERDE COUNTY | Val Verde County | TX | 78840 | VAL VERDE | CN601440852 | RN111392908 | Sedimentation and erosion controls consisting of slope breakers, silt fences, sedimentation barriers, staked hay or straw bales, matting and diking. | The following property is used 100% for pollution control and is installed to meet or exceed federal or state regulations: Sedimentation and erosion controls consisting of slope breakers, silt fences, sedimentation barriers, staked hay or straw bales, matting and diking. | 2022-02-08 | 9570993 | 100
24158 | T1 | SUNRISE PIPELINE LLC | SUNRISE II PIPELINE SEGMENT IN WICHITA COUNTY | SUNRISE II PIPELINE SEGMENT IN WICHITA COUNTY | Wichita County | TX | 76301 | WICHITA | CN605966282 | RN111392239 | Nondestructive pipeline testing expenditures – Radiography. | The following property is used 100% for pollution control to meet or exceed federal or state regulations: Nondestructive pipeline testing expenditures – Radiography. | 2022-01-21 | 237385 | 100
24159 | T1 | SUNRISE PIPELINE LLC | SUNRISE II PIPELINE SEGMENT IN THROCKMORTON COUNTY | SUNRISE II PIPELINE SEGMENT IN THROCKMORTON COUNTY | Throckmorton County | TX | 76483 | THROCKMORTON | CN605966282 | RN111392247 | Nondestructive pipeline testing expenditures – Radiography. | The following property is used 100% for pollution control to meet or exceed federal or state regulations: Nondestructive pipeline testing expenditures – Radiography. | 2022-01-21 | 141562 | 100
24160 | T1 | SUNRISE PIPELINE LLC | SUNRISE II PIPELINE SEGMENT IN STONEWALL COUNTY | SUNRISE II PIPELINE SEGMENT IN STONEWALL COUNTY | Stonewall County | TX | 79502 | STONEWALL | CN605966282 | RN111392254 | Nondestructive pipeline testing expenditures – Radiography. | The following property is used 100% for pollution control to meet or exceed federal or state regulations: Nondestructive pipeline testing expenditures – Radiography. | 2022-01-21 | 468145 | 100
24161 | T1 | SUNRISE PIPELINE LLC | SUNRISE II PIPELINE SEGMENT IN SCURRY COUNTY | SUNRISE II PIPELINE SEGMENT IN SCURRY COUNTY | Scurry County | TX | 79549 | SCURRY | CN605966282 | RN111392262 | Nondestructive pipeline testing expenditures – Radiography. | The following property is used 100% for pollution control to meet or exceed federal or state regulations: Nondestructive pipeline testing expenditures – Radiography. | 2022-01-21 | 703286 | 100
24162 | T1 | SUNRISE PIPELINE LLC | SUNRISE II PIPELINE SEGMENT IN MITCHELL COUNTY | SUNRISE II PIPELINE SEGMENT IN MITCHELL COUNTY | Mitchell County | TX | 79512 | MITCHELL | CN605966282 | RN111392270 | Nondestructive pipeline testing expenditures – Radiography. | The following property is used 100% for pollution control to meet or exceed federal or state regulations: Nondestructive pipeline testing expenditures – Radiography. | 2022-01-21 | 769538 | 100
24163 | T1 | SUNRISE PIPELINE LLC | SUNRISE II PIPELINE SEGMENT IN MIDLAND COUNTY | SUNRISE II PIPELINE SEGMENT IN MIDLAND COUNTY | Midland County | TX | 79701 | MIDLAND | CN605966282 | RN111392296 | Nondestructive pipeline testing expenditures – Radiography. | The following property is used 100% for pollution control to meet or exceed federal or state regulations: Nondestructive pipeline testing expenditures – Radiography. | 2022-01-21 | 514554 | 100
24164 | T1 | SUNRISE PIPELINE LLC | SUNRISE II PIPELINE SEGMENT IN MARTIN COUNTY | SUNRISE II PIPELINE SEGMENT IN MARTIN COUNTY | Martin County | TX | 79782 | MARTIN | CN605966282 | RN111392304 | Nondestructive pipeline testing expenditures – Radiography. | The following property is used 100% for pollution control to meet or exceed federal or state regulations: Nondestructive pipeline testing expenditures – Radiography. | 2022-01-28 | 306738 | 100
24165 | T1 | SUNRISE PIPELINE LLC | SUNRISE II PIPELINE SEGMENT IN HOWARD COUNTY | SUNRISE II PIPELINE SEGMENT IN HOWARD COUNTY | Howard County | TX | 79720 | HOWARD | CN605966282 | RN111392312 | Nondestructive pipeline testing expenditures – Radiography. | The following property is used 100% for pollution control to meet or exceed federal or state regulations: Nondestructive pipeline testing expenditures – Radiography. | 2022-01-28 | 1507693 | 100
24166 | T1 | SUNRISE PIPELINE LLC | SUNRISE II PIPELINE SEGMENT IN HASKELL COUNTY | SUNRISE II PIPELINE SEGMENT IN HASKELL COUNTY | Haskell County | TX | 79521 | HASKELL | CN605966282 | RN111392320 | Nondestructive pipeline testing expenditures – Radiography. | The following property is used 100% for pollution control to meet or exceed federal or state regulations: Nondestructive pipeline testing expenditures – Radiography. | 2022-01-28 | 1477336 | 100
24167 | T1 | SUNRISE PIPELINE LLC | SUNRISE II PIPELINE SEGMENT IN FISHER COUNTY | SUNRISE II PIPELINE SEGMENT IN FISHER COUNTY | Fisher County | TX | 79543 | FISHER | CN605966282 | RN111392338 | Nondestructive pipeline testing expenditures – Radiography. | The following property is used 100% for pollution control to meet or exceed federal or state regulations: Nondestructive pipeline testing expenditures – Radiography. | 2022-01-28 | 1276947 | 100
24168 | T1 | SUNRISE PIPELINE LLC | SUNRISE II PIPELINE SEGMENT IN BAYLOR COUNTY | SUNRISE II PIPELINE SEGMENT IN BAYLOR COUNTY | Baylor County | TX | 76380 | BAYLOR | CN605966282 | RN111392346 | Nondestructive pipeline testing expenditures – Radiography. | The following property is used 100% for pollution control to meet or exceed federal or state regulations: Nondestructive pipeline testing expenditures – Radiography. | 2022-01-28 | 1212096 | 100
24169 | T1 | SUNRISE PIPELINE LLC | SUNRISE II PIPELINE SEGMENT IN ARCHER COUNTY | SUNRISE II PIPELINE SEGMENT IN ARCHER COUNTY | Archer County | TX | 76351 | ARCHER | CN605966282 | RN111392197 | Nondestructive pipeline testing expenditures – Radiography. | The following property is used 100% for pollution control to meet or exceed federal or state regulations: Nondestructive pipeline testing expenditures – Radiography. | 2022-01-28 | 1283345 | 100
24170 | T1 | CADDO PIPELINE LLC | CADDO PIPELINE SEGMENT IN RUSK COUNTY | CADDO PIPELINE SEGMENT IN RUSK COUNTY | Rusk County | TX | 75652 | RUSK | CN605965813 | RN111391652 | Nondestructive pipeline testing expenditures – Radiography. | The following property is used 100% for pollution control to meet or exceed federal or state regulations: Nondestructive pipeline testing expenditures – Radiography. | 2022-02-01 | 121298 | 100
24171 | T1 | CADDO PIPELINE LLC | CADDO PIPELINE SEGMENT IN PANOLA COUNTY | CADDO PIPELINE SEGMENT IN PANOLA COUNTY | Panola County | TX | 75633 | PANOLA | CN605965813 | RN111391660 | Nondestructive pipeline testing expenditures – Radiography. | The following property is used 100% for pollution control to meet or exceed federal or state regulations: Nondestructive pipeline testing expenditures – Radiography. | 2022-02-01 | 677336 | 100
24172 | T1 | CADDO PIPELINE LLC | CADDO PIPELINE SEGMENT IN HARRISON COUNTY | CADDO PIPELINE SEGMENT IN HARRISON COUNTY | Harrison County | TX | 75670 | HARRISON | CN605965813 | RN111391678 | Nondestructive pipeline testing expenditures – Radiography. | The following property is used 100% for pollution control to meet or exceed federal or state regulations: Nondestructive pipeline testing expenditures – Radiography. | 2022-02-01 | 119694 | 100
24173 | T1 | CADDO PIPELINE LLC | CADDO PIPELINE SEGMENT IN GREGG COUNTY | CADDO PIPELINE SEGMENT IN GREGG COUNTY | Gregg County | TX | 75601 | GREGG | CN605965813 | RN111391116 | Nondestructive pipeline testing expenditures – Radiography. | The following property is used 100% for pollution control to meet or exceed federal or state regulations: Nondestructive pipeline testing expenditures – Radiography. | 2022-02-01 | 329724 | 100
24174 | T3 | PYCO INDUSTRIES INC | PYCO INDUSTRIES AVENUE A FACILITY | 2901 AVENUE A | LUBBOCK | TX | 79404 | LUBBOCK | CN600126973 | RN100223130 | Press primary particulate control system consisting of 68 cyclones with droppers and dropper drives, 68 fans, and vanes and press secondary particulate control system consisting of nine drum filters and the equipment pads that they sit on and a signal drum filter. | The following property is used 80.33% for pollution control to meet or exceed federal or state regulations: Press primary particulate control system consisting of 68 cyclones with droppers and dropper drives, 68 fans, and vanes and press secondary particulate control system consisting of nine drum filters and the equipment pads that they sit on and a signal drum filter. | 2022-03-07 | 7391139 | 80.33
24175 | T1 | SUNRISE PIPELINE LLC | SUNRISE II PIPELINE SEGMENT IN WICHITA COUNTY | SUNRISE II PIPELINE SEGMENT IN WICHITA COUNTY | Wichita County | TX | 76301 | WICHITA | CN605966282 | RN111392239 | Pipeline Inspection Gauge (PIG) receiver at 33.915637055, -98.437574375. | The following property is used 100% for pollution control and is installed to meet or exceed federal or state regulations: Pipeline Inspection Gauge (PIG) receiver at 33.915637055, -98.437574375. | 2022-01-21 | 185795 | 100
24176 | T1 | SUNRISE PIPELINE LLC | SUNRISE II PIPELINE SEGMENT IN SCURRY COUNTY | SUNRISE II PIPELINE SEGMENT IN SCURRY COUNTY | Scurry County | TX | 79549 | SCURRY | CN605966282 | RN111392262 | Pipeline Inspection Gauge (PIG) receiver at 32.534912302, -100.842649706 and PIG launcher at 32.535511660, -100.842286229. | The following property is used 100% for pollution control and is installed to meet or exceed federal or state regulations: Pipeline Inspection Gauge (PIG) receiver at 32.534912302, -100.842649706 and PIG launcher at 32.535511660, -100.842286229. | 2022-01-21 | 371591 | 100
24177 | T1 | SUNRISE PIPELINE LLC | SUNRISE II PIPELINE SEGMENT IN MIDLAND COUNTY | SUNRISE II PIPELINE SEGMENT IN MIDLAND COUNTY | Midland County | TX | 79701 | MIDLAND | CN605966282 | RN111392296 | Pipeline Inspection Gauge (PIG) launcher at 32.009380304, -102.009135819. | The following property is used 100% for pollution control and is installed to meet or exceed federal or state regulations: Pipeline Inspection Gauge (PIG) launcher at 32.009380304, -102.009135819. | 2022-01-21 | 185795 | 100
24178 | T1 | CADDO PIPELINE LLC | CADDO PIPELINE SEGMENT IN GREGG COUNTY | CADDO PIPELINE SEGMENT IN GREGG COUNTY | Gregg County | TX | 75601 | GREGG | CN605965813 | RN111391116 | Pipeline Inspection Gauge (PIG) launcher at 32.485306988, -94.836858752. | The following property is used 100% for pollution control and is installed to meet or exceed federal or state regulations: Pipeline Inspection Gauge (PIG) launcher at 32.485306988, -94.836858752. | 2022-02-01 | 134366 | 100
24179 | T1 | RED RIVER PIPELINE COMPANY LLC | RED RIVER PIPELINE SEGMENT IN GREGG COUNTY | RED RIVER PIPELINE SEGMENT IN GREGG COUNTY | Gregg County | TX | 75601 | GREGG | CN605965821 | RN111391314 | Pipeline Inspection Gauge (PIG) receiver at 32.485177888, -94.838820688. | The following property is used 100% for pollution control and is installed to meet or exceed federal or state regulations: Pipeline Inspection Gauge (PIG) receiver at 32.485177888, -94.838820688. | 2022-02-01 | 144505 | 100
24180 | T1 | RED RIVER PIPELINE COMPANY LLC | RED RIVER PIPELINE SEGMENT IN GRAYSON COUNTY | RED RIVER PIPELINE SEGMENT IN GRAYSON COUNTY | Grayson County | TX | 75090 | GRAYSON | CN605965821 | RN111391322 | Pipeline Inspection Gauge (PIG) receiver at 33.549538989, -96.580929072 and PIG launcher at 33.549527684, -96.580504757. | The following property is used 100% for pollution control and is installed to meet or exceed federal or state regulations: Pipeline Inspection Gauge (PIG) receiver at 33.549538989, -96.580929072 and PIG launcher at 33.549527684, -96.580504757. | 2022-02-01 | 289011 | 100
24181 | T1 | PLAINS ORYX PERMIAN BASIN PIPELINE LLC | WINK TO MCCAMEY PIPELINE SEGMENT IN WINKLER COUNTY | WINK TO MCCAMEY PIPELINE SEGMENT IN WINKLER COUNTY | Winkler County | TX | 79745 | WINKLER | CN605965797 | RN111391470 | Pipeline Inspection Gauge (PIG) launcher at 31.764286271, -103.169331918. | The following property is used 100% for pollution control and is installed to meet or exceed federal or state regulations: Pipeline Inspection Gauge (PIG) launcher at 31.764286271, -103.169331918. | 2022-02-01 | 194936 | 100
24182 | T1 | PLAINS ORYX PERMIAN BASIN PIPELINE LLC | SUNRISE PIPELINE SEGMENT IN MITCHELL COUNTY | SUNRISE PIPELINE SEGMENT IN MITCHELL COUNTY | Mitchell County | TX | 79512 | MITCHELL | CN605965797 | RN111391413 | Pipeline Inspection Gauge (PIG) receiver at 32.009029720, -102.009441680. | The following property is used 100% for pollution control and is installed to meet or exceed federal or state regulations: Pipeline Inspection Gauge (PIG) receiver at 32.009029720, -102.009441680. | 2022-02-01 | 161268 | 100
24183 | T1 | PLAINS ORYX PERMIAN BASIN PIPELINE LLC | WINK TO MCCAMEY PIPELINE SEGMENT IN UPTON COUNTY | WINK TO MCCAMEY PIPELINE SEGMENT IN UPTON COUNTY | Upton County | TX | 79778 | UPTON | CN605965797 | RN111391496 | Pipeline Inspection Gauge (PIG) receiver at 31.139521510, -102.183379239. | The following property is used 100% for pollution control and is installed to meet or exceed federal or state regulations: Pipeline Inspection Gauge (PIG) receiver at 31.139521510, -102.183379239. | 2022-01-21 | 194936 | 100
24184 | T1 | PLAINS ORYX PERMIAN BASIN PIPELINE LLC | STATELINE PIPELINE SEGMENT IN CULBERSON COUNTY | STATELINE PIPELINE SEGMENT IN CULBERSON COUNTY | Culberson County | TX | 79855 | CULBERSON | CN605965797 | RN111391512 | Pipeline Inspection Gauge (PIG) receiver at 31.998911501, -104.206815000. | The following property is used 100% for pollution control and is installed to meet or exceed federal or state regulations: Pipeline Inspection Gauge (PIG) receiver at 31.998911501, -104.206815000. | 2022-01-21 | 118404 | 100
24185 | T1 | PLAINS ORYX PERMIAN BASIN PIPELINE LLC | STATELINE PIPELINE SEGMENT IN WINKLER COUNTY | STATELINE PIPELINE SEGMENT IN WINKLER COUNTY | Winkler County | TX | 79745 | WINKLER | CN605965797 | RN111391520 | Pipeline Inspection Gauge (PIG) receivers at 31.766622626, -103.172104610 and 31.767975456, -103.164709028. | The following property is used 100% for pollution control and is installed to meet or exceed federal or state regulations: Pipeline Inspection Gauge (PIG) receivers at 31.766622626, -103.172104610 and 31.767975456, -103.164709028. | 2022-01-21 | 349513 | 100
24186 | T1 | PLAINS ORYX PERMIAN BASIN PIPELINE LLC | STATELINE PIPELINE SEGMENT IN REEVES COUNTY | STATELINE PIPELINE SEGMENT IN REEVES COUNTY | Reeves County | TX | 79772 | REEVES | CN605965797 | RN111391546 | Pipeline Inspection Gauge (PIG) launchers at 31.887454159, -103.956196071 and 31.887482994, -103.956446930. | The following property is used 100% for pollution control and is installed to meet or exceed federal or state regulations: Pipeline Inspection Gauge (PIG) launchers at 31.887454159, -103.956196071 and 31.887482994, -103.956446930. | 2022-01-21 | 279275 | 100
24187 | T1 | PLAINS ORYX PERMIAN BASIN PIPELINE LLC | STATELINE PIPELINE SEGMENT IN LOVING COUNTY | STATELINE PIPELINE SEGMENT IN LOVING COUNTY | Loving County | TX | 79754 | LOVING | CN605965797 | RN111391553 | Pipeline Inspection Gauge (PIG) receivers at 31.907226774, -103.706322161; 31.990768854, -103.677762954; and 31.991004208, -103.677815984 and PIG launchers at 31.973979160, -103.662890154; 31.991246333, -103.677510381; 31.998525947, -103.662682378. | The following property is used 100% for pollution control and is installed to meet or exceed federal or state regulations: Pipeline Inspection Gauge (PIG) receivers at 31.907226774, -103.706322161; 31.990768854, -103.677762954; and 31.991004208, -103.677815984 and PIG launchers at 31.973979160, -103.662890154; 31.991246333, -103.677510381; 31.998525947, -103.662682378. | 2022-01-21 | 858569 | 100
24188 | T1 | PLAINS ORYX PERMIAN BASIN PIPELINE LLC | BONE SPRING PIPELINE SEGMENT IN REEVES COUNTY | BONE SPRING PIPELINE SEGMENT IN REEVES COUNTY | Reeves County | TX | 79772 | REEVES | CN605965797 | RN111391561 | Pipeline Inspection Gauge (PIG) receivers at 31.672826383, -103.756131426 and 31.888971129, -103.956655052 and PIG launchers at 31.279995000, -103.372374100; 31.622628611, -103.813147036; and 31.674150133, -103.756213565. | The following property is used 100% for pollution control and is installed to meet or exceed federal or state regulations: Pipeline Inspection Gauge (PIG) receivers at 31.672826383, -103.756131426 and 31.888971129, -103.956655052 and PIG launchers at 31.279995000, -103.372374100; 31.622628611, -103.813147036; and 31.674150133, -103.756213565. | 2022-01-21 | 626994 | 100
24189 | T1 | PLAINS ORYX PERMIAN BASIN PIPELINE LLC | BONE SPRING PIPELINE SEGMENT IN CULBERSON COUNTY | BONE SPRING PIPELINE SEGMENT IN CULBERSON COUNTY | Culberson County | TX | 79855 | CULBERSON | CN605965797 | RN111391579 | Pipeline Inspection Gauge (PIG) receiver at 31.849963224, -104.223118412 and PIG launchers at 31.849918438, -104.223001663 and 31.983120804, -104.213679053. | The following property is used 100% for pollution control and is installed to meet or exceed federal or state regulations: Pipeline Inspection Gauge (PIG) receiver at 31.849963224, -104.223118412 and PIG launchers at 31.849918438, -104.223001663 and 31.983120804, -104.213679053. | 2022-01-21 | 359001 | 100
24190 | T1 | PLAINS ORYX PERMIAN BASIN PIPELINE LLC | BONE SPRING PIPELINE SEGMENT IN WARD COUNTY | BONE SPRING PIPELINE SEGMENT IN WARD COUNTY | Ward County | TX | 79756 | WARD | CN605965797 | RN111391587 | Pipeline Inspection Gauge (PIG) receiver at 31.513594242, -103.454916688 and PIG launchers at 31.514187332, -103.454908823 and 31.514316340, -103.455149790. | The following property is used 100% for pollution control and is installed to meet or exceed federal or state regulations: Pipeline Inspection Gauge (PIG) receiver at 31.513594242, -103.454916688 and PIG launchers at 31.514187332, -103.454908823 and 31.514316340, -103.455149790. | 2022-01-21 | 420759 | 100
24191 | T1 | PLAINS ORYX PERMIAN BASIN PIPELINE LLC | BONE SPRING PIPELINE SEGMENT IN LOVING COUNTY | BONE SPRING PIPELINE SEGMENT IN LOVING COUNTY | Loving County | TX | 79754 | LOVING | CN605965797 | RN111391595 | Pipeline Inspection Gauge (PIG) receivers at 31.762985700, -103.174448200; 31.763991228, -103.170205882; and 31.766321938, -103.171976780. | The following property is used 100% for pollution control and is installed to meet or exceed federal or state regulations: Pipeline Inspection Gauge (PIG) receivers at 31.762985700, -103.174448200; 31.763991228, -103.170205882; and 31.766321938, -103.171976780. | 2022-01-21 | 1021202 | 100
24192 | T1 | PLAINS ORYX PERMIAN BASIN PIPELINE LLC | BONE SPRING PIPELINE SEGMENT IN WINKLER COUNTY | BONE SPRING PIPELINE SEGMENT IN WINKLER COUNTY | Winkler County | TX | 79745 | WINKLER | CN605965797 | RN111391603 | Pipeline Inspection Gauge (PIG) receivers at 31.762985700, -103.174448200; 31.763991228, -103.170205882; and 31.766321938, -103.171976780. | The following property is used 100% for pollution control and is installed to meet or exceed federal or state regulations: Pipeline Inspection Gauge (PIG) receivers at 31.762985700, -103.174448200; 31.763991228, -103.170205882; and 31.766321938, -103.171976780. | 2022-01-21 | 455965 | 100
24193 | T1 | PLAINS ORYX PERMIAN BASIN PIPELINE LLC | ALPHA GATHERING PIPELINE SEGMENT IN WINKLER COUNTY | ALPHA GATHERING PIPELINE SEGMENT IN WINKLER COUNTY | Winkler County | TX | 79754 | WINKLER | CN605965797 | RN111391363 | Pipeline Inspection Gauge (PIG) receivers at 31.767099097, -103.172161946 and 31.796428400, -103.278317772 and PIG Launcher at 31.796133903, -103.278126662. | The following property is used 100% for pollution control and is installed to meet or exceed federal or state regulations: Pipeline Inspection Gauge (PIG) receivers at 31.767099097, -103.172161946 and 31.796428400, -103.278317772 and PIG Launcher at 31.796133903, -103.278126662. | 2022-02-15 | 458390 | 100
24194 | T1 | PLAINS ORYX PERMIAN BASIN PIPELINE LLC | ALPHA GATHERING PIPELINE SEGMENT IN LOVING COUNTY | ALPHA GATHERING PIPELINE SEGMENT IN LOVING COUNTY | Loving County | TX | 79754 | LOVING | CN605965797 | RN111390944 | Pipeline Inspection Gauge (PIG) receivers at 32.000342132, -103.429894310 and 32.000342132, -103.429894310. | The following property is used 100% for pollution control and is installed to meet or exceed federal or state regulations: Pipeline Inspection Gauge (PIG) receivers at 32.000342132, -103.429894310 and 32.000342132, -103.429894310. | 2022-02-22 | 322643 | 100
24195 | T1 | PLAINS ORYX PERMIAN BASIN PIPELINE LLC | ALPHA GATHERING PIPELINE SEGMENT IN WINKLER COUNTY | ALPHA GATHERING PIPELINE SEGMENT IN WINKLER COUNTY | Winkler County | TX | 79754 | WINKLER | CN605965797 | RN111391363 | Pipeline automatic shut-off valves at 31.767099097, -103.172161946; 31.796123474, -103.278125324; and 31.796333361, -103.278258718. | The following property is used 100% for pollution control and is installed to meet or exceed federal or state regulations: Pipeline automatic shut-off valves at 31.767099097, -103.172161946; 31.796123474, -103.278125324; and 31.796333361, -103.278258718. | 2022-02-15 | 967731 | 100
24196 | T1 | PLAINS ORYX PERMIAN BASIN PIPELINE LLC | BONE SPRING PIPELINE SEGMENT IN WINKLER COUNTY | BONE SPRING PIPELINE SEGMENT IN WINKLER COUNTY | Winkler County | TX | 79745 | WINKLER | CN605965797 | RN111391603 | Pipeline automatic shut-off valves at 31.662056658, -103.206982571; 31.662077417, -103.206974763; 31.753680966, -103.31727350; 31.753687823, -103.317249302; 31.766321947, -103.171976750; 31.768654827, -103.192843605; and 31.768657100, -103.192868827. | The following property is used 100% for pollution control and is installed to meet or exceed federal or state regulations: Pipeline automatic shut-off valves at 31.662056658, -103.206982571; 31.662077417, -103.206974763; 31.753680966, -103.31727350; 31.753687823, -103.317249302; 31.766321947, -103.171976750; 31.768654827, -103.192843605; and 31.768657100, -103.192868827. | 2022-01-21 | 2488603 | 100
24197 | T1 | PLAINS ORYX PERMIAN BASIN PIPELINE LLC | BONE SPRING PIPELINE SEGMENT IN LOVING COUNTY | BONE SPRING PIPELINE SEGMENT IN LOVING COUNTY | Loving County | TX | 79754 | LOVING | CN605965797 | RN111391595 | Pipeline automatic shut-off valves at 31.71808226, -103.5933441; 31.71827756, -103.5934506; 31.7183978, -103.5931884; 31.71854958, -103.574606; 31.71870294, -103.5453351; 31.71870389, -103.5453176; 31.72073043, -103.4724369; 31.72082547, -103.4720153; 31.72083705, -103.4724955; 31.72641553, -103.4157266; 31.72642276, -103.4157017; 31.73048299, -103.6646869; 31.73049417, -103.6646748; 31.73240788, -103.6637202; 31.74346938, -103.526302; 31.74348114, -103.526318; 31.74919452, -103.6383755; 31.74919526, -103.6383534; 31.75160652, -103.6319955; 31.75758464, -103.6252923; 31.75759737, -103.6252798; 31.76303131, -103.6079223; 31.76303584, -103.6079028; and 31.90727961, -103.7058755. | The following property is used 100% for pollution control and is installed to meet or exceed federal or state regulations: Pipeline automatic shut-off valves at 31.71808226, -103.5933441; 31.71827756, -103.5934506; 31.7183978, -103.5931884; 31.71854958, -103.574606; 31.71870294, -103.5453351; 31.71870389, -103.5453176; 31.72073043, -103.4724369; 31.72082547, -103.4720153; 31.72083705, -103.4724955; 31.72641553, -103.4157266; 31.72642276, -103.4157017; 31.73048299, -103.6646869; 31.73049417, -103.6646748; 31.73240788, -103.6637202; 31.74346938, -103.526302; 31.74348114, -103.526318; 31.74919452, -103.6383755; 31.74919526, -103.6383534; 31.75160652, -103.6319955; 31.75758464, -103.6252923; 31.75759737, -103.6252798; 31.76303131, -103.6079223; 31.76303584, -103.6079028; and 31.90727961, -103.7058755. | 2022-01-21 | 6667136 | 100
24198 | T1 | PLAINS ORYX PERMIAN BASIN PIPELINE LLC | BONE SPRING PIPELINE SEGMENT IN WARD COUNTY | BONE SPRING PIPELINE SEGMENT IN WARD COUNTY | Ward County | TX | 79756 | WARD | CN605965797 | RN111391587 | Pipeline automatic shut-off valves at 31.443406024, -103.358033877; 31.480219702, -103.407877018; 31.513594242, -103.454916688; 31.552837494, -103.367017814; 31.552846316, -103.367041117; 31.597077488, -103.265481861; 31.597085922, -103.265458470; and 31.607535920, -103.460348519. | The following property is used 100% for pollution control and is installed to meet or exceed federal or state regulations: Pipeline automatic shut-off valves at 31.443406024, -103.358033877; 31.480219702, -103.407877018; 31.513594242, -103.454916688; 31.552837494, -103.367017814; 31.552846316, -103.367041117; 31.597077488, -103.265481861; 31.597085922, -103.265458470; and 31.607535920, -103.460348519. | 2022-01-21 | 2500845 | 100
24199 | T1 | PLAINS ORYX PERMIAN BASIN PIPELINE LLC | BONE SPRING PIPELINE SEGMENT IN CULBERSON COUNTY | BONE SPRING PIPELINE SEGMENT IN CULBERSON COUNTY | Culberson County | TX | 79855 | CULBERSON | CN605965797 | RN111391579 | Pipeline automatic shut-off valves at 31.849918438, -104.223001663; 31.849963224, -104.223118412; 31.872026499, -104.073729026; 31.872033977, -104.073711897; 31.897685519, -104.185965421; 31.907395358, -104.186341718; 31.925616231, -104.183334229; 31.936288765, -104.182221480; 31.951225781, -104.182904173; 31.964459864, -104.193241984; and 31.972117042, -104.200182313 | The following property is used 100% for pollution control and is installed to meet or exceed federal or state regulations: Pipeline automatic shut-off valves at 31.849918438, -104.223001663; 31.849963224, -104.223118412; 31.872026499, -104.073729026; 31.872033977, -104.073711897; 31.897685519, -104.185965421; 31.907395358, -104.186341718; 31.925616231, -104.183334229; 31.936288765, -104.182221480; 31.951225781, -104.182904173; 31.964459864, -104.193241984; and 31.972117042, -104.200182313 | 2022-01-27 | 2497930 | 100
24200 | T1 | PLAINS ORYX PERMIAN BASIN PIPELINE LLC | BONE SPRING PIPELINE SEGMENT IN REEVES COUNTY | BONE SPRING PIPELINE SEGMENT IN REEVES COUNTY | Reeves County | TX | 79772 | REEVES | CN605965797 | RN111391561 | Pipeline automatic shut-off valves at 31.184709266, -103.343882254; 31.247157464, -103.351139416; 31.280116439, -103.372022850; 31.280171027, -103.372009090; 31.363287542, -103.369034259; 31.622628611, -103.813147036; 31.672826383, -103.756131426; 31.674150133, -103.756213565; 31.700587797, -103.711614642; 31.700596160, -103.711599783; 31.886761133, -103.989748800; and 31.890360544, -103.956653825. | The following property is used 100% for pollution control and is installed to meet or exceed federal or state regulations: Pipeline automatic shut-off valves at 31.184709266, -103.343882254; 31.247157464, -103.351139416; 31.280116439, -103.372022850; 31.280171027, -103.372009090; 31.363287542, -103.369034259; 31.622628611, -103.813147036; 31.672826383, -103.756131426; 31.674150133, -103.756213565; 31.700587797, -103.711614642; 31.700596160, -103.711599783; 31.886761133, -103.989748800; and 31.890360544, -103.956653825. | 2022-01-27 | 3082754 | 100
24201 | T1 | PLAINS ORYX PERMIAN BASIN PIPELINE LLC | STATELINE PIPELINE SEGMENT IN LOVING COUNTY | STATELINE PIPELINE SEGMENT IN LOVING COUNTY | Loving County | TX | 79754 | LOVING | CN605965797 | RN111391553 | Pipeline automatic shut-off valves at 31.791176764, -103.396795492; 31.859445128, -103.514423348; 31.884559794, -103.869291064; 31.894741543, -103.829338383; 31.907226774, -103.706322161; 31.924356100, -103.375132200; 31.925546366, -103.640982448; 31.935416614, -103.683587156; 31.943310221, -103.860076478; 31.973979160, -103.662890154; 31.976385623, -103.418374819; 31.976404100, -103.418389900; 31.990612251, -103.677746718; 31.990675131, -103.677757833; 31.990768854, -103.677762954; 31.991004208, -103.677815984; 31.991078858, -103.677803565; 31.991246333, -103.677510381; 31.994270700, -103.637479300; 31.994270700, -103.637454000; 31.997006992, -103.833482237; 31.997007295, -103.833507788; 31.998525947, -103.662682378; 31.998596201, -103.662087400; and 31.998597300, -103.662055500. | The following property is used 100% for pollution control and is installed to meet or exceed federal or state regulations: Pipeline automatic shut-off valves at 31.791176764, -103.396795492; 31.859445128, -103.514423348; 31.884559794, -103.869291064; 31.894741543, -103.829338383; 31.907226774, -103.706322161; 31.924356100, -103.375132200; 31.925546366, -103.640982448; 31.935416614, -103.683587156; 31.943310221, -103.860076478; 31.973979160, -103.662890154; 31.976385623, -103.418374819; 31.976404100, -103.418389900; 31.990612251, -103.677746718; 31.990675131, -103.677757833; 31.990768854, -103.677762954; 31.991004208, -103.677815984; 31.991078858, -103.677803565; 31.991246333, -103.677510381; 31.994270700, -103.637479300; 31.994270700, -103.637454000; 31.997006992, -103.833482237; 31.997007295, -103.833507788; 31.998525947, -103.662682378; 31.998596201, -103.662087400; and 31.998597300, -103.662055500. | 2022-01-27 | 9208034 | 100
24202 | T1 | PLAINS ORYX PERMIAN BASIN PIPELINE LLC | STATELINE PIPELINE SEGMENT IN REEVES COUNTY | STATELINE PIPELINE SEGMENT IN REEVES COUNTY | Reeves County | TX | 79772 | REEVES | CN605965797 | RN111391546 | Pipeline automatic shut-off valves at 31.858832904, -103.895864331; 31.883484410, -103.946360644; 31.885587949, -103.953979670; 31.886221605, -103.893322396; 31.886914991, -103.955207920; 31.887454159, -103.956196071; 31.887461319, -103.956320973; 31.887477324, -103.956574751; 31.890602848, -103.956292455; 31.942575740, -104.024170470; and 31.942579744, -104.024188328. | The following property is used 100% for pollution control and is installed to meet or exceed federal or state regulations: Pipeline automatic shut-off valves at 31.858832904, -103.895864331; 31.883484410, -103.946360644; 31.885587949, -103.953979670; 31.886221605, -103.893322396; 31.886914991, -103.955207920; 31.887454159, -103.956196071; 31.887461319, -103.956320973; 31.887477324, -103.956574751; 31.890602848, -103.956292455; 31.942575740, -104.024170470; and 31.942579744, -104.024188328. | 2022-01-27 | 3294407 | 100
24203 | T1 | PLAINS ORYX PERMIAN BASIN PIPELINE LLC | STATELINE PIPELINE SEGMENT IN WINKLER COUNTY | STATELINE PIPELINE SEGMENT IN WINKLER COUNTY | Winkler County | TX | 79745 | WINKLER | CN605965797 | RN111391520 | Pipeline automatic shut-off valves at 31.766622600, -103.172104600; 31.767975456, -103.164709028; 31.791191508, -103.295216217; 31.795033400, -103.228543200; and 31.864280778, -103.325471181. | The following property is used 100% for pollution control and is installed to meet or exceed federal or state regulations: Pipeline automatic shut-off valves at 31.766622600, -103.172104600; 31.767975456, -103.164709028; 31.791191508, -103.295216217; 31.795033400, -103.228543200; and 31.864280778, -103.325471181. | 2022-01-27 | 2016127 | 100
24204 | T1 | PLAINS ORYX PERMIAN BASIN PIPELINE LLC | STATELINE PIPELINE SEGMENT IN CULBERSON COUNTY | STATELINE PIPELINE SEGMENT IN CULBERSON COUNTY | Culberson County | TX | 79855 | CULBERSON | CN605965797 | RN111391512 | Pipeline automatic shut-off valves at 31.871111730, -104.079687217; 31.939990005, -104.297999743; 31.966523430, -104.283201277; 31.966551069, -104.283200912; 31.969512952, -104.101501871; 31.969528458, -104.101506846; 31.988791856, -104.130109478; 31.988792555, -104.130127968; 31.998638381, -104.206845621; 31.998911501, -104.206815000; and 31.999041815, -104.209250499. | The following property is used 100% for pollution control and is installed to meet or exceed federal or state regulations: Pipeline automatic shut-off valves at 31.871111730, -104.079687217; 31.939990005, -104.297999743; 31.966523430, -104.283201277; 31.966551069, -104.283200912; 31.969512952, -104.101501871; 31.969528458, -104.101506846; 31.988791856, -104.130109478; 31.988792555, -104.130127968; 31.998638381, -104.206845621; 31.998911501, -104.206815000; and 31.999041815, -104.209250499. | 2022-01-27 | 2690790 | 100
24205 | T1 | PLAINS ORYX PERMIAN BASIN PIPELINE LLC | WINK TO MCCAMEY PIPELINE SEGMENT IN CRANE COUNTY | WINK TO MCCAMEY PIPELINE SEGMENT IN CRANE COUNTY | Crane County | TX | 79731 | CRANE | CN605965797 | RN111391504 | Pipeline automatic shut-off valves at 31.205622287, -102.318848727; 31.219142500, -102.337709362; 31.239930785, -102.367603389; 31.333675949, -102.493878104; 31.364516208, -102.534561864; 31.410831869, -102.599574526; 31.461892729, -102.688807088; and 31.486760786, -102.721492371. | The following property is used 100% for pollution control and is installed to meet or exceed federal or state regulations: Pipeline automatic shut-off valves at 31.205622287, -102.318848727; 31.219142500, -102.337709362; 31.239930785, -102.367603389; 31.333675949, -102.493878104; 31.364516208, -102.534561864; 31.410831869, -102.599574526; 31.461892729, -102.688807088; and 31.486760786, -102.721492371. | 2022-01-27 | 3736132 | 100
24206 | T1 | PLAINS ORYX PERMIAN BASIN PIPELINE LLC | WINK TO MCCAMEY PIPELINE SEGMENT IN UPTON COUNTY | WINK TO MCCAMEY PIPELINE SEGMENT IN UPTON COUNTY | Upton County | TX | 79778 | UPTON | CN605965797 | RN111391496 | Pipeline automatic shut-off valve at 31.139521510, -102.183379239. | The following property is used 100% for pollution control and is installed to meet or exceed federal or state regulations: Pipeline automatic shut-off valve at 31.139521510, -102.183379239. | 2022-01-27 | 467017 | 100
24207 | T1 | PLAINS ORYX PERMIAN BASIN PIPELINE LLC | WINK TO MCCAMEY PIPELINE SEGMENT IN WARD COUNTY | WINK TO MCCAMEY PIPELINE SEGMENT IN WARD COUNTY | Ward County | TX | 79756 | WARD | CN605965797 | RN111391488 | Pipeline automatic shut-off valve at 31.569198322, -102.855805596. | The following property is used 100% for pollution control and is installed to meet or exceed federal or state regulations: Pipeline automatic shut-off valve at 31.569198322, -102.855805596. | 2022-01-27 | 467017 | 100
24208 | T1 | PLAINS ORYX PERMIAN BASIN PIPELINE LLC | WINK TO MCCAMEY PIPELINE SEGMENT IN WINKLER COUNTY | WINK TO MCCAMEY PIPELINE SEGMENT IN WINKLER COUNTY | Winkler County | TX | 79745 | WINKLER | CN605965797 | RN111391470 | Pipeline automatic shut-off valves at 31.669136141, -102.958686000; 31.693978423, -102.993295039; 31.727898580, -103.042258732; and 31.764286271, -103.169331918. | The following property is used 100% for pollution control and is installed to meet or exceed federal or state regulations: Pipeline automatic shut-off valves at 31.669136141, -102.958686000; 31.693978423, -102.993295039; 31.727898580, -103.042258732; and 31.764286271, -103.169331918. | 2022-01-27 | 1868066 | 100
24209 | T1 | PLAINS ORYX PERMIAN BASIN PIPELINE LLC | SUNRISE PIPELINE SEGMENT IN HOWARD COUNTY | SUNRISE PIPELINE SEGMENT IN HOWARD COUNTY | Howard County | TX | 79720 | HOWARD | CN605965797 | RN111391389 | Pipeline automatic shut-off valves at 32.152566337, -101.675247607; 32.212775712, -101.618275188; 32.304333849, -101.461585579; and 32.304374690, -101.461598549. | The following property is used 100% for pollution control and is installed to meet or exceed federal or state regulations: Pipeline automatic shut-off valves at 32.152566337, -101.675247607; 32.212775712, -101.618275188; 32.304333849, -101.461585579; and 32.304374690, -101.461598549. | 2022-01-27 | 1478667 | 100
24210 | T1 | PLAINS ORYX PERMIAN BASIN PIPELINE LLC | SUNRISE PIPELINE SEGMENT IN MIDLAND COUNTY | SUNRISE PIPELINE SEGMENT IN MIDLAND COUNTY | Midland County | TX | 79701 | MIDLAND | CN605965797 | RN111391405 | Pipeline automatic shut-off valves at 32.009029720, -102.009441680 and 32.054422680, -101.923386049. | The following property is used 100% for pollution control and is installed to meet or exceed federal or state regulations: Pipeline automatic shut-off valves at 32.009029720, -102.009441680 and 32.054422680, -101.923386049. | 2022-01-31 | 739333 | 100
24211 | T1 | PYCO INDUSTRIES INC | PYCO INDUSTRIES AVENUE A FACILITY | 2901 AVENUE A | LUBBOCK | TX | 79404 | LUBBOCK | CN600126973 | RN100223130 | Seed Cleaning, Delinting and Bale Press Lint containment consisting of structural perlins and sidewall tin on the process building sidewalls and exhaust dust control ductwork from production equipment to cyclones and from the cyclones to the drum filter. | The following property is used 100% for pollution control and is installed to meet or exceed federal or state regulations: Seed Cleaning, Delinting and Bale Press Lint containment consisting of structural perlins and sidewall tin on the process building sidewalls and exhaust dust control ductwork from production equipment to cyclones and from the cyclones to the drum filter. | 2022-01-31 | 4265721 | 100
24212 | T1 | SUNRISE PIPELINE LLC | SUNRISE II PIPELINE SEGMENT IN WICHITA COUNTY | SUNRISE II PIPELINE SEGMENT IN WICHITA COUNTY | Wichita County | TX | 76301 | WICHITA | CN605966282 | RN111392239 | Pipeline automatic shut-off valve at 33.915637055, -98.437574375. | The following property is used 100% for pollution control and is installed to meet or exceed federal or state regulations: Pipeline automatic shut-off valve at 33.915637055, -98.437574375. | 2022-01-31 | 419161 | 100
24213 | T1 | SUNRISE PIPELINE LLC | SUNRISE II PIPELINE SEGMENT IN THROCKMORTON COUNTY | SUNRISE II PIPELINE SEGMENT IN THROCKMORTON COUNTY | Throckmorton County | TX | 76483 | THROCKMORTON | CN605966282 | RN111392247 | Pipeline automatic shut-off valves at 33.368503312, -99.465338794 and 33.385931188, -99.431995399. | The following property is used 100% for pollution control and is installed to meet or exceed federal or state regulations: Pipeline automatic shut-off valves at 33.368503312, -99.465338794 and 33.385931188, -99.431995399. | 2022-01-31 | 838321 | 100
24214 | T1 | SUNRISE PIPELINE LLC | SUNRISE II PIPELINE SEGMENT IN STONEWALL COUNTY | SUNRISE II PIPELINE SEGMENT IN STONEWALL COUNTY | Stonewall County | TX | 79502 | STONEWALL | CN605966282 | RN111392254 | Pipeline automatic shut-off valves at 32.998208865, -100.106364594 and 33.026760969, -100.030834309. | The following property is used 100% for pollution control and is installed to meet or exceed federal or state regulations: Pipeline automatic shut-off valves at 32.998208865, -100.106364594 and 33.026760969, -100.030834309. | 2022-01-31 | 853703 | 100
24215 | T1 | SUNRISE PIPELINE LLC | SUNRISE II PIPELINE SEGMENT IN SCURRY COUNTY | SUNRISE II PIPELINE SEGMENT IN SCURRY COUNTY | Scurry County | TX | 79549 | SCURRY | CN605966282 | RN111392262 | Pipeline automatic shut-off valves at 32.534912302, -100.842649706; 32.535511660, -100.842286229; 32.598903622, -100.768959807; and 32.633372557, -100.732929984. | The following property is used 100% for pollution control and is installed to meet or exceed federal or state regulations: Pipeline automatic shut-off valves at 32.534912302, -100.842649706; 32.535511660, -100.842286229; 32.598903622, -100.768959807; and 32.633372557, -100.732929984. | 2022-01-31 | 1707407 | 100
24216 | T1 | SUNRISE PIPELINE LLC | SUNRISE II PIPELINE SEGMENT IN MITCHELL COUNTY | SUNRISE II PIPELINE SEGMENT IN MITCHELL COUNTY | Mitchell County | TX | 79512 | MITCHELL | CN605966282 | RN111392270 | Pipeline automatic shut-off valves at 32.446544563, -101.162796476; 32.483776510, -101.058519890; 32.495600178, -100.945224376; and 32.504349656, -100.905099342. | The following property is used 100% for pollution control and is installed to meet or exceed federal or state regulations: Pipeline automatic shut-off valves at 32.446544563, -101.162796476; 32.483776510, -101.058519890; 32.495600178, -100.945224376; and 32.504349656, -100.905099342. | 2022-01-31 | 1572814 | 100
24217 | T1 | SUNRISE PIPELINE LLC | SUNRISE II PIPELINE SEGMENT IN MIDLAND COUNTY | SUNRISE II PIPELINE SEGMENT IN MIDLAND COUNTY | Midland County | TX | 79701 | MIDLAND | CN605966282 | RN111392296 | Pipeline automatic shut-off valves at 32.009380304, -102.009135819; 32.060590504, -101.906171162; and 32.076949738, -101.858732685. | The following property is used 100% for pollution control and is installed to meet or exceed federal or state regulations: Pipeline automatic shut-off valves at 32.009380304, -102.009135819; 32.060590504, -101.906171162; and 32.076949738, -101.858732685. | 2022-01-31 | 1277671 | 100
24218 | T1 | SUNRISE PIPELINE LLC | SUNRISE II PIPELINE SEGMENT IN MARTIN COUNTY | SUNRISE II PIPELINE SEGMENT IN MARTIN COUNTY | Martin County | TX | 79782 | MARTIN | CN605966282 | RN111392304 | Pipeline automatic shut-off valve at 32.129061937, -101.705147610. | The following property is used 100% for pollution control and is installed to meet or exceed federal or state regulations: Pipeline automatic shut-off valve at 32.129061937, -101.705147610. | 2022-01-31 | 425890 | 100
24219 | T1 | SUNRISE PIPELINE LLC | SUNRISE II PIPELINE SEGMENT IN HOWARD COUNTY | SUNRISE II PIPELINE SEGMENT IN HOWARD COUNTY | Howard County | TX | 79720 | HOWARD | CN605966282 | RN111392312 | Pipeline automatic shut-off valves at 32.212473556, -101.618448535; 32.224380839, -101.603350685; 32.310974925, -101.479023516; 32.339641425, -101.369711054; 32.366987280, -101.311087096; and 32.395177804, -101.231336164. | The following property is used 100% for pollution control and is installed to meet or exceed federal or state regulations: Pipeline automatic shut-off valves at 32.212473556, -101.618448535; 32.224380839, -101.603350685; 32.310974925, -101.479023516; 32.339641425, -101.369711054; 32.366987280, -101.311087096; and 32.395177804, -101.231336164. | 2022-01-31 | 2555342 | 100
24220 | T1 | SUNRISE PIPELINE LLC | SUNRISE II PIPELINE SEGMENT IN HASKELL COUNTY | SUNRISE II PIPELINE SEGMENT IN HASKELL COUNTY | Haskell County | TX | 79521 | HASKELL | CN605966282 | RN111392320 | Pipeline automatic shut-off valves at 33.069516394, -99.917496460; 33.100827959, -99.878303108; 33.146584597, -99.818843242; 33.205991114, -99.716926476; 33.234062822, -99.677819268; 33.289750414, -99.608087178; 33.317826971, -99.566702555; and 33.341866798, -99.518301095. | The following property is used 100% for pollution control and is installed to meet or exceed federal or state regulations: Pipeline automatic shut-off valves at 33.069516394, -99.917496460; 33.100827959, -99.878303108; 33.146584597, -99.818843242; 33.205991114, -99.716926476; 33.234062822, -99.677819268; 33.289750414, -99.608087178; 33.317826971, -99.566702555; and 33.341866798, -99.518301095. | 2021-12-23 13:45 | 3414813 | 100
24221 | T1 | SUNRISE PIPELINE LLC | SUNRISE II PIPELINE SEGMENT IN FISHER COUNTY | SUNRISE II PIPELINE SEGMENT IN FISHER COUNTY | Fisher County | TX | 79543 | FISHER | CN605966282 | RN111392338 | Pipeline automatic shut-off valves at 32.725824635, -100.629527321; 32.815822302, -100.460901255; 32.858085671, -100.381497565; and 32.931046487, -100.228949725. | The following property is used 100% for pollution control and is installed to meet or exceed federal or state regulations: Pipeline automatic shut-off valves at 32.725824635, -100.629527321; 32.815822302, -100.460901255; 32.858085671, -100.381497565; and 32.931046487, -100.228949725. | 2022-02-04 | 1707407 | 100
24222 | T1 | SUNRISE PIPELINE LLC | SUNRISE II PIPELINE SEGMENT IN BAYLOR COUNTY | SUNRISE II PIPELINE SEGMENT IN BAYLOR COUNTY | Baylor County | TX | 76380 | BAYLOR | CN605966282 | RN111392346 | Pipeline automatic shut-off valves at 33.412778365, -99.408284502; 33.434520999, -99.362799055; 33.496858154, -99.261689796; 33.501506114, -99.249191497; 33.553746432, -99.118833123; and 33.594617264, -99.040414166. | The following property is used 100% for pollution control and is installed to meet or exceed federal or state regulations: Pipeline automatic shut-off valves at 33.412778365, -99.408284502; 33.434520999, -99.362799055; 33.496858154, -99.261689796; 33.501506114, -99.249191497; 33.553746432, -99.118833123; and 33.594617264, -99.040414166. | 2022-01-31 | 2514964 | 100
24223 | T1 | SUNRISE PIPELINE LLC | SUNRISE II PIPELINE SEGMENT IN ARCHER COUNTY | SUNRISE II PIPELINE SEGMENT IN ARCHER COUNTY | Archer County | TX | 76351 | ARCHER | CN605966282 | RN111392197 | Pipeline automatic shut-off valves at 33.670070519, -98.869600632; 33.710789369, -98.819600100; 33.714164993, -98.777388449; 33.721039378, -98.731972634; 33.738808876, -98.693311761; 33.798347363, -98.543756305; and 33.813451986, -98.495222260. | The following property is used 100% for pollution control and is installed to meet or exceed federal or state regulations: Pipeline automatic shut-off valves at 33.670070519, -98.869600632; 33.710789369, -98.819600100; 33.714164993, -98.777388449; 33.721039378, -98.731972634; 33.738808876, -98.693311761; 33.798347363, -98.543756305; and 33.813451986, -98.495222260. | 2022-01-31 | 2934124 | 100
24224 | T1 | CADDO PIPELINE LLC | CADDO PIPELINE SEGMENT IN RUSK COUNTY | CADDO PIPELINE SEGMENT IN RUSK COUNTY | Rusk County | TX | 75652 | RUSK | CN605965813 | RN111391652 | Pipeline automatic shut-off valve at 32.382970006, -94.536278628. | The following property is used 100% for pollution control and is installed to meet or exceed federal or state regulations: Pipeline automatic shut-off valve at 32.382970006, -94.536278628. | 2022-01-31 | 264060 | 100
24225 | T1 | CADDO PIPELINE LLC | CADDO PIPELINE SEGMENT IN PANOLA COUNTY | CADDO PIPELINE SEGMENT IN PANOLA COUNTY | Panola County | TX | 75633 | PANOLA | CN605965813 | RN111391660 | Pipeline automatic shut-off valves at 32.313154272, -94.356560890; 32.336454247, -94.217972706; and 32.346099672, -94.085213843. | The following property is used 100% for pollution control and is installed to meet or exceed federal or state regulations: Pipeline automatic shut-off valves at 32.313154272, -94.356560890; 32.336454247, -94.217972706; and 32.346099672, -94.085213843. | 2022-01-31 | 792181 | 100
24226 | T1 | CADDO PIPELINE LLC | CADDO PIPELINE SEGMENT IN HARRISON COUNTY | CADDO PIPELINE SEGMENT IN HARRISON COUNTY | Harrison County | TX | 75670 | HARRISON | CN605965813 | RN111391678 | Pipeline automatic shut-off valve at 32.401860781, -94.579333374. | The following property is used 100% for pollution control and is installed to meet or exceed federal or state regulations: Pipeline automatic shut-off valve at 32.401860781, -94.579333374. | 2022-01-31 | 264060 | 100
24227 | T1 | CADDO PIPELINE LLC | CADDO PIPELINE SEGMENT IN GREGG COUNTY | CADDO PIPELINE SEGMENT IN GREGG COUNTY | Gregg County | TX | 75601 | GREGG | CN605965813 | RN111391116 | Pipeline automatic shut-off valves at 32.405156185, -94.663073736; 32.422564980, -94.717893990; 32.447637577, -94.771940667; 32.449066887, -94.784159204; 32.457225601, -94.811755932; 32.471924835, -94.821307756; and 32.485306988, -94.836858752. | The following property is used 100% for pollution control and is installed to meet or exceed federal or state regulations: Pipeline automatic shut-off valves at 32.405156185, -94.663073736; 32.422564980, -94.717893990; 32.447637577, -94.771940667; 32.449066887, -94.784159204; 32.457225601, -94.811755932; 32.471924835, -94.821307756; and 32.485306988, -94.836858752. | 2022-01-31 | 1848423 | 100
24228 | T1 | RED RIVER PIPELINE COMPANY LLC | RED RIVER PIPELINE SEGMENT IN WOOD COUNTY | RED RIVER PIPELINE SEGMENT IN WOOD COUNTY | Wood County | TX | 75783 | WOOD | CN605965821 | RN111391264 | Pipeline automatic shut-off valves at 32.607550241, -95.270372016; 32.735535502, -95.459224748; and 32.755942408, -95.527867653. | The following property is used 100% for pollution control and is installed to meet or exceed federal or state regulations: Pipeline automatic shut-off valves at 32.607550241, -95.270372016; 32.735535502, -95.459224748; and 32.755942408, -95.527867653. | 2022-01-31 | 941430 | 100
24229 | T1 | RED RIVER PIPELINE COMPANY LLC | RED RIVER PIPELINE SEGMENT IN RAINS COUNTY | RED RIVER PIPELINE SEGMENT IN RAINS COUNTY | Rains County | TX | 75440 | RAINS | CN605965821 | RN111391280 | Pipeline automatic shut-off valves at 32.828897648, -95.670907842; 32.912382229, -95.758863761; and 32.946422832, -95.770658377. | The following property is used 100% for pollution control and is installed to meet or exceed federal or state regulations: Pipeline automatic shut-off valves at 32.828897648, -95.670907842; 32.912382229, -95.758863761; and 32.946422832, -95.770658377. | 2022-02-02 | 895560 | 100
24230 | T1 | RED RIVER PIPELINE COMPANY LLC | RED RIVER PIPELINE SEGMENT IN HUNT COUNTY | RED RIVER PIPELINE SEGMENT IN HUNT COUNTY | Hunt County | TX | 75401 | HUNT | CN605965821 | RN111391298 | Pipeline automatic shut-off valves at 33.152592411, -95.942398673; 33.196101195, -96.016838185; 33.258492457, -96.100990382; and 33.327050640, -96.204786883. | The following property is used 100% for pollution control and is installed to meet or exceed federal or state regulations: Pipeline automatic shut-off valves at 33.152592411, -95.942398673; 33.196101195, -96.016838185; 33.258492457, -96.100990382; and 33.327050640, -96.204786883. | 2022-02-01 | 1263977 | 100
24231 | T1 | RED RIVER PIPELINE COMPANY LLC | RED RIVER PIPELINE SEGMENT IN HOPKINS COUNTY | RED RIVER PIPELINE SEGMENT IN HOPKINS COUNTY | Hopkins County | TX | 75482 | HOPKINS | CN605965821 | RN111391306 | Pipeline automatic shut-off valves at 32.996679456, -95.784025610 and 33.069498904, -95.816122956. | The following property is used 100% for pollution control and is installed to meet or exceed federal or state regulations: Pipeline automatic shut-off valves at 32.996679456, -95.784025610 and 33.069498904, -95.816122956. | 2022-02-01 | 627620 | 100
24232 | T1 | RED RIVER PIPELINE COMPANY LLC | RED RIVER PIPELINE SEGMENT IN GREGG COUNTY | RED RIVER PIPELINE SEGMENT IN GREGG COUNTY | Gregg County | TX | 75601 | GREGG | CN605965821 | RN111391314 | Pipeline automatic shut-off valves at 32.485177888, -94.838820688 and 32.492850263, -94.934396823. | The following property is used 100% for pollution control and is installed to meet or exceed federal or state regulations: Pipeline automatic shut-off valves at 32.485177888, -94.838820688 and 32.492850263, -94.934396823. | 2022-02-01 | 627620 | 100
24233 | T1 | RED RIVER PIPELINE COMPANY LLC | RED RIVER PIPELINE SEGMENT IN GRAYSON COUNTY | RED RIVER PIPELINE SEGMENT IN GRAYSON COUNTY | Grayson County | TX | 75090 | GRAYSON | CN605965821 | RN111391322 | Pipeline automatic shut-off valves at 33.456220207, -96.412306689; 33.502957437-96.484844737, 33.549527684, -96.580504757; 33.549538989, -96.580929072, 33.570745419, -96.622455564; 33.612923782, -96.750440951; and 33.628953115,-96.896737229. | The following property is used 100% for pollution control and is installed to meet or exceed federal or state regulations: Pipeline automatic shut-off valves at 33.456220207, -96.412306689; 33.502957437-96.484844737, 33.549527684, -96.580504757; 33.549538989, -96.580929072, 33.570745419, -96.622455564; 33.612923782, -96.750440951; and 33.628953115,-96.896737229. | 2022-02-02 | 2211959 | 100
24234 | T1 | RED RIVER PIPELINE COMPANY LLC | RED RIVER PIPELINE SEGMENT IN FANNIN COUNTY | RED RIVER PIPELINE SEGMENT IN FANNIN COUNTY | Fannin County | TX | 75418 | FANNIN | CN605965821 | RN111391330 | Pipeline automatic shut-off valve at 33.401790164, -96.329257380. | The following property is used 100% for pollution control and is installed to meet or exceed federal or state regulations: Pipeline automatic shut-off valve at 33.401790164, -96.329257380. | 2022-02-01 | 315994 | 100
24235 | T1 | RED RIVER PIPELINE COMPANY LLC | RED RIVER PIPELINE SEGMENT IN COOKE COUNTY | RED RIVER PIPELINE SEGMENT IN COOKE COUNTY | Cooke County | TX | 76240 | COOKE | CN605965821 | RN111391124 | Pipeline automatic shut-off valves at 33.673010418, -97.023187230; 33.688292543, -97.126749040; and 33.803631507, -97.226794747. | The following property is used 100% for pollution control and is installed to meet or exceed federal or state regulations: Pipeline automatic shut-off valves at 33.673010418, -97.023187230; 33.688292543, -97.126749040; and 33.803631507, -97.226794747. | 2022-02-01 | 952351 | 100
24236 | T1 | UNITED PARCEL SERVICE INC | SWEETWATER WAREHOUSE & DISTRIBUTION FACILITY | 8330 SWEETWATER LN | HOUSTON | TX | 77037 | HARRIS | CN602297624 | RN100704097 | Environmental paving of vehicular traffic areas | The following property is used 100% for pollution control to meet or exceed federal or state regulations: Environmental paving of vehicular traffic areas | 2022-02-01 | 6105396 | 100
24237 | T1 | GLADIEUX METALS RECYCLING LLC | GLADIEUX METALS RECYCLING | Latitude = 28.939444, Longitude = -95.338055 | Brazoria County | TX | 77542 | BRAZORIA | CN605364843 | RN100210129 | Two chlorination units. | The following property is used 100% for pollution control to meet or exceed federal or state regulations: Two chlorination units. | 2022-03-31 | 5660 | 100
24238 | T1 | GLADIEUX METALS RECYCLING LLC | GLADIEUX METALS RECYCLING | Latitude = 28.939444, Longitude = -95.338055 | Brazoria County | TX | 77542 | BRAZORIA | CN605364843 | RN100210129 | A continuous emissions monitoring system and a continuous opacity monitoring system for EPN SCRUB. | The following property is used 100% for pollution control to meet or exceed federal or state regulations: A continuous emissions monitoring system and a continuous opacity monitoring system for EPN SCRUB. | 2022-03-31 | 1200000 | 100
24239 | T1 | GLADIEUX METALS RECYCLING LLC | GLADIEUX METALS RECYCLING | Latitude = 28.939444, Longitude = -95.338055 | Brazoria County | TX | 77541 | BRAZORIA | CN605364843 | RN100210129 | Thermal oxidizer at EPN TDU | The following property is used 100% for pollution control to meet or exceed federal or state regulations: Thermal oxidizer at EPN TDU | 2022-03-31 | 300000 | 100
24240 | T1 | GLADIEUX METALS RECYCLING LLC | GLADIEUX METALS RECYCLING | Latitude = 28.939444, Longitude = -95.338055 | Brazoria County | TX | 77542 | BRAZORIA | CN605364843 | RN100210129 | Circulating dry scrubber and baghouse EPN SCRUB. | The following property is used 100% for pollution control to meet or exceed federal or state regulations: Circulating dry scrubber and baghouse EPN SCRUB. | 2022-05-18 | 50000000 | 100
24241 | T1 | EAGLE FORD PIPELINE LLC | EAGLE FORD PIPELINE SEGMENT IN WILSON COUNTY | EAGLE FORD PIPELINE SEGMENT IN WILSON COUNTY | Wilson County | TX | 78114 | WILSON | CN604094508 | RN111397519 | Sedimentation and erosion controls consisting of slope breakers, silt fences, sedimentation barriers, staked hay or straw bales, matting and diking. | The following property is used 100% for pollution control and is installed to meet or exceed federal or state regulations: Sedimentation and erosion controls consisting of slope breakers, silt fences, sedimentation barriers, staked hay or straw bales, matting and diking. | 2022-02-11 | 65319 | 100
24242 | T1 | EAGLE FORD PIPELINE LLC | EAGLE FORD PIPELINE SEGMENT IN NUECES COUNTY | EAGLE FORD PIPELINE SEGMENT IN NUECES COUNTY | Nueces County | TX | 78401 | NUECES | CN604094508 | RN111397527 | Sedimentation and erosion controls consisting of slope breakers, silt fences, sedimentation barriers, staked hay or straw bales, matting and diking. | The following property is used 100% for pollution control and is installed to meet or exceed federal or state regulations: Sedimentation and erosion controls consisting of slope breakers, silt fences, sedimentation barriers, staked hay or straw bales, matting and diking. | 2022-02-11 | 8476244 | 100
24243 | T1 | EAGLE FORD PIPELINE LLC | EAGLE FORD PIPELINE SEGMENT IN KARNES COUNTY | EAGLE FORD PIPELINE SEGMENT IN KARNES COUNTY | Karnes County | TX | 78118 | KARNES | CN604094508 | RN111397535 | Sedimentation and erosion controls consisting of slope breakers, silt fences, sedimentation barriers, staked hay or straw bales, matting and diking. | The following property is used 100% for pollution control and is installed to meet or exceed federal or state regulations: Sedimentation and erosion controls consisting of slope breakers, silt fences, sedimentation barriers, staked hay or straw bales, matting and diking. | 2022-02-11 | 1867710 | 100
24244 | T1 | EAGLE FORD PIPELINE LLC | EAGLE FORD PIPELINE SEGMENT IN JIM WELLS COUNTY | EAGLE FORD PIPELINE SEGMENT IN JIM WELLS COUNTY | Jim Wells County | TX | 78332 | JIM WELLS | CN604094508 | RN111397543 | Sedimentation and erosion controls consisting of slope breakers, silt fences, sedimentation barriers, staked hay or straw bales, matting and diking. | The following property is used 100% for pollution control and is installed to meet or exceed federal or state regulations: Sedimentation and erosion controls consisting of slope breakers, silt fences, sedimentation barriers, staked hay or straw bales, matting and diking. | 2022-02-11 | 2675020 | 100
24245 | T1 | EAGLE FORD PIPELINE LLC | EAGLE FORD PIPELINE SEGMENT IN ATASCOSA COUNTY | EAGLE FORD PIPELINE SEGMENT IN ATASCOSA COUNTY | Atascosa County | TX | 78026 | ATASCOSA | CN604094508 | RN111397550 | Sedimentation and erosion controls consisting of slope breakers, silt fences, sedimentation barriers, staked hay or straw bales, matting and diking. | The following property is used 100% for pollution control and is installed to meet or exceed federal or state regulations: Sedimentation and erosion controls consisting of slope breakers, silt fences, sedimentation barriers, staked hay or straw bales, matting and diking. | 2022-02-11 | 1005936 | 100
24246 | T1 | EAGLE FORD PIPELINE LLC | EAGLE FORD PIPELINE SEGMENT IN MCMULLEN COUNTY | EAGLE FORD PIPELINE SEGMENT IN MCMULLEN COUNTY | Mcmullen County | TX | 78072 | MCMULLEN | CN604094508 | RN111397568 | Sedimentation and erosion controls consisting of slope breakers, silt fences, sedimentation barriers, staked hay or straw bales, matting and diking. | The following property is used 100% for pollution control and is installed to meet or exceed federal or state regulations: Sedimentation and erosion controls consisting of slope breakers, silt fences, sedimentation barriers, staked hay or straw bales, matting and diking. | 2022-02-15 | 6949939 | 100
24247 | T1 | EAGLE FORD PIPELINE LLC | EAGLE FORD PIPELINE SEGMENT IN LIVE OAK COUNTY | EAGLE FORD PIPELINE SEGMENT IN LIVE OAK COUNTY | Live Oak County | TX | 78022 | LIVE OAK | CN604094508 | RN111397576 | Sedimentation and erosion controls consisting of slope breakers, silt fences, sedimentation barriers, staked hay or straw bales, matting and diking. | The following property is used 100% for pollution control and is installed to meet or exceed federal or state regulations: Sedimentation and erosion controls consisting of slope breakers, silt fences, sedimentation barriers, staked hay or straw bales, matting and diking. | 2022-02-15 | 14041168 | 100
24248 | T1 | EAGLE FORD PIPELINE LLC | EAGLE FORD PIPELINE SEGMENT IN LA SALLE COUNTY | EAGLE FORD PIPELINE SEGMENT IN LA SALLE COUNTY | La Salle County | TX | 78014 | LA SALLE | CN604094508 | RN111397584 | Sedimentation and erosion controls consisting of slope breakers, silt fences, sedimentation barriers, staked hay or straw bales, matting and diking. | The following property is used 100% for pollution control and is installed to meet or exceed federal or state regulations: Sedimentation and erosion controls consisting of slope breakers, silt fences, sedimentation barriers, staked hay or straw bales, matting and diking. | 2022-02-15 | 6253579 | 100
24249 | T1 | HAYS ENERGY LLC | HAYS ENERGY FACILITY | 1601 FRANCES HARRIS LN | SAN MARCOS | TX | 78666 | HAYS | CN600125611 | RN100211689 | Heat Recovery Steam Generator Units 1-4 | The following property is used 65% for pollution control to meet or exceed federal or state regulations: Heat Recovery Steam Generator Units 1-4 | 2022-01-06 | 26000000 | 65
24250 | T1 | EAGLE FORD PIPELINE LLC | EAGLE FORD PIPELINE SEGMENT IN WILSON COUNTY | EAGLE FORD PIPELINE SEGMENT IN WILSON COUNTY | Wilson County | TX | 78114 | WILSON | CN604094508 | RN111397519 | Pipeline automatic shut-off valve at 28.919140082, -98.147986428. | The following property is used 100% for pollution control and is installed to meet or exceed federal or state regulations: Pipeline automatic shut-off valve at 28.919140082, -98.147986428. | 2022-02-15 | 334414 | 100
24251 | T1 | EAGLE FORD PIPELINE LLC | EAGLE FORD PIPELINE SEGMENT IN NUECES COUNTY | EAGLE FORD PIPELINE SEGMENT IN NUECES COUNTY | Nueces County | TX | 78401 | NUECES | CN604094508 | RN111397527 | Pipeline automatic shut-off valves at 27.797431806, -97.496092701; 27.797464228, -97.496092074; 27.801112972, -97.519265276; 27.810893361, -97.535360510; 27.810938284, -97.535459952; 27.814563105, -97.464955111; 27.814582778, -97.464948353; 27.820955425, -97.514785681; 27.820958957, -97.516264332; 27.820997781, -97.514925221; 27.821934425, -97.517230654; 27.821937536, -97.517262810; 27.822353793, -97.515071881; 27.823067327, -97.601441019; 27.823120044, -97.601428211; 27.824103017, -97.664696785; 27.824158202, -97.664685893; 27.844151000, -97.524491299; 27.844151448, -97.524496361; 27.844152000, -97.524441400; 27.844152062, -97.524436742; 27.844240638, -97.524438521; 27.844241531, -97.524493058; 27.844242900, -97.524402700; 27.844244732, -97.524517149; 27.844277931, -97.524499485; 27.844281600, -97.524443400; 27.890683502, -97.796212372; 27.890732836, -97.796189504; 27.909059868, -97.818690002; and 27.909109604, -97.818658777. | The following property is used 100% for pollution control and is installed to meet or exceed federal or state regulations: Pipeline automatic shut-off valves at 27.797431806, -97.496092701; 27.797464228, -97.496092074; 27.801112972, -97.519265276; 27.810893361, -97.535360510; 27.810938284, -97.535459952; 27.814563105, -97.464955111; 27.814582778, -97.464948353; 27.820955425, -97.514785681; 27.820958957, -97.516264332; 27.820997781, -97.514925221; 27.821934425, -97.517230654; 27.821937536, -97.517262810; 27.822353793, -97.515071881; 27.823067327, -97.601441019; 27.823120044, -97.601428211; 27.824103017, -97.664696785; 27.824158202, -97.664685893; 27.844151000, -97.524491299; 27.844151448, -97.524496361; 27.844152000, -97.524441400; 27.844152062, -97.524436742; 27.844240638, -97.524438521; 27.844241531, -97.524493058; 27.844242900, -97.524402700; 27.844244732, -97.524517149; 27.844277931, -97.524499485; 27.844281600, -97.524443400; 27.890683502, -97.796212372; 27.890732836, -97.796189504; 27.909059868, -97.818690002; and 27.909109604, -97.818658777. | 2022-02-15 | 9779007 | 100
24252 | T1 | EAGLE FORD PIPELINE LLC | EAGLE FORD PIPELINE SEGMENT IN KARNES COUNTY | EAGLE FORD PIPELINE SEGMENT IN KARNES COUNTY | Karnes County | TX | 78118 | KARNES | CN604094508 | RN111397535 | Pipeline automatic shut-off valves at 28.736351437, -98.028105647; 28.771011137, -97.991990546; 28.771018551, -97.992009101; 28.772548715, -97.986709643; 28.772616490, -97.986841554; 28.777931830, -97.971328795; 28.779592987, -97.946495773; 28.785380356, -97.948960759; 28.789326986, -97.994970255; 28.796559619, -97.923513013; 28.843608848, -97.987055162; and 28.855465690, -98.155815570. | The following property is used 100% for pollution control and is installed to meet or exceed federal or state regulations: Pipeline automatic shut-off valves at 28.736351437, -98.028105647; 28.771011137, -97.991990546; 28.771018551, -97.992009101; 28.772548715, -97.986709643; 28.772616490, -97.986841554; 28.777931830, -97.971328795; 28.779592987, -97.946495773; 28.785380356, -97.948960759; 28.789326986, -97.994970255; 28.796559619, -97.923513013; 28.843608848, -97.987055162; and 28.855465690, -98.155815570. | 2022-02-15 | 2999006 | 100
24253 | T1 | EAGLE FORD PIPELINE LLC | EAGLE FORD PIPELINE SEGMENT IN JIM WELLS COUNTY | EAGLE FORD PIPELINE SEGMENT IN JIM WELLS COUNTY | Jim Wells County | TX | 78332 | JIM WELLS | CN604094508 | RN111397543 | Pipeline automatic shut-off valves at 28.013762400, -97.933521269 and 28.013810880, -97.933482791. | The following property is used 100% for pollution control and is installed to meet or exceed federal or state regulations: Pipeline automatic shut-off valves at 28.013762400, -97.933521269 and 28.013810880, -97.933482791. | 2022-02-15 | 677025 | 100
24254 | T1 | EAGLE FORD PIPELINE LLC | EAGLE FORD PIPELINE SEGMENT IN ATASCOSA COUNTY | EAGLE FORD PIPELINE SEGMENT IN ATASCOSA COUNTY | Atascosa County | TX | 78026 | ATASCOSA | CN604094508 | RN111397550 | Pipeline automatic shut-off valve at 28.739289121, -98.178494574. | The following property is used 100% for pollution control and is installed to meet or exceed federal or state regulations: Pipeline automatic shut-off valve at 28.739289121, -98.178494574. | 2022-02-15 | 334414 | 100
24255 | T1 | EAGLE FORD PIPELINE LLC | EAGLE FORD PIPELINE SEGMENT IN MCMULLEN COUNTY | EAGLE FORD PIPELINE SEGMENT IN MCMULLEN COUNTY | Mcmullen County | TX | 78072 | MCMULLEN | CN604094508 | RN111397568 | Pipeline automatic shut-off valves at 28.456234136, -98.388128043; 28.456322812, -98.388111205; 28.469824021, -98.602132277; 28.469958428, -98.602573328; and 28.469958457, -98.602600185. | The following property is used 100% for pollution control and is installed to meet or exceed federal or state regulations: Pipeline automatic shut-off valves at 28.456234136, -98.388128043; 28.456322812, -98.388111205; 28.469824021, -98.602132277; 28.469958428, -98.602573328; and 28.469958457, -98.602600185. | 2022-02-15 | 1672071 | 100
24256 | T1 | EAGLE FORD PIPELINE LLC | EAGLE FORD PIPELINE SEGMENT IN LIVE OAK COUNTY | EAGLE FORD PIPELINE SEGMENT IN LIVE OAK COUNTY | Live Oak County | TX | 78022 | LIVE OAK | CN604094508 | RN111397576 | Pipeline automatic shut-off valves at 28.113301453, -98.033016746; 28.113406728, -98.033007845; 28.242999745, -98.103760287; 28.243054874, -98.103704023; 28.318804073, -98.143981338; 28.318890678, -98.143989119; 28.422572122, -98.201566797; 28.422588248, -98.201506555; 28.455448284, -98.199920402; 28.460997945, -98.222608816; 28.461144629, -98.222410235; 28.461148880, -98.222539167; 28.461230471, -98.222713626; 28.461233353, -98.222834409; 28.461329460, -98.222708097; 28.461796500, -98.223010725; 28.493845456, -98.237795704; 28.494550440, -98.238034832; 28.572383357, -98.227280459; 28.585019348, -98.225018714; 28.585071130, -98.225087944; 28.603277144, -98.218430971; 28.611013638, -98.155156243; 28.611013849, -98.155140572; 28.671106223, -98.193147852; 28.701111501, -98.129494256; 28.724129084, -98.038017354; 28.729347002, -98.064517955; 28.732223279, -98.056962253; and 28.732235653, -98.056965653. | The following property is used 100% for pollution control and is installed to meet or exceed federal or state regulations: Pipeline automatic shut-off valves at 28.113301453, -98.033016746; 28.113406728, -98.033007845; 28.242999745, -98.103760287; 28.243054874, -98.103704023; 28.318804073, -98.143981338; 28.318890678, -98.143989119; 28.422572122, -98.201566797; 28.422588248, -98.201506555; 28.455448284, -98.199920402; 28.460997945, -98.222608816; 28.461144629, -98.222410235; 28.461148880, -98.222539167; 28.461230471, -98.222713626; 28.461233353, -98.222834409; 28.461329460, -98.222708097; 28.461796500, -98.223010725; 28.493845456, -98.237795704; 28.494550440, -98.238034832; 28.572383357, -98.227280459; 28.585019348, -98.225018714; 28.585071130, -98.225087944; 28.603277144, -98.218430971; 28.611013638, -98.155156243; 28.611013849, -98.155140572; 28.671106223, -98.193147852; 28.701111501, -98.129494256; 28.724129084, -98.038017354; 28.729347002, -98.064517955; 28.732223279, -98.056962253; and 28.732235653, -98.056965653. | 2022-02-15 | 8833903 | 100
24257 | T1 | EAGLE FORD PIPELINE LLC | EAGLE FORD PIPELINE SEGMENT IN LA SALLE COUNTY | EAGLE FORD PIPELINE SEGMENT IN LA SALLE COUNTY | La Salle County | TX | 78014 | LA SALLE | CN604094508 | RN111397584 | Pipeline automatic shut-off valves at 28.484843064, -99.002674082; 28.484896735, -99.002564683; 28.502434505, -98.804151855; 28.502649269, -98.804009904; 28.525437559, -99.222396481; and 28.525757232, -99.222148809. | The following property is used 100% for pollution control and is installed to meet or exceed federal or state regulations: Pipeline automatic shut-off valves at 28.484843064, -99.002674082; 28.484896735, -99.002564683; 28.502434505, -98.804151855; 28.502649269, -98.804009904; 28.525437559, -99.222396481; and 28.525757232, -99.222148809. | 2022-02-15 | 2006485 | 100
24258 | T1 | EAGLE FORD PIPELINE LLC | EAGLE FORD PIPELINE SEGMENT IN WILSON COUNTY | EAGLE FORD PIPELINE SEGMENT IN WILSON COUNTY | Wilson County | TX | 78114 | WILSON | CN604094508 | RN111397519 | Pipeline Inspection Gauge (PIG) receiver at -98.147986428, 28.919140082. | The following property is used 100% for pollution control and is installed to meet or exceed federal or state regulations: Pipeline Inspection Gauge (PIG) receiver at -98.147986428, 28.919140082. | 2022-02-15 | 179757 | 100
24259 | T1 | EAGLE FORD PIPELINE LLC | EAGLE FORD PIPELINE SEGMENT IN NUECES COUNTY | EAGLE FORD PIPELINE SEGMENT IN NUECES COUNTY | Nueces County | TX | 78401 | NUECES | CN604094508 | RN111397527 | Pipeline Inspection Gauge (PIG) receivers at -97.519265170, 27.801112957; -97.516264332, 27.820958957; -97.514925720, 27.820998105; and -97.524402700, 27.844242900; and PIG launchers at -97.514785681, 27.820955425; -97.515071881, 27.822353793; and -97.515111100, 27.822436100. | The following property is used 100% for pollution control and is installed to meet or exceed federal or state regulations: Pipeline Inspection Gauge (PIG) receivers at -97.519265170, 27.801112957; -97.516264332, 27.820958957; -97.514925720, 27.820998105; and -97.524402700, 27.844242900; and PIG launchers at -97.514785681, 27.820955425; -97.515071881, 27.822353793; and -97.515111100, 27.822436100. | 2022-02-15 | 1163397 | 100
24260 | T1 | EAGLE FORD PIPELINE LLC | EAGLE FORD PIPELINE SEGMENT IN KARNES COUNTY | EAGLE FORD PIPELINE SEGMENT IN KARNES COUNTY | Karnes County | TX | 78118 | KARNES | CN604094508 | RN111397535 | Pipeline Inspection Gauge (PIG) receivers at -97.986841554, 28.772616490; and -97.948980054, 28.785482922; and PIG launchers at -97.994970255, 28.789326986; -97.923513013, 28.796559619; and -97.987055162, 28.843608848. | The following property is used 100% for pollution control and is installed to meet or exceed federal or state regulations: Pipeline Inspection Gauge (PIG) receivers at -97.986841554, 28.772616490; and -97.948980054, 28.785482922; and PIG launchers at -97.994970255, 28.789326986; -97.923513013, 28.796559619; and -97.987055162, 28.843608848. | 2022-02-15 | 572876 | 100
24261 | T1 | EAGLE FORD PIPELINE LLC | EAGLE FORD PIPELINE SEGMENT IN LIVE OAK COUNTY | EAGLE FORD PIPELINE SEGMENT IN LIVE OAK COUNTY | Live Oak County | TX | 78022 | LIVE OAK | CN604094508 | RN111397576 | Pipeline Inspection Gauge (PIG) receivers at -98.199920402, 28.455448284; -98.222834409, 28.461233353; -98.222708097, 28.461329460; and -98.223010725, 28.461796500; and PIG launchers at -98.222608816, 28.460997945; -98.222410235, 28.461144629; -98.222539167, 28.461148880; and -98.222713626, 28.461230471. | The following property is used 100% for pollution control and is installed to meet or exceed federal or state regulations: Pipeline Inspection Gauge (PIG) receivers at -98.199920402, 28.455448284; -98.222834409, 28.461233353; -98.222708097, 28.461329460; and -98.223010725, 28.461796500; and PIG launchers at -98.222608816, 28.460997945; -98.222410235, 28.461144629; -98.222539167, 28.461148880; and -98.222713626, 28.461230471. | 2022-02-15 | 1295702 | 100
24262 | T1 | EAGLE FORD PIPELINE LLC | EAGLE FORD PIPELINE SEGMENT IN LA SALLE COUNTY | EAGLE FORD PIPELINE SEGMENT IN LA SALLE COUNTY | La Salle County | TX | 78014 | LA SALLE | CN604094508 | RN111397584 | Pipeline Inspection Gauge (PIG) launchers at -99.222396481, 28.525437559 and -99.222148809, 28.525757232. | The following property is used 100% for pollution control and is installed to meet or exceed federal or state regulations: Pipeline Inspection Gauge (PIG) launchers at -99.222396481, 28.525437559 and -99.222148809, 28.525757232. | 2022-02-15 | 325349 | 100
24263 | T1 | EAGLE FORD PIPELINE LLC | EAGLE FORD PIPELINE SEGMENT IN WILSON COUNTY | EAGLE FORD PIPELINE SEGMENT IN WILSON COUNTY | Wilson County | TX | 78114 | WILSON | CN604094508 | RN111397519 | Nondestructive pipeline testing expenditures – Radiography. | The following property is used 100% for pollution control to meet or exceed federal or state regulations: Nondestructive pipeline testing expenditures – Radiography. | 2022-02-08 | 17658 | 100
24264 | T1 | EAGLE FORD PIPELINE LLC | EAGLE FORD PIPELINE SEGMENT IN NUECES COUNTY | EAGLE FORD PIPELINE SEGMENT IN NUECES COUNTY | Nueces County | TX | 78401 | NUECES | CN604094508 | RN111397527 | Nondestructive pipeline testing expenditures – Radiography. | The following property is used 100% for pollution control to meet or exceed federal or state regulations: Nondestructive pipeline testing expenditures – Radiography. | 2022-02-08 | 2291408 | 100
24265 | T1 | EAGLE FORD PIPELINE LLC | EAGLE FORD PIPELINE SEGMENT IN KARNES COUNTY | EAGLE FORD PIPELINE SEGMENT IN KARNES COUNTY | Karnes County | TX | 78118 | KARNES | CN604094508 | RN111397535 | Nondestructive pipeline testing expenditures – Radiography. | The following property is used 100% for pollution control to meet or exceed federal or state regulations: Nondestructive pipeline testing expenditures – Radiography. | 2022-02-08 | 504904 | 100
24266 | T1 | EAGLE FORD PIPELINE LLC | EAGLE FORD PIPELINE SEGMENT IN JIM WELLS COUNTY | EAGLE FORD PIPELINE SEGMENT IN JIM WELLS COUNTY | Jim Wells County | TX | 78332 | JIM WELLS | CN604094508 | RN111397543 | Nondestructive pipeline testing expenditures – Radiography. | The following property is used 100% for pollution control to meet or exceed federal or state regulations: Nondestructive pipeline testing expenditures – Radiography. | 2022-02-08 | 723146 | 100
24267 | T1 | EAGLE FORD PIPELINE LLC | EAGLE FORD PIPELINE SEGMENT IN ATASCOSA COUNTY | EAGLE FORD PIPELINE SEGMENT IN ATASCOSA COUNTY | Atascosa County | TX | 78026 | ATASCOSA | CN604094508 | RN111397550 | Nondestructive pipeline testing expenditures – Radiography. | The following property is used 100% for pollution control to meet or exceed federal or state regulations: Nondestructive pipeline testing expenditures – Radiography. | 2022-02-08 | 271938 | 100
24268 | T1 | EAGLE FORD PIPELINE LLC | EAGLE FORD PIPELINE SEGMENT IN MCMULLEN COUNTY | EAGLE FORD PIPELINE SEGMENT IN MCMULLEN COUNTY | Mcmullen County | TX | 78072 | MCMULLEN | CN604094508 | RN111397568 | Nondestructive pipeline testing expenditures – Radiography. | The following property is used 100% for pollution control to meet or exceed federal or state regulations: Nondestructive pipeline testing expenditures – Radiography. | 2022-02-08 | 1878798 | 100
24269 | T1 | EAGLE FORD PIPELINE LLC | EAGLE FORD PIPELINE SEGMENT IN LIVE OAK COUNTY | EAGLE FORD PIPELINE SEGMENT IN LIVE OAK COUNTY | Live Oak County | TX | 78022 | LIVE OAK | CN604094508 | RN111397576 | Nondestructive pipeline testing expenditures – Radiography. | The following property is used 100% for pollution control to meet or exceed federal or state regulations: Nondestructive pipeline testing expenditures – Radiography. | 2022-02-08 | 3795790 | 100
24270 | T1 | EAGLE FORD PIPELINE LLC | EAGLE FORD PIPELINE SEGMENT IN LA SALLE COUNTY | EAGLE FORD PIPELINE SEGMENT IN LA SALLE COUNTY | La Salle County | TX | 78014 | LA SALLE | CN604094508 | RN111397584 | Nondestructive pipeline testing expenditures – Radiography. | The following property is used 100% for pollution control to meet or exceed federal or state regulations: Nondestructive pipeline testing expenditures – Radiography. | 2022-02-08 | 1690548 | 100
24271 | T1 | EAGLE FORD PIPELINE LLC | EAGLE FORD PIPELINE SEGMENT IN WILSON COUNTY | EAGLE FORD PIPELINE SEGMENT IN WILSON COUNTY | Wilson County | TX | 78114 | WILSON | CN604094508 | RN111397519 | Nondestructive pipeline testing expenditures – Radiography. | The following property is used 100% for pollution control to meet or exceed federal or state regulations: Nondestructive pipeline testing expenditures – Radiography. | 2022-02-08 | 13987 | 100
24272 | T1 | EAGLE FORD PIPELINE LLC | EAGLE FORD PIPELINE SEGMENT IN NUECES COUNTY | EAGLE FORD PIPELINE SEGMENT IN NUECES COUNTY | Nueces County | TX | 78401 | NUECES | CN604094508 | RN111397527 | Nondestructive pipeline testing expenditures – Radiography. | The following property is used 100% for pollution control to meet or exceed federal or state regulations: Nondestructive pipeline testing expenditures – Radiography. | 2022-02-08 | 1815032 | 100
24273 | T1 | EAGLE FORD PIPELINE LLC | EAGLE FORD PIPELINE SEGMENT IN KARNES COUNTY | EAGLE FORD PIPELINE SEGMENT IN KARNES COUNTY | Karnes County | TX | 78118 | KARNES | CN604094508 | RN111397535 | Nondestructive pipeline testing expenditures – Radiography. | The following property is used 100% for pollution control to meet or exceed federal or state regulations: Nondestructive pipeline testing expenditures – Radiography. | 2022-02-08 | 399936 | 100
24274 | T1 | EAGLE FORD PIPELINE LLC | EAGLE FORD PIPELINE SEGMENT IN JIM WELLS COUNTY | EAGLE FORD PIPELINE SEGMENT IN JIM WELLS COUNTY | Jim Wells County | TX | 78332 | JIM WELLS | CN604094508 | RN111397543 | Nondestructive pipeline testing expenditures – Radiography. | The following property is used 100% for pollution control to meet or exceed federal or state regulations: Nondestructive pipeline testing expenditures – Radiography. | 2022-02-08 | 572806 | 100
24275 | T1 | EAGLE FORD PIPELINE LLC | EAGLE FORD PIPELINE SEGMENT IN ATASCOSA COUNTY | EAGLE FORD PIPELINE SEGMENT IN ATASCOSA COUNTY | Atascosa County | TX | 78026 | ATASCOSA | CN604094508 | RN111397550 | Pipeline coating and cathodic protection on the Eagle Ford Pipeline Segment in Atascosa County. | The following property is used 100% for pollution control to meet or exceed federal or state regulations: Pipeline coating and cathodic protection on the Eagle Ford Pipeline Segment in Atascosa County. | 2022-02-09 | 215403 | 100
24276 | T1 | EAGLE FORD PIPELINE LLC | EAGLE FORD PIPELINE SEGMENT IN MCMULLEN COUNTY | EAGLE FORD PIPELINE SEGMENT IN MCMULLEN COUNTY | Mcmullen County | TX | 78072 | MCMULLEN | CN604094508 | RN111397568 | Pipeline coating and cathodic protection on the Eagle Ford Pipeline Segment in McMullen County. | The following property is used 100% for pollution control to meet or exceed federal or state regulations: Pipeline coating and cathodic protection on the Eagle Ford Pipeline Segment in McMullen County. | 2022-02-09 | 1488202 | 100
24277 | T1 | EAGLE FORD PIPELINE LLC | EAGLE FORD PIPELINE SEGMENT IN LIVE OAK COUNTY | EAGLE FORD PIPELINE SEGMENT IN LIVE OAK COUNTY | Live Oak County | TX | 78022 | LIVE OAK | CN604094508 | RN111397576 | Pipeline coating and cathodic protection on the Eagle Ford Pipeline Segment in Live Oak County. | The following property is used 100% for pollution control to meet or exceed federal or state regulations: Pipeline coating and cathodic protection on the Eagle Ford Pipeline Segment in Live Oak County. | 2022-02-09 | 3006658 | 100
24278 | T1 | EAGLE FORD PIPELINE LLC | EAGLE FORD PIPELINE SEGMENT IN LA SALLE COUNTY | EAGLE FORD PIPELINE SEGMENT IN LA SALLE COUNTY | La Salle County | TX | 78014 | LA SALLE | CN604094508 | RN111397584 | Pipeline coating and cathodic protection on the Eagle Ford Pipeline Segment in La Salle County. | The following property is used 100% for pollution control to meet or exceed federal or state regulations: Pipeline coating and cathodic protection on the Eagle Ford Pipeline Segment in La Salle County. | 2022-02-09 | 1339089 | 100
24279 | T1 | DARLING INGREDIENTS INC | DARLING INGREDIENTS GRAPELAND | 834 FM 227 E | GRAPELAND | TX | 75844 | HOUSTON | CN600480826 | RN110645421 | Regenerative thermal oxidizer. | The following property is used 100% for pollution control and is installed to meet or exceed federal or state regulations: Regenerative thermal oxidizer. | 2022-03-31 | 45000 | 100
24280 | T1 | DARLING INGREDIENTS INC | DARLING INGREDIENTS GRAPELAND | 834 FM 227 E | GRAPELAND | TX | 75844 | HOUSTON | CN600480826 | RN110645421 | Waste water treatment system consisting of final effluent lagoon discharge pump, anaerobic lagoon effluent pump #2, waste water equalization tank, final effluent Parshall flume, aerobic reactor glass lined tank, DAF feed pump, anaerobic lagoon effluent pump #1, final site drain pump station pump #2, sludge tank, final effluent storage lagoon controls building, above grade bolted steel storage, floating surface aerator, instrumentation and controls, effluent irrigation pump, covered anaerobic lagoon and gas piping, final effluent storage lagoon, jet aeration system, and associated electrical equipment. | The following property is used 100% for pollution control and is installed to meet or exceed federal or state regulations: Waste water treatment system consisting of final effluent lagoon discharge pump, anaerobic lagoon effluent pump #2, waste water equalization tank, final effluent Parshall flume, aerobic reactor glass lined tank, DAF feed pump, anaerobic lagoon effluent pump #1, final site drain pump station pump #2, sludge tank, final effluent storage lagoon controls building, above grade bolted steel storage, floating surface aerator, instrumentation and controls, effluent irrigation pump, covered anaerobic lagoon and gas piping, final effluent storage lagoon, jet aeration system, and associated electrical equipment. | 2022-03-31 | 4059244 | 100
24281 | T1 | GRIFFIN INDUSTRIES LLC | DARLING INGREDIENTS BASTROP | 264 FM 2336 | BASTROP | TX | 78602 | BASTROP | CN600473482 | RN101638641 | Feather press scrubber and panel. | The following property is used 100% for pollution control and is installed to meet or exceed federal or state regulations: Feather press scrubber and panel. | 2022-03-31 | 318658 | 100
24282 | T1 | GRIFFIN INDUSTRIES LLC | DARLING INGREDIENTS BASTROP | 264 FM 2336 | BASTROP | TX | 78602 | BASTROP | CN600473482 | RN101638641 | Waste water treatment system consisting of skimmer pump, pivot pt irrigation, blower aeration system, anoxic pond aqua turbo, finished wastewater pond cleanout, lagoon repair - added 7 years life, aqua-turbo - 40 HP, wastewater pond cleanout and recover, tarp - wastewater pond #1, stormwater pond cleanout, and two 50hp aquaturbo aerators. | The following property is used 100% for pollution control and is installed to meet or exceed federal or state regulations: Waste water treatment system consisting of skimmer pump, pivot pt irrigation, blower aeration system, anoxic pond aqua turbo, finished wastewater pond cleanout, lagoon repair - added 7 years life, aqua-turbo - 40 HP, wastewater pond cleanout and recover, tarp - wastewater pond #1, stormwater pond cleanout, and two 50hp aquaturbo aerators. | 2022-03-31 | 615772 | 100
24283 | T1 | DARLING INGREDIENTS INC | DARLING INGREDIENTS BRYAN BAKERY | 601 LIBERTY DR | BRYAN | TX | 77807 | BRAZOS | CN600480826 | RN106484058 | Regenerative thermal oxidizer system consisting of a regenerative thermal oxidizer, fan, ductwork, tile, fan drive, and media. | The following property is used 100% for pollution control and is installed to meet or exceed federal or state regulations: Regenerative thermal oxidizer system consisting of a regenerative thermal oxidizer, fan, ductwork, tile, fan drive, and media. | 2022-06-13 | 1004493 | 100
24284 | T1 | MIDLOTHIAN ENERGY LLC | MIDLOTHIAN ENERGY FACILITY | 4601 BROOKHOLLOW DR | MIDLOTHIAN | TX | 76065 | ELLIS | CN600131379 | RN102596400 | Heat Recovery Steam Generator Units 1-6. | The following property is used 65% for pollution control to meet or exceed federal or state regulations: Heat Recovery Steam Generator Units 1-6. | 2022-01-06 | 69532500 | 65
24285 | T1 | PLAINS PIPELINE LP | CACTUS PIPELINE SEGMENT IN UPTON COUNTY | CACTUS PIPELINE SEGMENT IN UPTON COUNTY | Upton County | TX | 79778 | UPTON | CN601440852 | RN111404281 | Sedimentation and erosion controls consisting of slope breakers, silt fences, sedimentation barriers, staked hay or straw bales, matting and diking. | The following property is used 100% for pollution control to meet or exceed federal or state regulations: Sedimentation and erosion controls consisting of slope breakers, silt fences, sedimentation barriers, staked hay or straw bales, matting and diking. | 2022-02-09 | 1187908 | 100
24286 | T1 | PLAINS PIPELINE LP | CACTUS PIPELINE SEGMENT IN MAVERICK COUNTY | CACTUS PIPELINE SEGMENT IN MAVERICK COUNTY | Maverick County | TX | 78852 | MAVERICK | CN601440852 | RN111404299 | Sedimentation and erosion controls consisting of slope breakers, silt fences, sedimentation barriers, staked hay or straw bales, matting and diking. | The following property is used 100% for pollution control to meet or exceed federal or state regulations: Sedimentation and erosion controls consisting of slope breakers, silt fences, sedimentation barriers, staked hay or straw bales, matting and diking. | 2022-02-09 | 191469 | 100
24287 | T1 | PLAINS PIPELINE LP | CACTUS PIPELINE SEGMENT IN LA SALLE COUNTY | CACTUS PIPELINE SEGMENT IN LA SALLE COUNTY | La Salle County | TX | 78014 | LA SALLE | CN601440852 | RN111404307 | Sedimentation and erosion controls consisting of slope breakers, silt fences, sedimentation barriers, staked hay or straw bales, matting and diking. | The following property is used 100% for pollution control to meet or exceed federal or state regulations: Sedimentation and erosion controls consisting of slope breakers, silt fences, sedimentation barriers, staked hay or straw bales, matting and diking. | 2022-02-09 | 1289922 | 100
24288 | T1 | PLAINS PIPELINE LP | CACTUS PIPELINE SEGMENT IN KINNEY COUNTY | CACTUS PIPELINE SEGMENT IN KINNEY COUNTY | Kinney County | TX | 78832 | KINNEY | CN601440852 | RN111404315 | Sedimentation and erosion controls consisting of slope breakers, silt fences, sedimentation barriers, staked hay or straw bales, matting and diking. | The following property is used 100% for pollution control to meet or exceed federal or state regulations: Sedimentation and erosion controls consisting of slope breakers, silt fences, sedimentation barriers, staked hay or straw bales, matting and diking. | 2022-02-09 | 4764838 | 100
24289 | T1 | PLAINS PIPELINE LP | CACTUS PIPELINE SEGMENT IN FRIO COUNTY | CACTUS PIPELINE SEGMENT IN FRIO COUNTY | Frio County | TX | 78061 | FRIO | CN601440852 | RN111404323 | Sedimentation and erosion controls consisting of slope breakers, silt fences, sedimentation barriers, staked hay or straw bales, matting and diking. | The following property is used 100% for pollution control to meet or exceed federal or state regulations: Sedimentation and erosion controls consisting of slope breakers, silt fences, sedimentation barriers, staked hay or straw bales, matting and diking. | 2022-02-09 | 1311700 | 100
24290 | T1 | PLAINS PIPELINE LP | CACTUS PIPELINE SEGMENT IN CROCKETT COUNTY | CACTUS PIPELINE SEGMENT IN CROCKETT COUNTY | Crockett County | TX | 76943 | CROCKETT | CN601440852 | RN111404331 | Sedimentation and erosion controls consisting of slope breakers, silt fences, sedimentation barriers, staked hay or straw bales, matting and diking. | The following property is used 100% for pollution control to meet or exceed federal or state regulations: Sedimentation and erosion controls consisting of slope breakers, silt fences, sedimentation barriers, staked hay or straw bales, matting and diking. | 2022-02-09 | 9495829 | 100
24291 | T1 | PLAINS MARKETING LP | MIDLAND TANK FARM | Latitude = 32.018056, Longitude = -101.993611 | Midland County | TX | 79706 | MIDLAND | CN601275134 | RN110213931 | Geodesic domes on storage tanks 125161 and 125162; and external floating roofs on storage tanks 125163, 125164, 125165, and 125166. | The following property is used 100% for pollution control to meet or exceed federal or state regulations: Geodesic domes on storage tanks 125161 and 125162; and external floating roofs on storage tanks 125163, 125164, 125165, and 125166. | 2022-03-22 | 3911785 | 100
24292 | T1 | PLAINS ORYX PERMIAN BASIN PIPELINE LLC | PORTERSVILLE STATION | AT THE INTERSECTION OF COUNTY ROAD 401 AND COLLINS STREET NORTHEAST OF MENTONE, TX. FROM THE INTERSECTION OF COUNTY ROAD 302 AND 402 THE TERMINAL IS WEST OF COUNTY ROAD 302 AND NORTH OF COUNTY ROAD 402. | Loving County | TX | 79754 | LOVING | CN605965797 | RN111405171 | Porterville Station Background Plains Oryx Permian Basin Pipeline, LLC the Companys or Plains Porterville Station the Facility is located in Porterville, Loving County, Texas. Pollution Control Property Description External Floating Roof Additions The Facilitys External Floating Roofs EFRs installed at the Facility reduce and/or eliminate fugitive volatile organic compound emissions VOCs that may result from the storage of petroleum products at the Facility. EFRs reduce the vapor space above liquid stored in tanks, thereby controlling any evaporative VOC emissions. EFRs were installed and placed in service on the following Facility Storage Tanks Tank No. EFR In-Service Cost TANK-31000 2018 334,062 TANK-31001 2018 334,062 TOTAL 668,124 The Facilitys External Floating Roofs reduce and/or eliminate fugitive emissions that may otherwise cause pollution of the atmosphere of the State of Texas | Duplicate of 24564 | 2022-03-22 | 668124 | 100
24293 | T1 | SUNRISE PIPELINE LLC | COLORADO CITY TANK FARM | 2932 COUNTY ROAD 4156 | HERMLEIGH | TX | 79526 | SCURRY | CN605966282 | RN101296507 | External floating roofs on tanks 1554 and 1555. | The following property is used 100% for pollution control to meet or exceed federal or state regulations: External floating roofs on tanks 1554 and 1555. | 2022-03-22 | 915295 | 100
24294 | T1 | PLAINS PIPELINE LP | MESA MCCAMEY TANK FARM | Latitude = 31.138055, Longitude = -102.180555 | Upton County | TX | 79752 | UPTON | CN601440852 | RN101973782 | External floating roofs on tanks 370 and 371. | The following property is used 100% for pollution control to meet or exceed federal or state regulations: External floating roofs on tanks 370 and 371. | 2022-03-22 | 931431 | 100
24295 | T1 | PLAINS PIPELINE LP | GARDENDALE TERMINAL | Latitude = 28.525796, Longitude = -99.223649 | La Salle County | TX | 78014 | LA SALLE | CN601440852 | RN106274574 | External floating roof on tank 202656. | The following property is used 100% for pollution control to meet or exceed federal or state regulations: External floating roof on tank 202656. | 2022-03-23 | 371370 | 100
24296 | T1 | PLAINS ORYX PERMIAN BASIN PIPELINE LLC | WINK COMPLEX | Latitude = 31.7625, Longitude = -103.1735 | Winkler County | TX | 79789 | WINKLER | CN605965797 | RN100214253 | External floating roofs on tanks 1706, 1707, 1708, 1711, 1712, 1713, 1714, and 1715. | The following property is used 100% for pollution control to meet or exceed federal or state regulations: External floating roofs on tanks 1706, 1707, 1708, 1711, 1712, 1713, 1714, and 1715. | 2022-03-23 | 3788625 | 100
24297 | T1 | PLAINS ORYX PERMIAN BASIN PIPELINE LLC | MIDLAND MESA STATION | 1301 S COUNTY ROAD 1150 | MIDLAND | TX | 79706 | MIDLAND | CN605965797 | RN100214824 | External floating roofs on tanks 1552 and 1553. | The following property is used 100% for pollution control to meet or exceed federal or state regulations: External floating roofs on tanks 1552 and 1553. | 2022-03-23 | 684925 | 100
24298 | T1 | PLAINS ORYX PERMIAN BASIN PIPELINE LLC | EL MAR STATION | Latitude = 31.9901, Longitude = -103.681 | Loving County | TX | 79770 | LOVING | CN605965797 | RN109685552 | External floating roofs on tanks 30020 and 30024. | The following property is used 100% for pollution control to meet or exceed federal or state regulations: External floating roofs on tanks 30020 and 30024. | 2022-03-23 | 954463 | 100
24299 | T1 | PLAINS ORYX PERMIAN BASIN PIPELINE LLC | BLACKTIP STATION | Latitude = 31.721247, Longitude = -103.471285 | Loving County | TX | 79754 | LOVING | CN605965797 | RN106229040 | External floating roof on tank 3010. | The following property is used 100% for pollution control to meet or exceed federal or state regulations: External floating roof on tank 3010. | 2022-03-23 | 384215 | 100
24300 | T1 | EAGLE FORD PIPELINE LLC | PLAINS PIPELINE THREE RIVERS TERMINAL | 175 COUNTY ROAD 404 | THREE RIVERS | TX | 78071 | LIVE OAK | CN604094508 | RN106200165 | External floating roofs on tanks 202654 and 202655. | The following property is used 100% for pollution control to meet or exceed federal or state regulations: External floating roofs on tanks 202654 and 202655. | 2022-03-23 | 830845 | 100
24301 | T1 | EAGLE FORD PIPELINE LLC | GARDENDALE TERMINAL | Latitude = 28.525796, Longitude = -99.223649 | La Salle County | TX | 78014 | LA SALLE | CN604094508 | RN106274574 | External floating roofs on tanks 1511, 1512 and 1513. | The following property is used 100% for pollution control to meet or exceed federal or state regulations: External floating roofs on tanks 1511, 1512 and 1513. | 2022-03-23 | 1125563 | 100
24302 | T1 | CACTUS II PIPELINE LLC | MESA MCCAMEY TANK FARM | Latitude = 31.138055, Longitude = -102.180555 | Upton County | TX | 79752 | UPTON | CN605615046 | RN101973782 | External floating roofs on tanks 372 and 373. | The following property is used 100% for pollution control to meet or exceed federal or state regulations: External floating roofs on tanks 372 and 373. | 2022-03-23 | 954463 | 100
24303 | T1 | CACTUS II PIPELINE LLC | TAFT STATION | 9696 CR 2004 | TAFT | TX | 78390 | SAN PATRICIO | CN605615046 | RN110490554 | External floating roofs on tanks 27100, 27110, 27120, and 27130. | The following property is used 100% for pollution control to meet or exceed federal or state regulations: External floating roofs on tanks 27100, 27110, 27120, and 27130. | 2022-02-28 | 1879813 | 100
24304 | T1 | PLAINS PIPELINE LP | CACTUS PIPELINE SEGMENT IN ZAVALA COUNTY | CACTUS PIPELINE SEGMENT IN ZAVALA COUNTY | Zavala County | TX | 78839 | ZAVALA | CN601440852 | RN111392148 | Pipeline automatic shut-off valves at 28.828402576, -99.450635961; 28.853369984, -99.615488104; 28.860388535, -99.768690463; 28.862479923, -99.802648784; 28.902209414, -99.852496877; 28.956036459, -99.958137974; 29.052969274, -100.070344172; 29.059332502, -100.076950616; and 29.059353626, -100.076979359. | The following property is used 100% for pollution control to meet or exceed federal or state regulations: Pipeline automatic shut-off valves at 28.828402576, -99.450635961; 28.853369984, -99.615488104; 28.860388535, -99.768690463; 28.862479923, -99.802648784; 28.902209414, -99.852496877; 28.956036459, -99.958137974; 29.052969274, -100.070344172; 29.059332502, -100.076950616; and 29.059353626, -100.076979359. | 2022-02-23 | 3088017 | 100
24305 | T1 | PLAINS PIPELINE LP | CACTUS PIPELINE SEGMENT IN VAL VERDE COUNTY | CACTUS PIPELINE SEGMENT IN VAL VERDE COUNTY | Val Verde County | TX | 78840 | VAL VERDE | CN601440852 | RN111392908 | Pipeline automatic shut-off valves at 29.416480843, -100.735353674; 29.462556705, -100.757848585; 29.534972352, -100.783652166; 29.652591784, -100.803033565; 29.804525988, -100.820058972; 29.844847300, -100.807460600; 29.844885549, -100.807028585; 29.915876377, -100.824104852; 29.949793558, -100.856702042; 30.026483183, -100.908316047; 30.061917663, -100.927434596; 30.190431487, -100.955098294; 30.215593590, -100.969487074; 30.221199693, -100.975066246; and 30.254032315, -101.091338680. | The following property is used 100% for pollution control to meet or exceed federal or state regulations: Pipeline automatic shut-off valves at 29.416480843, -100.735353674; 29.462556705, -100.757848585; 29.534972352, -100.783652166; 29.652591784, -100.803033565; 29.804525988, -100.820058972; 29.844847300, -100.807460600; 29.844885549, -100.807028585; 29.915876377, -100.824104852; 29.949793558, -100.856702042; 30.026483183, -100.908316047; 30.061917663, -100.927434596; 30.190431487, -100.955098294; 30.215593590, -100.969487074; 30.221199693, -100.975066246; and 30.254032315, -101.091338680. | 2022-02-23 | 5146695 | 100
24306 | T1 | PLAINS PIPELINE LP | CACTUS PIPELINE SEGMENT IN UPTON COUNTY | CACTUS PIPELINE SEGMENT IN UPTON COUNTY | Upton County | TX | 79778 | UPTON | CN601440852 | RN111404281 | Pipeline automatic shut-off valve at 31.141240454, -102.187078962. | The following property is used 100% for pollution control to meet or exceed federal or state regulations: Pipeline automatic shut-off valve at 31.141240454, -102.187078962. | 2022-02-23 | 389366 | 100
24307 | T1 | PLAINS PIPELINE LP | CACTUS PIPELINE SEGMENT IN LA SALLE COUNTY | CACTUS PIPELINE SEGMENT IN LA SALLE COUNTY | La Salle County | TX | 78014 | LA SALLE | CN601440852 | RN111404307 | Pipeline automatic shut-off valves at 28.526416087, -99.224699868 and 28.622226664, -99.323955753. | The following property is used 100% for pollution control to meet or exceed federal or state regulations: Pipeline automatic shut-off valves at 28.526416087, -99.224699868 and 28.622226664, -99.323955753. | 2022-02-23 | 686226 | 100
24308 | T1 | PLAINS PIPELINE LP | CACTUS PIPELINE SEGMENT IN KINNEY COUNTY | CACTUS PIPELINE SEGMENT IN KINNEY COUNTY | Kinney County | TX | 78832 | KINNEY | CN601440852 | RN111404315 | Pipeline automatic shut-off valves at 29.088206139, -100.194723335; 29.122777759, -100.309027150; 29.146316646, -100.427024063; 29.194463216, -100.516967787; 29.248848505, -100.612995133; 29.269801674, -100.647118463; and 29.328017211, -100.716405559. | The following property is used 100% for pollution control to meet or exceed federal or state regulations: Pipeline automatic shut-off valves at 29.088206139, -100.194723335; 29.122777759, -100.309027150; 29.146316646, -100.427024063; 29.194463216, -100.516967787; 29.248848505, -100.612995133; 29.269801674, -100.647118463; and 29.328017211, -100.716405559. | 2022-02-23 | 2401791 | 100
24309 | T1 | PLAINS PIPELINE LP | CACTUS PIPELINE SEGMENT IN FRIO COUNTY | CACTUS PIPELINE SEGMENT IN FRIO COUNTY | Frio County | TX | 78061 | FRIO | CN601440852 | RN111404323 | Pipeline automatic shut-off valve at 28.710601317, -99.359941837. | The following property is used 100% for pollution control to meet or exceed federal or state regulations: Pipeline automatic shut-off valve at 28.710601317, -99.359941837. | 2022-02-28 | 343113 | 100
24310 | T1 | PLAINS PIPELINE LP | CACTUS PIPELINE SEGMENT IN CROCKETT COUNTY | CACTUS PIPELINE SEGMENT IN CROCKETT COUNTY | Crockett County | TX | 76943 | CROCKETT | CN601440852 | RN111404331 | Pipeline automatic shut-off valves at 30.377081449, -101.239546626; 30.453319088, -101.322644105; 30.516223158, -101.398317491; 30.516247890, -101.398341530; 30.589298232, -101.519711581; 30.636029640, -101.573261939; 30.730849741, -101.649190982; 30.741572962, -101.676465674; 30.814858737, -101.772533464; 30.882439803, -101.856308348; 30.952306282, -101.924302101; 30.994931196, -101.985909844; and 31.077123032, -102.036604902. | The following property is used 100% for pollution control to meet or exceed federal or state regulations: Pipeline automatic shut-off valves at 30.377081449, -101.239546626; 30.453319088, -101.322644105; 30.516223158, -101.398317491; 30.516247890, -101.398341530; 30.589298232, -101.519711581; 30.636029640, -101.573261939; 30.730849741, -101.649190982; 30.741572962, -101.676465674; 30.814858737, -101.772533464; 30.882439803, -101.856308348; 30.952306282, -101.924302101; 30.994931196, -101.985909844; and 31.077123032, -102.036604902. | 2022-02-28 | 4471401 | 100
24311 | T1 | PLAINS PIPELINE LP | CACTUS PIPELINE SEGMENT IN VAL VERDE COUNTY | CACTUS PIPELINE SEGMENT IN VAL VERDE COUNTY | Val Verde County | TX | 78840 | VAL VERDE | CN601440852 | RN111392908 | Pipeline Inspection Gauge (PIG) receiver at 29.844847300, -100.807460600 and PIG launcher at 29.844885549, -100.807028585. | The following property is used 100% for pollution control to meet or exceed federal or state regulations: Pipeline Inspection Gauge (PIG) receiver at 29.844847300, -100.807460600 and PIG launcher at 29.844885549, -100.807028585. | 2022-02-28 | 368866 | 100
24312 | T1 | PLAINS PIPELINE LP | CACTUS PIPELINE SEGMENT IN UPTON COUNTY | CACTUS PIPELINE SEGMENT IN UPTON COUNTY | Upton County | TX | 79778 | UPTON | CN601440852 | RN111404281 | Pipeline Inspection Gauge launcher at 31.141240454, -102.187078962. | The following property is used 100% for pollution control to meet or exceed federal or state regulations: Pipeline Inspection Gauge launcher at 31.141240454, -102.187078962. | 2022-02-28 | 184433 | 100
24313 | T1 | PLAINS PIPELINE LP | CACTUS PIPELINE SEGMENT IN LA SALLE COUNTY | CACTUS PIPELINE SEGMENT IN LA SALLE COUNTY | La Salle County | TX | 78014 | LA SALLE | CN601440852 | RN111404307 | Pipeline Inspection Gauge receiver at 28.526416087 -99.224699868. | The following property is used 100% for pollution control to meet or exceed federal or state regulations: Pipeline Inspection Gauge receiver at 28.526416087 -99.224699868. | 2022-02-28 | 184433 | 100
24314 | T1 | PLAINS PIPELINE LP | CACTUS PIPELINE SEGMENT IN ZAVALA COUNTY | CACTUS PIPELINE SEGMENT IN ZAVALA COUNTY | Zavala County | TX | 78839 | ZAVALA | CN601440852 | RN111392148 | Nondestructive pipeline testing expenditures – Radiography. | The following property is used 100% for pollution control to meet or exceed federal or state regulations: Nondestructive pipeline testing expenditures – Radiography. | 2022-02-28 | 1670439 | 100
24315 | T1 | PLAINS PIPELINE LP | CACTUS PIPELINE SEGMENT IN VAL VERDE COUNTY | CACTUS PIPELINE SEGMENT IN VAL VERDE COUNTY | Val Verde County | TX | 78840 | VAL VERDE | CN601440852 | RN111392908 | Nondestructive pipeline testing expenditures – Radiography. | The following property is used 100% for pollution control to meet or exceed federal or state regulations: Nondestructive pipeline testing expenditures – Radiography. | 2022-02-28 | 2543713 | 100
24316 | T1 | PLAINS PIPELINE LP | CACTUS PIPELINE SEGMENT IN UPTON COUNTY | CACTUS PIPELINE SEGMENT IN UPTON COUNTY | Upton County | TX | 79778 | UPTON | CN601440852 | RN111404281 | Nondestructive pipeline testing expenditures – Radiography. | The following property is used 100% for pollution control to meet or exceed federal or state regulations: Nondestructive pipeline testing expenditures – Radiography. | 2022-02-28 | 358274 | 100
24317 | T1 | PLAINS PIPELINE LP | CACTUS PIPELINE SEGMENT IN MAVERICK COUNTY | CACTUS PIPELINE SEGMENT IN MAVERICK COUNTY | Maverick County | TX | 78852 | MAVERICK | CN601440852 | RN111404299 | Nondestructive pipeline testing expenditures – Radiography. | The following property is used 100% for pollution control to meet or exceed federal or state regulations: Nondestructive pipeline testing expenditures – Radiography. | 2022-02-28 | 51760 | 100
24318 | T1 | PLAINS PIPELINE LP | CACTUS PIPELINE SEGMENT IN LA SALLE COUNTY | CACTUS PIPELINE SEGMENT IN LA SALLE COUNTY | La Salle County | TX | 78014 | LA SALLE | CN601440852 | RN111404307 | Nondestructive pipeline testing expenditures – Radiography. | The following property is used 100% for pollution control to meet or exceed federal or state regulations: Nondestructive pipeline testing expenditures – Radiography. | 2022-02-28 | 348708 | 100
24319 | T1 | PLAINS PIPELINE LP | CACTUS PIPELINE SEGMENT IN KINNEY COUNTY | CACTUS PIPELINE SEGMENT IN KINNEY COUNTY | Kinney County | TX | 78832 | KINNEY | CN601440852 | RN111404315 | Nondestructive pipeline testing expenditures – Radiography. | The following property is used 100% for pollution control to meet or exceed federal or state regulations: Nondestructive pipeline testing expenditures – Radiography. | 2022-02-28 | 1288093 | 100
24320 | T1 | PLAINS PIPELINE LP | CACTUS PIPELINE SEGMENT IN FRIO COUNTY | CACTUS PIPELINE SEGMENT IN FRIO COUNTY | Frio County | TX | 78061 | FRIO | CN601440852 | RN111404323 | Nondestructive pipeline testing expenditures – Radiography. | The following property is used 100% for pollution control to meet or exceed federal or state regulations: Nondestructive pipeline testing expenditures – Radiography. | 2022-02-28 | 354596 | 100
24321 | T1 | PLAINS PIPELINE LP | CACTUS PIPELINE SEGMENT IN CROCKETT COUNTY | CACTUS PIPELINE SEGMENT IN CROCKETT COUNTY | Crockett County | TX | 76943 | CROCKETT | CN601440852 | RN111404331 | Nondestructive pipeline testing expenditures – Radiography. | The following property is used 100% for pollution control to meet or exceed federal or state regulations: Nondestructive pipeline testing expenditures – Radiography. | 2022-02-28 | 2567035 | 100
24322 | T1 | PLAINS PIPELINE LP | CACTUS PIPELINE SEGMENT IN ZAVALA COUNTY | CACTUS PIPELINE SEGMENT IN ZAVALA COUNTY | Zavala County | TX | 78839 | ZAVALA | CN601440852 | RN111392148 | Pipeline coating and cathodic protection on the Cactus Pipeline Segment in Zavala County. | The following property is used 100% for pollution control to meet or exceed federal or state regulations: Pipeline coating and cathodic protection on the Cactus Pipeline Segment in Zavala County. | 2022-02-28 | 1323160 | 100
24323 | T1 | PLAINS PIPELINE LP | CACTUS PIPELINE SEGMENT IN VAL VERDE COUNTY | CACTUS PIPELINE SEGMENT IN VAL VERDE COUNTY | Val Verde County | TX | 78840 | VAL VERDE | CN601440852 | RN111392908 | Pipeline coating and cathodic protection on the Cactus Pipeline Segment in Val Verde County. | The following property is used 100% for pollution control to meet or exceed federal or state regulations: Pipeline coating and cathodic protection on the Cactus Pipeline Segment in Val Verde County. | 2022-02-28 | 2014883 | 100
24324 | T1 | PLAINS PIPELINE LP | CACTUS PIPELINE SEGMENT IN UPTON COUNTY | CACTUS PIPELINE SEGMENT IN UPTON COUNTY | Upton County | TX | 79778 | UPTON | CN601440852 | RN111404281 | Pipeline coating and cathodic protection on the Cactus Pipeline Segment in Upton County. | The following property is used 100% for pollution control to meet or exceed federal or state regulations: Pipeline coating and cathodic protection on the Cactus Pipeline Segment in Upton County. | 2022-02-28 | 283790 | 100
24325 | T1 | PLAINS PIPELINE LP | CACTUS PIPELINE SEGMENT IN MAVERICK COUNTY | CACTUS PIPELINE SEGMENT IN MAVERICK COUNTY | Maverick County | TX | 78852 | MAVERICK | CN601440852 | RN111404299 | Pipeline coating and cathodic protection on the Cactus Pipeline Segment in Maverick County. | The following property is used 100% for pollution control to meet or exceed federal or state regulations: Pipeline coating and cathodic protection on the Cactus Pipeline Segment in Maverick County. | 2022-02-28 | 41000 | 100
24326 | T1 | PLAINS PIPELINE LP | CACTUS PIPELINE SEGMENT IN LA SALLE COUNTY | CACTUS PIPELINE SEGMENT IN LA SALLE COUNTY | La Salle County | TX | 78014 | LA SALLE | CN601440852 | RN111404307 | Pipeline coating and cathodic protection on the Cactus Pipeline Segment in La Salle County. | The following property is used 100% for pollution control to meet or exceed federal or state regulations: Pipeline coating and cathodic protection on the Cactus Pipeline Segment in La Salle County. | 2022-03-01 | 276213 | 100
24327 | T1 | PLAINS PIPELINE LP | CACTUS PIPELINE SEGMENT IN KINNEY COUNTY | CACTUS PIPELINE SEGMENT IN KINNEY COUNTY | Kinney County | TX | 78832 | KINNEY | CN601440852 | RN111404315 | Pipeline coating and cathodic protection on the Cactus Pipeline Segment in Kinney County. | The following property is used 100% for pollution control to meet or exceed federal or state regulations: Pipeline coating and cathodic protection on the Cactus Pipeline Segment in Kinney County. | 2022-03-01 | 1020303 | 100
24328 | T1 | PLAINS PIPELINE LP | CACTUS PIPELINE SEGMENT IN FRIO COUNTY | CACTUS PIPELINE SEGMENT IN FRIO COUNTY | Frio County | TX | 78061 | FRIO | CN601440852 | RN111404323 | Pipeline coating and cathodic protection on the Cactus Pipeline Segment in Frio County. | The following property is used 100% for pollution control to meet or exceed federal or state regulations: Pipeline coating and cathodic protection on the Cactus Pipeline Segment in Frio County. | 2022-03-01 | 280876 | 100
24329 | T1 | PLAINS PIPELINE LP | CACTUS PIPELINE SEGMENT IN CROCKETT COUNTY | CACTUS PIPELINE SEGMENT IN CROCKETT COUNTY | Crockett County | TX | 76943 | CROCKETT | CN601440852 | RN111404331 | Pipeline coating and cathodic protection on the Cactus Pipeline Segment in Crockett County. | The following property is used 100% for pollution control to meet or exceed federal or state regulations: Pipeline coating and cathodic protection on the Cactus Pipeline Segment in Crockett County. | 2022-03-01 | 2033357 | 100
24330 | T1 | UNITED PARCEL SERVICE INC | UNITED PARCEL SERVICE | 8330 SWEETWATER LN | HOUSTON | TX | 77037 | HARRIS | CN602297624 | RN100704097 | Stormwater detention system consisting of 42,432 linear feet of 48 inch corrugated metal pipe, providing 533,216 cubic feet of stormwater storage; and 29,852 linear feet of 96 inch corrugated metal pipe and 500 linear feet of 18 inch corrugated metal pipe, providing 1,500,525 cubic feet of stormwater storage. | The following property is used 100% for pollution control to meet or exceed federal or state regulations: Stormwater detention system consisting of 42,432 linear feet of 48 inch corrugated metal pipe, providing 533,216 cubic feet of stormwater storage; and 29,852 linear feet of 96 inch corrugated metal pipe and 500 linear feet of 18 inch corrugated metal pipe, providing 1,500,525 cubic feet of stormwater storage. | 2022-04-20 | 15194081 | 100
24331 | T3 | PYCO INDUSTRIES INC | PYCO INDUSTRIES AVENUE A FACILITY | 2901 AVENUE A | LUBBOCK | TX | 79404 | LUBBOCK | CN600126973 | RN100223130 | The pollution control property consists of fans, cyclones and their associated equipment such as dropper drives and a rotating dropper that has a lower unit that rotates and includes eight vanes to collect the particulate that has been separated from the exhaust gas air stream. There are 68 cyclones and 68 Fans with 2460 combined horsepower that create 609,800 CFM. Each cyclone has a dropper and dropper drive that function as an airlock to empty the cyclone of the lint and dust that the cyclone separates from the exhaust gas stream. As the dropper fills the dropper drive will isolate the dropper from the cyclone allowing the collected debris to be collected and sent back to the process. The property was installed to control visible vent emissions. Visible vent emissions could include but are not limited to particulate matter, acid gases and NOx. The fans are used to create negative pressure in the exhaust system to pull the exhaust gasses from the machinery and equipment through the cyclones. In the negative pressure system we have, fans create a suction for the cyclones to operate. The cyclones operate on the principal of density separation. A stream of combined air and particulates enters the cyclones along a line tangential to the outside diameter of the cyclone barrel. As the stream moves within the cyclone, the entrained particles in the stream are forced to the outside edge of the cyclone and separate from the air in the stream. Because the particles and the air become separated, gravity can work on the denser particles and cause them to drop from the top of the cyclone, through the cyclones cone to the product discharge point, where the dropper collection vanes are, while air can exit from the top of the cyclone barrel. For the proper functioning of the cyclone separation system, the entering air stream must enter tangentially through the main inlet to create a stable vortex inside the cyclone. If air were to reenter from the bottom of the cyclone the air would disrupt the stable vortex and could cause particles entrained in the exhaust stream to be discharged from the cyclone exhaust and to the site. To prevent air back flow from the bottom of the cyclone during particulate discharge a dropper with a rotating mechanism that contains multiple vanes rotates at the bottom of the cyclone. As the dropper mechanism rotates, each vane creates a mini air lock isolating the particulate discharge from the cyclone. When the vane in the dropper is under the cyclone it collects the particles dropping from the airstream. As the vane rotates it will leave the bottom of the cyclone and enter the dropper collection area. Once in the drop area the collected particulate matter will be isolated from the cyclone and able to discharge the particulate without allowing air to infiltrate back to the cyclone. The collected particulates are then discharged and sent back to the beginning of the process stream to repeat the cotton lint separation process so that any entrained cotton lint can be collected. The rotation of the dropper vanes allows the separation and collection process to be continuous. Because the dropper contains a rotating device to create the air lock between the cyclone and the discharge point, a dropper drive is required to rotate the mechanism. | Withdrawn by applicant | 2022-03-07 | 3125418 | 72
24332 | T1 | ENTERPRISE PRODUCTS OPERATING LLC | ENTERPRISE PRODUCTS OPERATING MENTONE GAS PLANT FLARE | 2439 COUNTY RD 300 MENTONE TX 79754 | Loving County | TX | 79754 | LOVING | CN603211277 | RN110484607 | Flare. | The following property is used 100% for pollution control to meet or exceed federal or state regulations: Flare. | 2022-03-02 | 3300000 | 100
24333 | T1 | WISE COUNTY POWER COMPANY LLC | WISE COUNTY POWER PLANT | 800 BOONES CREEK LN | POOLVILLE | TX | 76487 | WISE | CN600127963 | RN102584844 | Heat Recovery Steam Generator Units 1 and 2 | The following property is used 65% for pollution control to meet or exceed federal or state regulations: Heat Recovery Steam Generator Units 1 and 2 | 2022-01-26 | 47910200 | 65
24334 | T1 | ENNIS POWER COMPANY LLC | ENNIS POWER | 4001 W ENNIS AVE | ENNIS | TX | 75119 | ELLIS | CN603461740 | RN100212430 | Heat Recovery Steam Generator | The following property is used 65% for pollution control to meet or exceed federal or state regulations: Heat Recovery Steam Generator | 2022-01-27 | 19548700 | 65
24335 | T1 | ONCOR ELECTRIC DELIVERY COMPANY LLC | WESTON SUBSTATION | Latitude = 33.2558, Longitude = -96.6265 | Collin County | TX | 75071 | COLLIN | CN603313842 | RN110890761 | Trench unit catastrophic containment system consisting of an earthen berm, a trench containment unit, and an oil-water separator. | The following property is used 100% for pollution control to meet or exceed federal or state regulations: Trench unit catastrophic containment system consisting of an earthen berm, a trench containment unit, and an oil-water separator. | 2022-02-28 | 86240 | 100
24336 | T1 | ONCOR ELECTRIC DELIVERY COMPANY LLC | TYLER SWITCH | Latitude = 32.3293, Longitude = -95.4215 | Smith County | TX | 75709 | SMITH | CN603313842 | RN111413381 | Secondary containment consisting of a concrete pad around the transformer, an oil-water separator, and a metal railing and trench unit catastrophic containment consisting of an earthen berm, trench containment unit, and separator that contains oil. | The following property is used 100% for pollution control to meet or exceed federal or state regulations: Secondary containment consisting of a concrete pad around the transformer, an oil-water separator, and a metal railing and trench unit catastrophic containment consisting of an earthen berm, trench containment unit, and separator that contains oil. | 2022-02-28 | 240411 | 100
24337 | T1 | ONCOR ELECTRIC DELIVERY COMPANY LLC | TYLER SUBSTATION | Latitude = 32.3513, Longitude = -95.3109 | Smith County | TX | 75702 | SMITH | CN603313842 | RN111413399 | Secondary containment consisting of a concrete pad around the transformer, an oil-water separator, and a metal railing and trench unit catastrophic containment consisting of an earthen berm, trench containment unit, and separator that contains oil. | The following property is used 100% for pollution control to meet or exceed federal or state regulations: Secondary containment consisting of a concrete pad around the transformer, an oil-water separator, and a metal railing and trench unit catastrophic containment consisting of an earthen berm, trench containment unit, and separator that contains oil. | 2022-02-28 | 149755 | 100
24338 | T1 | ONCOR ELECTRIC DELIVERY COMPANY LLC | TEX HARVEY SUBSTATION | Latitude = 31.8545, Longitude = -101.7908 | Midland County | TX | 79706 | MIDLAND | CN603313842 | RN111413407 | Secondary containment consisting of a concrete pad around the transformer, an oil-water separator, and a metal railing and trench unit catastrophic containment consisting of an earthen berm, trench containment unit, and separator that contains oil. | The following property is used 100% for pollution control to meet or exceed federal or state regulations: Secondary containment consisting of a concrete pad around the transformer, an oil-water separator, and a metal railing and trench unit catastrophic containment consisting of an earthen berm, trench containment unit, and separator that contains oil. | 2022-02-28 | 149755 | 100
24339 | T1 | ONCOR ELECTRIC DELIVERY COMPANY LLC | SULPHUR SPRINGS EAST SUBSTATION | Latitude = 33.15098, Longitude = -95.5658 | Hopkins County | TX | 75482 | HOPKINS | CN603313842 | RN111413415 | Secondary containment consisting of a concrete pad around the transformer, an oil-water separator, and a metal railing. | The following property is used 100% for pollution control to meet or exceed federal or state regulations: Secondary containment consisting of a concrete pad around the transformer, an oil-water separator, and a metal railing. | 2022-02-28 | 59964 | 100
24340 | T1 | ONCOR ELECTRIC DELIVERY COMPANY LLC | SCATTER BRANCH SUBSTATION | Latitude = 33.2066, Longitude = -96.0021 | Hunt County | TX | 75401 | HUNT | CN603313842 | RN111413431 | Secondary containment consisting of a concrete pad around the transformer, an oil-water separator, and a metal railing and trench unit catastrophic containment consisting of an earthen berm, trench containment unit, and separator that contains oil. | The following property is used 100% for pollution control to meet or exceed federal or state regulations: Secondary containment consisting of a concrete pad around the transformer, an oil-water separator, and a metal railing and trench unit catastrophic containment consisting of an earthen berm, trench containment unit, and separator that contains oil. | 2022-03-03 | 121106 | 100
24341 | T1 | ONCOR ELECTRIC DELIVERY COMPANY LLC | SALADO SOUTH SUBSTATION | Latitude = 30.9374, Longitude = -97.5069 | Bell County | TX | 76571 | BELL | CN603313842 | RN111413456 | Secondary containment consisting of a concrete pad around the transformer, an oil-water separator, and a metal railing and trench unit catastrophic containment consisting of an earthen berm, trench containment unit, and separator that contains oil. | The following property is used 100% for pollution control to meet or exceed federal or state regulations: Secondary containment consisting of a concrete pad around the transformer, an oil-water separator, and a metal railing and trench unit catastrophic containment consisting of an earthen berm, trench containment unit, and separator that contains oil. | 2022-03-03 | 114090 | 100
24342 | T1 | ONCOR ELECTRIC DELIVERY COMPANY LLC | RIVERTON SWITCH | Latitude = 31.8076, Longitude = -103.8611 | Reeves County | TX | 79770 | REEVES | CN603313842 | RN111413464 | Secondary containment consisting of a concrete pad around the transformer, an oil-water separator, and a metal railing. | The following property is used 100% for pollution control to meet or exceed federal or state regulations: Secondary containment consisting of a concrete pad around the transformer, an oil-water separator, and a metal railing. | 2022-03-03 | 87960 | 100
24343 | T1 | ONCOR ELECTRIC DELIVERY COMPANY LLC | RICHARDSON SPRING VALLEY SUBSTATION | Latitude = 32.9406, Longitude = -96.7617 | Dallas County | TX | 75080 | DALLAS | CN603313842 | RN111413498 | Secondary containment consisting of a concrete pad around the transformer, an oil-water separator, and a metal railing and trench unit catastrophic containment consisting of an earthen berm, trench containment unit, and separator that contains oil. | The following property is used 100% for pollution control to meet or exceed federal or state regulations: Secondary containment consisting of a concrete pad around the transformer, an oil-water separator, and a metal railing and trench unit catastrophic containment consisting of an earthen berm, trench containment unit, and separator that contains oil. | 2022-03-03 | 146558 | 100
24344 | T1 | ONCOR ELECTRIC DELIVERY COMPANY LLC | RICHARDSON SPRING CREEK SUBSTATION | Latitude = 32.9832, Longitude = -96.6957 | Dallas County | TX | 75082 | DALLAS | CN603313842 | RN111413522 | Secondary containment consisting of a concrete pad around the transformer, an oil-water separator, and a metal railing. | The following property is used 100% for pollution control to meet or exceed federal or state regulations: Secondary containment consisting of a concrete pad around the transformer, an oil-water separator, and a metal railing. | 2022-03-09 | 37478 | 100
24345 | T1 | ONCOR ELECTRIC DELIVERY COMPANY LLC | REAGAN STREET SUBSTATION 1 AND 2 | Latitude = 32.803676, Longitude = -96.819196 | Dallas County | TX | 75219 | DALLAS | CN603313842 | RN109669846 | Secondary containment consisting of a concrete pad around the transformer, an oil-water separator, and a metal railing. | The following property is used 100% for pollution control to meet or exceed federal or state regulations: Secondary containment consisting of a concrete pad around the transformer, an oil-water separator, and a metal railing. | 2022-03-09 | 35760 | 100
24346 | T1 | ONCOR ELECTRIC DELIVERY COMPANY LLC | QUINLAN TAP SUBSTATION | Latitude = 32.9009, Longitude = -96.3108 | Rockwall County | TX | 75189 | ROCKWALL | CN603313842 | RN111413571 | Secondary containment consisting of a concrete pad around the transformer, an oil-water separator, and a metal railing and trench unit catastrophic containment consisting of an earthen berm, trench containment unit, and separator that contains oil. | The following property is used 100% for pollution control to meet or exceed federal or state regulations: Secondary containment consisting of a concrete pad around the transformer, an oil-water separator, and a metal railing and trench unit catastrophic containment consisting of an earthen berm, trench containment unit, and separator that contains oil. | 2022-03-09 | 132945 | 100
24347 | T1 | ONCOR ELECTRIC DELIVERY COMPANY LLC | PROSPER SUBSTATION | Latitude = 33.2207, Longitude = -96.7874 | Collin County | TX | 75078 | COLLIN | CN603313842 | RN111413597 | Secondary containment consisting of a concrete pad around the transformer, an oil-water separator, and a metal railing and trench unit catastrophic containment consisting of an earthen berm, trench containment unit, and separator that contains oil. | The following property is used 100% for pollution control to meet or exceed federal or state regulations: Secondary containment consisting of a concrete pad around the transformer, an oil-water separator, and a metal railing and trench unit catastrophic containment consisting of an earthen berm, trench containment unit, and separator that contains oil. | 2022-03-09 | 150790 | 100
24348 | T1 | ONCOR ELECTRIC DELIVERY COMPANY LLC | POOLVILLE SUBSTATION | Latitude = 32.9204, Longitude = -97.8602 | Parker County | TX | 76487 | PARKER | CN603313842 | RN111413621 | Secondary containment consisting of a concrete pad around the transformer, an oil-water separator, and a metal railing. | The following property is used 100% for pollution control to meet or exceed federal or state regulations: Secondary containment consisting of a concrete pad around the transformer, an oil-water separator, and a metal railing. | 2022-03-09 | 32132 | 100
24349 | T1 | ONCOR ELECTRIC DELIVERY COMPANY LLC | OWL HILLS SUBSTATION | Latitude = 31.983, Longitude = -104.063 | Culberson County | TX | 79770 | CULBERSON | CN603313842 | RN111413639 | Secondary containment consisting of a concrete pad around the transformer, an oil-water separator, and a metal railing. | The following property is used 100% for pollution control to meet or exceed federal or state regulations: Secondary containment consisting of a concrete pad around the transformer, an oil-water separator, and a metal railing. | 2022-03-09 | 91080 | 100
24350 | T1 | ONCOR ELECTRIC DELIVERY COMPANY LLC | MORRIS DIDO SUBSTATION | Latitude = 32.9084, Longitude = -97.4675 | Tarrant County | TX | 76179 | TARRANT | CN603313842 | RN111413647 | Secondary containment consisting of a concrete pad around the transformer, an oil-water separator, and a metal railing. | The following property is used 100% for pollution control to meet or exceed federal or state regulations: Secondary containment consisting of a concrete pad around the transformer, an oil-water separator, and a metal railing. | 2022-03-09 | 32132 | 100
24351 | T1 | ONCOR ELECTRIC DELIVERY COMPANY LLC | MIDNIGHT SUBSTATION | Latitude = 30.5966, Longitude = -97.6576 | Williamson County | TX | 78626 | WILLIAMSON | CN603313842 | RN111413654 | Secondary containment consisting of a concrete pad around the transformer, an oil-water separator, and a metal railing and trench unit catastrophic containment consisting of an earthen berm, trench containment unit, and separator that contains oil. | The following property is used 100% for pollution control to meet or exceed federal or state regulations: Secondary containment consisting of a concrete pad around the transformer, an oil-water separator, and a metal railing and trench unit catastrophic containment consisting of an earthen berm, trench containment unit, and separator that contains oil. | 2022-03-09 | 156360 | 100
24352 | T1 | ONCOR ELECTRIC DELIVERY COMPANY LLC | MCDERMOTT SUBSTATION | Latitude = 33.096686, Longitude = -96.787256 | Collin County | TX | 75024 | COLLIN | CN603313842 | RN109631630 | Secondary containment consisting of an earthen berm and an oil-water separator. | The following property is used 100% for pollution control to meet or exceed federal or state regulations: Secondary containment consisting of an earthen berm and an oil-water separator. | 2022-03-09 | 72140 | 100
24353 | T1 | ONCOR ELECTRIC DELIVERY COMPANY LLC | KYLE RANCH SUBSTATION | Latitude = 31.9309, Longitude = -103.6518 | Loving County | TX | 79754 | LOVING | CN603313842 | RN111413662 | Secondary containment consisting of a concrete pad around the transformer, an oil-water separator, and a metal railing. | The following property is used 100% for pollution control to meet or exceed federal or state regulations: Secondary containment consisting of a concrete pad around the transformer, an oil-water separator, and a metal railing. | 2022-03-09 | 67280 | 100
24354 | T1 | ONCOR ELECTRIC DELIVERY COMPANY LLC | JOHN DAY SUBSTATION | Latitude = 32.9999, Longitude = -97.3608 | Denton County | TX | 76052 | DENTON | CN603313842 | RN111413670 | Secondary containment consisting of a concrete pad around the transformer, an oil-water separator, and a metal railing. | The following property is used 100% for pollution control to meet or exceed federal or state regulations: Secondary containment consisting of a concrete pad around the transformer, an oil-water separator, and a metal railing. | 2022-03-09 | 37645 | 100
24355 | T1 | ONCOR ELECTRIC DELIVERY COMPANY LLC | JACK RABBIT SUBSTATION | Latitude = 31.8564, Longitude = -102.3231 | Ector County | TX | 79761 | ECTOR | CN603313842 | RN111413688 | Secondary containment consisting of a concrete pad around the transformer, an oil-water separator, and a metal railing. | The following property is used 100% for pollution control to meet or exceed federal or state regulations: Secondary containment consisting of a concrete pad around the transformer, an oil-water separator, and a metal railing. | 2022-03-09 | 67620 | 100
24356 | T1 | ONCOR ELECTRIC DELIVERY COMPANY LLC | ITALY SUBSTATION | Latitude = 32.187, Longitude = -96.893 | Ellis County | TX | 76651 | ELLIS | CN603313842 | RN111413696 | Secondary containment consisting of a concrete pad around the transformer, an oil-water separator, and a metal railing. | The following property is used 100% for pollution control to meet or exceed federal or state regulations: Secondary containment consisting of a concrete pad around the transformer, an oil-water separator, and a metal railing. | 2022-03-10 | 33810 | 100
24357 | T1 | ONCOR ELECTRIC DELIVERY COMPANY LLC | HORSEHEAD DRAW SUBSTATION | Latitude = 31.6448, Longitude = -103.6654 | Reeves County | TX | 79772 | REEVES | CN603313842 | RN111413704 | Secondary containment consisting of a concrete pad around the transformer, an oil-water separator, and a metal railing. | The following property is used 100% for pollution control to meet or exceed federal or state regulations: Secondary containment consisting of a concrete pad around the transformer, an oil-water separator, and a metal railing. | 2022-03-10 | 60280 | 100
24358 | T1 | ONCOR ELECTRIC DELIVERY COMPANY LLC | HILL CREST SUBSTATION | Latitude = 32.2224, Longitude = -101.4059 | Howard County | TX | 79450 | HOWARD | CN603313842 | RN111413712 | Trench unit catastrophic containment system consisting of an earthen berm, a trench containment unit, and an oil-water separator. | The following property is used 100% for pollution control to meet or exceed federal or state regulations: Trench unit catastrophic containment system consisting of an earthen berm, a trench containment unit, and an oil-water separator. | 2022-03-10 | 131090 | 100
24359 | T1 | ONCOR ELECTRIC DELIVERY COMPANY LLC | GRAHAM SWITCH | Latitude = 33.1329, Longitude = -98.5591 | Young County | TX | 76450 | YOUNG | CN603313842 | RN111413720 | Secondary containment consisting of a concrete pad around the transformer, an oil-water separator, and a metal railing. | The following property is used 100% for pollution control to meet or exceed federal or state regulations: Secondary containment consisting of a concrete pad around the transformer, an oil-water separator, and a metal railing. | 2022-03-10 | 37670 | 100
24360 | T1 | ONCOR ELECTRIC DELIVERY COMPANY LLC | FARMERS BRANCH TAP SUBSTATION | Latitude = 32.947, Longitude = -96.8474 | Dallas County | TX | 75001 | DALLAS | CN603313842 | RN111413738 | Secondary containment consisting of a concrete pad around the transformer, an oil-water separator, and a metal railing. | The following property is used 100% for pollution control to meet or exceed federal or state regulations: Secondary containment consisting of a concrete pad around the transformer, an oil-water separator, and a metal railing. | 2022-03-11 | 60680 | 100
24361 | T1 | ONCOR ELECTRIC DELIVERY COMPANY LLC | ELM FORK NORTH PUMP SUBSTATION | Latitude = 32.9744, Longitude = -96.9156 | Dallas County | TX | 75006 | DALLAS | CN603313842 | RN111413746 | Secondary containment consisting of a concrete pad around the transformer, an oil-water separator, and a metal railing and trench unit catastrophic containment consisting of an earthen berm, trench containment unit, and separator that contains oil. | The following property is used 100% for pollution control to meet or exceed federal or state regulations: Secondary containment consisting of a concrete pad around the transformer, an oil-water separator, and a metal railing and trench unit catastrophic containment consisting of an earthen berm, trench containment unit, and separator that contains oil. | 2022-03-11 | 109359 | 100
24362 | T1 | ONCOR ELECTRIC DELIVERY COMPANY LLC | DFW SOUTHWEST SUBSTATION | Latitude = 32.8648, Longitude = -97.0434 | Tarrant County | TX | 75261 | TARRANT | CN603313842 | RN111413753 | Secondary containment consisting of a concrete pad around the transformer, an oil-water separator, and a metal railing and trench unit catastrophic containment consisting of an earthen berm, trench containment unit, and separator that contains oil. | The following property is used 100% for pollution control to meet or exceed federal or state regulations: Secondary containment consisting of a concrete pad around the transformer, an oil-water separator, and a metal railing and trench unit catastrophic containment consisting of an earthen berm, trench containment unit, and separator that contains oil. | 2022-03-11 | 149515 | 100
24363 | T1 | ONCOR ELECTRIC DELIVERY COMPANY LLC | DFW NORTHWEST SUBSTATION | Latitude = 32.9267, Longitude = -97.044 | Tarrant County | TX | 75261 | TARRANT | CN603313842 | RN111413761 | Secondary containment consisting of a concrete pad around the transformer, an oil-water separator, and a metal railing and trench unit catastrophic containment consisting of an earthen berm, trench containment unit, and separator that contains oil. | The following property is used 100% for pollution control to meet or exceed federal or state regulations: Secondary containment consisting of a concrete pad around the transformer, an oil-water separator, and a metal railing and trench unit catastrophic containment consisting of an earthen berm, trench containment unit, and separator that contains oil. | 2022-03-11 | 205950 | 100
24364 | T1 | ONCOR ELECTRIC DELIVERY COMPANY LLC | CEDAR HILL SUBSTATION | Latitude = 32.6153, Longitude = -96.9245 | Dallas County | TX | 75104 | DALLAS | CN603313842 | RN109627091 | Secondary containment consisting of a concrete pad around the transformer, an oil-water separator, and a metal railing. | The following property is used 100% for pollution control to meet or exceed federal or state regulations: Secondary containment consisting of a concrete pad around the transformer, an oil-water separator, and a metal railing. | 2022-03-11 | 29132 | 100
24365 | T1 | ONCOR ELECTRIC DELIVERY COMPANY LLC | CARROLLTON JOSEY LANE SUBSTATION | Latitude = 32.9772, Longitude = -96.889 | Dallas County | TX | 75006 | DALLAS | CN603313842 | RN111413779 | Secondary containment consisting of a concrete pad around the transformer, an oil-water separator, and a metal railing and trench unit catastrophic containment consisting of an earthen berm, trench containment unit, and separator that contains oil. | The following property is used 100% for pollution control to meet or exceed federal or state regulations: Secondary containment consisting of a concrete pad around the transformer, an oil-water separator, and a metal railing and trench unit catastrophic containment consisting of an earthen berm, trench containment unit, and separator that contains oil. | 2022-03-11 | 189525 | 100
24366 | T1 | ONCOR ELECTRIC DELIVERY COMPANY LLC | CARMICHAEL BEND SWITCH | Latitude = 32.3927, Longitude = -97.6858 | Hood County | TX | 76049 | HOOD | CN603313842 | RN111006391 | Secondary containment consisting of a pad, berm, and oil-water separator. | The following property is used 100% for pollution control to meet or exceed federal or state regulations: Secondary containment consisting of a pad, berm, and oil-water separator. | 2022-03-11 | 105048 | 100
24367 | T1 | ONCOR ELECTRIC DELIVERY COMPANY LLC | CAMINO SUBSTATION | Latitude = 31.6079, Longitude = -94.6763 | Nacogdoches County | TX | 75964 | NACOGDOCHES | CN603313842 | RN111413787 | Secondary containment consisting of an earthen berm and an oil-water separator. | The following property is used 100% for pollution control to meet or exceed federal or state regulations: Secondary containment consisting of an earthen berm and an oil-water separator. | 2022-03-11 | 87310 | 100
24368 | T1 | ONCOR ELECTRIC DELIVERY COMPANY LLC | BLISSARD SUBSTATION | Latitude = 31.7126, Longitude = -101.4928 | Glasscock County | TX | 79783 | GLASSCOCK | CN603313842 | RN111413795 | Secondary containment consisting of a concrete pad around the transformer, an oil-water separator, and a metal railing. | The following property is used 100% for pollution control to meet or exceed federal or state regulations: Secondary containment consisting of a concrete pad around the transformer, an oil-water separator, and a metal railing. | 2022-03-11 | 34645 | 100
24369 | T1 | ONCOR ELECTRIC DELIVERY COMPANY LLC | BARSTOW NORTHWEST SUBSTATION | Latitude = 31.4974, Longitude = -103.4716 | Ward County | TX | 79719 | WARD | CN603313842 | RN109628917 | Secondary containment consisting of a concrete pad around the transformer, an oil-water separator, and a metal railing. | The following property is used 100% for pollution control to meet or exceed federal or state regulations: Secondary containment consisting of a concrete pad around the transformer, an oil-water separator, and a metal railing. | 2022-03-11 | 65830 | 100
24370 | T1 | ONCOR ELECTRIC DELIVERY COMPANY LLC | AZLE SUBSTATION | Latitude = 32.8577, Longitude = -97.5123 | Tarrant County | TX | 76135 | TARRANT | CN603313842 | RN111413803 | Secondary containment consisting of a concrete pad around the transformer, an oil-water separator, and a metal railing. | The following property is used 100% for pollution control to meet or exceed federal or state regulations: Secondary containment consisting of a concrete pad around the transformer, an oil-water separator, and a metal railing. | 2022-03-11 | 29132 | 100
24371 | T1 | ONCOR ELECTRIC DELIVERY COMPANY LLC | ALKALI LAKE SUB | Latitude = 32.3776, Longitude = -102.1422 | Martin County | TX | 79783 | MARTIN | CN603313842 | RN111413811 | Repair of secondary containment consisting of a concrete pad around the transformer, an oil-water separator, and a metal railing. | The following property is used 100% for pollution control to meet or exceed federal or state regulations: Repair of secondary containment consisting of a concrete pad around the transformer, an oil-water separator, and a metal railing. | 2022-03-11 | 15785 | 100
24372 | T1 | ONCOR ELECTRIC DELIVERY COMPANY LLC | ALLIGATOR DRAW | Latitude = 31.8847, Longitude = -104.3443 | Culberson County | TX | 79847 | CULBERSON | CN603313842 | RN111413829 | Secondary containment consisting of a concrete pad around the transformer, an oil-water separator, and a metal railing and trench unit catastrophic containment consisting of an earthen berm, trench containment unit, and separator that contains oil. | The following property is used 100% for pollution control to meet or exceed federal or state regulations: Secondary containment consisting of a concrete pad around the transformer, an oil-water separator, and a metal railing and trench unit catastrophic containment consisting of an earthen berm, trench containment unit, and separator that contains oil. | 2022-03-11 | 165922 | 100
24373 | T1 | ENTERPRISE CRUDE PIPELINE LLC | LYSSY CRUDE STATION | 13580 FM 1344 | FALLS CITY | TX | 78113 | WILSON | CN603272592 | RN106075872 | Tank 3805 External Floating Roof on 400K bbl crude oil storage tank reduces VOCs which would otherwise be released into the atmosphere. | Administratively incomplete after two ANODs | 2022-05-17 | 767782 | 100
24374 | T1 | ENTERPRISE CRUDE PIPELINE LLC | ENTERPRISE CRUDE PIPELINE SEALY TERMINAL | 2495 W FRONT ST | SEALY | TX | 77474 | AUSTIN | CN603272592 | RN100211770 | SLY - TK - 3510 Floating Roof, Primary Seal, Secondary Seal SLY - TK - 3511 Floating Roof, Primary Seal, Secondary Seal Floating Roof - Pontoon Primary Seal - Mechanical Shoe Secondary Seal - Rim Plate Mounted This helps reduce the evaporative losses of harmful VOCs into the atmosphere. | NOD response not received | 2022-05-23 | 6080000 | 100
24375 | T1 | ENTERPRISE CRUDE PIPELINE LLC | MIDLAND STATION | 2.25 MILES ON US 80 FROM HIGHWAY 715 AND US 80 INTERSECTION | Midland County | TX | 79702 | MIDLAND | CN603272592 | RN100214089 | MID - TK - 5665 Floating Roof, Primary Seal, Secondary Seal MID - TK - 5666 Floating Roof, Primary Seal, Secondary Seal MID - TK - 5667 Floating Roof, Primary Seal, Secondary Seal | Administratively incomplete after two ANODs | 2022-05-17 | 3549204 | 100
24376 | T1 | ENTERPRISE CRUDE PIPELINE LLC | MIDLAND STATION | 2.25 MILES ON US 80 FROM HIGHWAY 715 AND US 80 INTERSECTION | Midland County | TX | 79702 | MIDLAND | CN603272592 | RN100214089 | MID - TK - 5668 Floating Roof, Primary Seal, Secondary Seal Floating Roof - Pontoon Primary Seal - Mechanical Shoe Secondary Seal - Rim Plate Mounted This helps reduce the evaporative losses of harmful VOCs into the atmosphere | Administratively incomplete after two ANODs | 2022-05-17 | 939041 | 100
24377 | T1 | REAGENT CHEMICAL & RESEARCH INC | REAGENT CHEMICAL & RESEARCH | 2510 APPELT DR | HOUSTON | TX | 77015 | HARRIS | CN600434260 | RN102409570 | The scrubber system is on the vent side of the storage system and uses reactive agents to absorb and neutralize the hydrochloric acid fumes and bring them down to acceptable levels that no longer pose a threat to the environment. | NOD response not received | 2022-04-19 | 400000 | 100
24378 | T1 | REAGENT CHEMICAL & RESEARCH INC | REAGENT CHEMICAL & RESEARCH | 2250 APPELT DR | HOUSTON | TX | 77015 | HARRIS | CN600434260 | RN102409570 | A large 900 gallon tank that receives storm runoff from a contained area in which aqueous hydrochloric acid storage tanks are kept. The tank receives storm runoff from a contained area of 41,000 sqft | NOD response not received | 2022-04-19 | 400000 | 100
24379 | T1 | INDORAMA VENTURES OXIDES LLC | PORT NECHES OPERATIONS | 2701 SPUR 136 | PORT NECHES | TX | 77651 | JEFFERSON | CN605743038 | RN100219252 | Critical spare flow element probe assemblies FT0951 and FT0931 for the high and low pressure flare headers of the F5 Unit flare. | The following property is used 100% for pollution control to meet or exceed federal or state regulations: Critical spare flow element probe assemblies FT0951 and FT0931 for the high and low pressure flare headers of the F5 Unit flare. | 2022-04-19 | 41217 | 100
24380 | T1 | INDORAMA VENTURES OXIDES LLC | INDORAMA VENTURES OXIDES | 2701 SPUR 136 | PORT NECHES | TX | 77651 | JEFFERSON | CN605743038 | RN100219252 | Previously, there was only one lift pump P-V-39, rated 6500 GPM to lift water from the Joint Wastewater Treatment Plant JWWTP outfall canal to tertiary treatment wetlands area, before final discharge at outfall 004 into the Neches River. Higher than normal flow that would exceed P-V-39 capacity or in the event the pump was offline due to maintenance or malfunction would cause flow to bypass tertiary treatment and go directly to outfall 001 into the Neches River. Two rental diesel pumps were used to ensure compliance until a new lift pump station could be constructed. A new lift pump station with 2 pumps was installed to supplement the flow from the existing pump station. The total flow from both stations will be 14000 GPM 20MM gallons per day, which will meet the maximum flow requirements of JWWTP Permit and ensure compliance. | NOD response not received | 2022-04-19 | 1096785 | 100
24381 | T1 | BORGER ENERGY ASSOCIATES LP | BLACKHAWK POWER PLANT | SPUR 119 E 2 MI NE OF BORGER | Hutchinson County | TX | 79008 | HUTCHINSON | CN600129092 | RN100217298 | Two Deltak heat recovery steam generators. | The following property is used 65% for pollution control to meet or exceed federal or state regulations: Two Deltak heat recovery steam generators. | 2022-02-07 | 13906514 | 65
24382 | T1 | SOUTH TEXAS ELECTRIC COOPERATIVE INC | SOUTH TEXAS ELECTRIC COOPERATIVE | 2849 FM 447 | NURSERY | TX | 77976 | VICTORIA | CN600131254 | RN100222652 | Three 3 heat recovery steam generators. | The following property is used 65% for pollution control to meet or exceed federal or state regulations: Three 3 heat recovery steam generators. | 2022-02-01 | 13764301 | 65
24383 | T1 | NABORS LUX 2 | RIG 00F34 | Latitude = 31.5447, Longitude = -102.2342 | Ector County | TX | 79764 | ECTOR | CN604268243 | RN111213559 | Single ram blowout preventer, double ram blowout preventer, blowout prevention accumulator unit, choke manifold, and drilling mud degasser on drilling Rig 00F34. | The following property is used 100% for pollution control to meet or exceed federal or state regulations: Single ram blowout preventer, double ram blowout preventer, blowout prevention accumulator unit, choke manifold, and drilling mud degasser on drilling Rig 00F34. | 2022-03-24 | 550000 | 100
24384 | T1 | NABORS LUX 2 | RIG 00896 | Latitude = 31.5447, Longitude = -102.2342 | Ector County | TX | 79764 | ECTOR | CN604268243 | RN111213559 | Single ram blowout preventer, double ram blowout preventer, blowout prevention accumulator unit, choke manifold, and drilling mud degasser on drilling Rig 00896. | The following property is used 100% for pollution control to meet or exceed federal or state regulations: Single ram blowout preventer, double ram blowout preventer, blowout prevention accumulator unit, choke manifold, and drilling mud degasser on drilling Rig 00896. | 2022-03-24 | 550000 | 100
24385 | T1 | NABORS LUX 2 | RIG 00889 | Latitude = 31.5447, Longitude = -102.2342 | Ector County | TX | 79764 | ECTOR | CN604268243 | RN111213559 | Single ram blowout preventer, double ram blowout preventer, blowout prevention accumulator unit, choke manifold, and drilling mud degasser on drilling Rig 00889. | The following property is used 100% for pollution control to meet or exceed federal or state regulations: Single ram blowout preventer, double ram blowout preventer, blowout prevention accumulator unit, choke manifold, and drilling mud degasser on drilling Rig 00889. | 2022-03-24 | 750000 | 100
24386 | T1 | NABORS LUX 2 | RIG 00F26 | 2500 OREGON ST | ODESSA | TX | 79764 | ECTOR | CN604268243 | RN111213559 | Single ram blowout preventer, double ram blowout preventer, blowout prevention accumulator unit, choke manifold, and drilling mud degasser on drilling Rig 00F26. | The following property is used 100% for pollution control to meet or exceed federal or state regulations: Single ram blowout preventer, double ram blowout preventer, blowout prevention accumulator unit, choke manifold, and drilling mud degasser on drilling Rig 00F26. | 2022-03-24 | 775000 | 100
24387 | T1 | NABORS LUX 2 | RIG 00F37 | Latitude = 31.495, Longitude = -102.3202 | Ector County | TX | 79764 | ECTOR | CN604268243 | RN111213559 | Single ram blowout preventer, double ram blowout preventer, blowout prevention accumulator unit, choke manifold, and drilling mud degasser on drilling Rig 00F37. | The following property is used 100% for pollution control to meet or exceed federal or state regulations: Single ram blowout preventer, double ram blowout preventer, blowout prevention accumulator unit, choke manifold, and drilling mud degasser on drilling Rig 00F37. | 2022-03-24 | 550000 | 100
24388 | T1 | NABORS LUX 2 | RIG 00F36 | Latitude = 31.495, Longitude = -102.3202 | Ector County | TX | 79764 | ECTOR | CN604268243 | RN111213559 | Single ram blowout preventer, double ram blowout preventer, blowout prevention accumulator unit, choke manifold, and drilling mud degasser on drilling Rig 00F36. | The following property is used 100% for pollution control to meet or exceed federal or state regulations: Single ram blowout preventer, double ram blowout preventer, blowout prevention accumulator unit, choke manifold, and drilling mud degasser on drilling Rig 00F36. | 2022-03-24 | 550000 | 100
24389 | T1 | NABORS LUX 2 | RIG 00895 | Latitude = 31.495, Longitude = -102.3202 | Ector County | TX | 79764 | ECTOR | CN604268243 | RN111213559 | Single ram blowout preventer, double ram blowout preventer, blowout prevention accumulator unit, choke manifold, and drilling mud degasser on drilling Rig 00895. | The following property is used 100% for pollution control to meet or exceed federal or state regulations: Single ram blowout preventer, double ram blowout preventer, blowout prevention accumulator unit, choke manifold, and drilling mud degasser on drilling Rig 00895. | 2022-03-29 | 550000 | 100
24390 | T1 | NABORS LUX 2 | RIG 00892 | Latitude = 31.495, Longitude = -102.3202 | Ector County | TX | 79764 | ECTOR | CN604268243 | RN111213559 | Single ram blowout preventer, double ram blowout preventer, blowout prevention accumulator unit, choke manifold, and drilling mud degasser on drilling Rig 00892. | The following property is used 100% for pollution control to meet or exceed federal or state regulations: Single ram blowout preventer, double ram blowout preventer, blowout prevention accumulator unit, choke manifold, and drilling mud degasser on drilling Rig 00892. | 2022-03-29 | 800000 | 100
24391 | T1 | NABORS LUX 2 | RIG 00887 | Latitude = 31.495, Longitude = -102.3202 | Ector County | TX | 79764 | ECTOR | CN604268243 | RN111213559 | Single ram blowout preventer, double ram blowout preventer, blowout prevention accumulator unit, choke manifold, and drilling mud degasser on drilling Rig 00887. | The following property is used 100% for pollution control to meet or exceed federal or state regulations: Single ram blowout preventer, double ram blowout preventer, blowout prevention accumulator unit, choke manifold, and drilling mud degasser on drilling Rig 00887. | 2022-03-29 | 800000 | 100
24392 | T1 | NABORS LUX 2 | RIG 00X03 | 12005 HIGHWAY 155 N | TYLER | TX | 75708 | SMITH | CN604268243 | RN111213559 | Single ram blowout preventer, double ram blowout preventer, blowout prevention accumulator unit, choke manifold, and drilling mud degasser on drilling Rig 00X03. | The following property is used 100% for pollution control to meet or exceed federal or state regulations: Single ram blowout preventer, double ram blowout preventer, blowout prevention accumulator unit, choke manifold, and drilling mud degasser on drilling Rig 00X03. | 2022-03-29 | 750000 | 100
24393 | T1 | NABORS LUX 2 | RIG 00M49 | 12005 HIGHWAY 155 N | TYLER | TX | 75708 | SMITH | CN604268243 | RN111213559 | Single ram blowout preventer, double ram blowout preventer, blowout prevention accumulator unit, choke manifold, and drilling mud degasser on drilling Rig 00M49. | The following property is used 100% for pollution control to meet or exceed federal or state regulations: Single ram blowout preventer, double ram blowout preventer, blowout prevention accumulator unit, choke manifold, and drilling mud degasser on drilling Rig 00M49. | 2022-03-29 | 150000 | 100
24394 | T1 | NABORS LUX 2 | RIG 00M33 | 12005 HIGHWAY 155 N | TYLER | TX | 75708 | SMITH | CN604268243 | RN111213559 | Single ram blowout preventer, double ram blowout preventer, blowout prevention accumulator unit, choke manifold, and drilling mud degasser on drilling Rig 00M33. | The following property is used 100% for pollution control to meet or exceed federal or state regulations: Single ram blowout preventer, double ram blowout preventer, blowout prevention accumulator unit, choke manifold, and drilling mud degasser on drilling Rig 00M33. | 2022-03-29 | 150000 | 100
24395 | T1 | NABORS LUX 2 | RIG 00M12 | 12005 HIGHWAY 155 N | TYLER | TX | 75708 | SMITH | CN604268243 | RN111213559 | Single ram blowout preventer, double ram blowout preventer, blowout prevention accumulator unit, choke manifold, and drilling mud degasser on drilling Rig 00M12. | The following property is used 100% for pollution control to meet or exceed federal or state regulations: Single ram blowout preventer, double ram blowout preventer, blowout prevention accumulator unit, choke manifold, and drilling mud degasser on drilling Rig 00M12. | 2022-03-29 | 150000 | 100
24396 | T1 | NABORS LUX 2 | RIG 00F35 | 12005 HIGHWAY 155 N | TYLER | TX | 75708 | SMITH | CN604268243 | RN111213559 | Single ram blowout preventer, double ram blowout preventer, blowout prevention accumulator unit, choke manifold, and drilling mud degasser on drilling Rig 00F35. | The following property is used 100% for pollution control to meet or exceed federal or state regulations: Single ram blowout preventer, double ram blowout preventer, blowout prevention accumulator unit, choke manifold, and drilling mud degasser on drilling Rig 00F35. | 2022-03-31 | 550000 | 100
24397 | T1 | NABORS LUX 2 | RIG 00M19 | 396 COUNTY ROAD 114 | CALDWELL | TX | 77836 | BURLESON | CN604268243 | RN111213559 | Single ram blowout preventer, double ram blowout preventer, blowout prevention accumulator unit, choke manifold, and drilling mud degasser on drilling Rig 00M19. | The following property is used 100% for pollution control to meet or exceed federal or state regulations: Single ram blowout preventer, double ram blowout preventer, blowout prevention accumulator unit, choke manifold, and drilling mud degasser on drilling Rig 00M19. | 2022-03-31 | 150000 | 100
24398 | T1 | NABORS LUX 2 | RIG 00F14 | 3840 E HIGHWAY 44 | ALICE | TX | 78332 | JIM WELLS | CN604268243 | RN111213559 | Single ram blowout preventer, double ram blowout preventer, blowout prevention accumulator unit, choke manifold, and drilling mud degasser on drilling Rig 00F14. | The following property is used 100% for pollution control to meet or exceed federal or state regulations: Single ram blowout preventer, double ram blowout preventer, blowout prevention accumulator unit, choke manifold, and drilling mud degasser on drilling Rig 00F14. | 2022-03-31 | 320000 | 100
24399 | T1 | NABORS LUX 2 | RIG 00F12 | 3840 E HIGHWAY 44 | ALICE | TX | 78332 | JIM WELLS | CN604268243 | RN111213559 | Single ram blowout preventer, double ram blowout preventer, blowout prevention accumulator unit, choke manifold, and drilling mud degasser on drilling Rig 00F12. | The following property is used 100% for pollution control to meet or exceed federal or state regulations: Single ram blowout preventer, double ram blowout preventer, blowout prevention accumulator unit, choke manifold, and drilling mud degasser on drilling Rig 00F12. | 2022-03-31 | 320000 | 100
24400 | T1 | NABORS LUX 2 | RIG 00M31 | 694 FM 1252 E | KILGORE | TX | 75662 | GREGG | CN604268243 | RN111213559 | Single ram blowout preventer, double ram blowout preventer, blowout prevention accumulator unit, choke manifold, and drilling mud degasser on drilling Rig 00M31. | The following property is used 100% for pollution control to meet or exceed federal or state regulations: Single ram blowout preventer, double ram blowout preventer, blowout prevention accumulator unit, choke manifold, and drilling mud degasser on drilling Rig 00M31. | 2022-03-31 | 150000 | 100
24401 | T1 | NABORS LUX 2 | RIG 00897 | 694 FM 1252 E | KILGORE | TX | 75662 | GREGG | CN604268243 | RN111213559 | Single ram blowout preventer, double ram blowout preventer, blowout prevention accumulator unit, choke manifold, and drilling mud degasser on drilling Rig 00897. | The following property is used 100% for pollution control to meet or exceed federal or state regulations: Single ram blowout preventer, double ram blowout preventer, blowout prevention accumulator unit, choke manifold, and drilling mud degasser on drilling Rig 00897. | 2022-03-31 | 760000 | 100
24402 | T1 | NABORS LUX 2 | RIG 00X30 | Latitude = 31.863838, Longitude = -103.421983 | Loving County | TX | 0 | LOVING | CN604268243 | RN111213559 | Single ram blowout preventer, double ram blowout preventer, blowout prevention accumulator unit, choke manifold, and drilling mud degasser on drilling Rig 00X30. | The following property is used 100% for pollution control to meet or exceed federal or state regulations: Single ram blowout preventer, double ram blowout preventer, blowout prevention accumulator unit, choke manifold, and drilling mud degasser on drilling Rig 00X30. | 2022-03-31 | 750000 | 100
24403 | T1 | NABORS LUX 2 | RIG 00X31 | Latitude = 31.413632, Longitude = -103.225353 | Loving County | TX | 0 | LOVING | CN604268243 | RN111213559 | Single ram blowout preventer, double ram blowout preventer, blowout prevention accumulator unit, choke manifold, and drilling mud degasser on drilling Rig 00X31. | The following property is used 100% for pollution control to meet or exceed federal or state regulations: Single ram blowout preventer, double ram blowout preventer, blowout prevention accumulator unit, choke manifold, and drilling mud degasser on drilling Rig 00X31. | 2022-03-31 | 800000 | 100
24404 | T1 | NABORS LUX 2 | RIG 00X23 | Latitude = 32.00447, Longitude = -102.026705 | Midland County | TX | 0 | MIDLAND | CN604268243 | RN111213559 | Single ram blowout preventer, double ram blowout preventer, blowout prevention accumulator unit, choke manifold, and drilling mud degasser on drilling Rig 00X23. | The following property is used 100% for pollution control to meet or exceed federal or state regulations: Single ram blowout preventer, double ram blowout preventer, blowout prevention accumulator unit, choke manifold, and drilling mud degasser on drilling Rig 00X23. | 2022-03-31 | 800000 | 100
24405 | T1 | NABORS LUX 2 | RIG 00X22 | Latitude = 32.030606, Longitude = -102.02769 | Midland County | TX | 0 | MIDLAND | CN604268243 | RN111213559 | Single ram blowout preventer, double ram blowout preventer, blowout prevention accumulator unit, choke manifold, and drilling mud degasser on drilling Rig 00X22. | The following property is used 100% for pollution control to meet or exceed federal or state regulations: Single ram blowout preventer, double ram blowout preventer, blowout prevention accumulator unit, choke manifold, and drilling mud degasser on drilling Rig 00X22. | 2022-03-31 | 800000 | 100
24406 | T1 | NABORS LUX 2 | RIG 00X20 | Latitude = 32.298257, Longitude = -101.768617 | Martin County | TX | 0 | MARTIN | CN604268243 | RN111213559 | Single ram blowout preventer, double ram blowout preventer, blowout prevention accumulator unit, choke manifold, and drilling mud degasser on drilling Rig 00X20. | The following property is used 100% for pollution control to meet or exceed federal or state regulations: Single ram blowout preventer, double ram blowout preventer, blowout prevention accumulator unit, choke manifold, and drilling mud degasser on drilling Rig 00X20. | 2022-03-31 | 800000 | 100
24407 | T1 | NABORS LUX 2 | RIG 00X19 | Latitude = 28.947813, Longitude = -97.889257 | Karnes County | TX | 0 | KARNES | CN604268243 | RN111213559 | Single ram blowout preventer, double ram blowout preventer, blowout prevention accumulator unit, choke manifold, and drilling mud degasser on drilling Rig 00X19. | The following property is used 100% for pollution control to meet or exceed federal or state regulations: Single ram blowout preventer, double ram blowout preventer, blowout prevention accumulator unit, choke manifold, and drilling mud degasser on drilling Rig 00X19. | 2022-03-31 | 800000 | 100
24408 | T1 | NABORS LUX 2 | RIG 00X17 | Latitude = 32.42265, Longitude = -94.107946 | Harrison County | TX | 0 | HARRISON | CN604268243 | RN111213559 | Single ram blowout preventer, double ram blowout preventer, blowout prevention accumulator unit, choke manifold, and drilling mud degasser on drilling Rig 00X17. | The following property is used 100% for pollution control to meet or exceed federal or state regulations: Single ram blowout preventer, double ram blowout preventer, blowout prevention accumulator unit, choke manifold, and drilling mud degasser on drilling Rig 00X17. | 2022-03-31 | 800000 | 100
24409 | T1 | NABORS LUX 2 | RIG 00X16 | Latitude = 31.200147, Longitude = -103.387135 | Reeves County | TX | 0 | REEVES | CN604268243 | RN111213559 | Single ram blowout preventer, double ram blowout preventer, blowout prevention accumulator unit, choke manifold, and drilling mud degasser on drilling Rig 00X16. | The following property is used 100% for pollution control to meet or exceed federal or state regulations: Single ram blowout preventer, double ram blowout preventer, blowout prevention accumulator unit, choke manifold, and drilling mud degasser on drilling Rig 00X16. | 2022-03-31 | 800000 | 100
24410 | T1 | NABORS LUX 2 | RIG 00X15 | Latitude = 32.02825, Longitude = -102.021677 | Midland County | TX | 0 | MIDLAND | CN604268243 | RN111213559 | Single ram blowout preventer, double ram blowout preventer, blowout prevention accumulator unit, choke manifold, and drilling mud degasser on drilling Rig 00X15. | The following property is used 100% for pollution control to meet or exceed federal or state regulations: Single ram blowout preventer, double ram blowout preventer, blowout prevention accumulator unit, choke manifold, and drilling mud degasser on drilling Rig 00X15. | 2022-03-31 | 800000 | 100
24411 | T1 | NABORS LUX 2 | RIG 00X11 | 2100 CROSBY DAYTON RD | CROSBY | TX | 77532 | HARRIS | CN604268243 | RN111213559 | Single ram blowout preventer, double ram blowout preventer, blowout prevention accumulator unit, choke manifold, and drilling mud degasser on drilling Rig 00X11. | The following property is used 100% for pollution control to meet or exceed federal or state regulations: Single ram blowout preventer, double ram blowout preventer, blowout prevention accumulator unit, choke manifold, and drilling mud degasser on drilling Rig 00X11. | 2022-04-01 | 800000 | 100
24412 | T1 | NABORS LUX 2 | RIG 00X07 | Latitude = 31.081325, Longitude = -96.374275 | Robertson County | TX | 0 | ROBERTSON | CN604268243 | RN111213559 | Single ram blowout preventer, double ram blowout preventer, blowout prevention accumulator unit, choke manifold, and drilling mud degasser on drilling Rig 00X07. | The following property is used 100% for pollution control to meet or exceed federal or state regulations: Single ram blowout preventer, double ram blowout preventer, blowout prevention accumulator unit, choke manifold, and drilling mud degasser on drilling Rig 00X07. | 2022-04-01 | 800000 | 100
24413 | T1 | NABORS LUX 2 | RIG 00X06 | Latitude = 32.489818, Longitude = -94.078021 | Harrison County | TX | 0 | HARRISON | CN604268243 | RN111213559 | Single ram blowout preventer, double ram blowout preventer, blowout prevention accumulator unit, choke manifold, and drilling mud degasser on drilling Rig 00X06. | The following property is used 100% for pollution control to meet or exceed federal or state regulations: Single ram blowout preventer, double ram blowout preventer, blowout prevention accumulator unit, choke manifold, and drilling mud degasser on drilling Rig 00X06. | 2022-04-01 | 800000 | 100
24414 | T1 | NABORS LUX 2 | RIG 00X05 | Latitude = 31.810792, Longitude = -103.749708 | Loving County | TX | 0 | LOVING | CN604268243 | RN111213559 | Single ram blowout preventer, double ram blowout preventer, blowout prevention accumulator unit, choke manifold, and drilling mud degasser on drilling Rig 00X05. | The following property is used 100% for pollution control to meet or exceed federal or state regulations: Single ram blowout preventer, double ram blowout preventer, blowout prevention accumulator unit, choke manifold, and drilling mud degasser on drilling Rig 00X05. | 2022-04-01 | 800000 | 100
24415 | T1 | NABORS LUX 2 | RIG 00X04 | Latitude = 31.907314, Longitude = -103.424403 | Loving County | TX | 0 | LOVING | CN604268243 | RN111213559 | Single ram blowout preventer, double ram blowout preventer, blowout prevention accumulator unit, choke manifold, and drilling mud degasser on drilling Rig 00X04. | The following property is used 100% for pollution control to meet or exceed federal or state regulations: ingle ram blowout preventer, double ram blowout preventer, blowout prevention accumulator unit, choke manifold, and drilling mud degasser on drilling Rig 00X04. | 2022-04-01 | 800000 | 100
24416 | T1 | NABORS LUX 2 | RIG 00X02 | Latitude = 32.245091, Longitude = -94.050406 | Panola County | TX | 0 | PANOLA | CN604268243 | RN111213559 | Single ram blowout preventer, double ram blowout preventer, blowout prevention accumulator unit, choke manifold, and drilling mud degasser on drilling Rig 00X02. | The following property is used 100% for pollution control to meet or exceed federal or state regulations: Single ram blowout preventer, double ram blowout preventer, blowout prevention accumulator unit, choke manifold, and drilling mud degasser on drilling Rig 00X02. | 2022-04-01 | 800000 | 100
24417 | T1 | NABORS LUX 2 | RIG 00X01 | Latitude = 32.308746, Longitude = -94.322852 | Harrison County | TX | 0 | HARRISON | CN604268243 | RN111213559 | Single ram blowout preventer, double ram blowout preventer, blowout prevention accumulator unit, choke manifold, and drilling mud degasser on drilling Rig 00X01. | The following property is used 100% for pollution control to meet or exceed federal or state regulations: Single ram blowout preventer, double ram blowout preventer, blowout prevention accumulator unit, choke manifold, and drilling mud degasser on drilling Rig 00X01. | 2022-04-01 | 800000 | 100
24418 | T1 | NABORS LUX 2 | RIG 00B07 | 12005 HIGHWAY 155 N | TYLER | TX | 75708 | SMITH | CN604268243 | RN111213559 | Single ram blowout preventer, double ram blowout preventer, blowout prevention accumulator unit, choke manifold, and drilling mud degasser on drilling Rig 00B07. | The following property is used 100% for pollution control to meet or exceed federal or state regulations: Single ram blowout preventer, double ram blowout preventer, blowout prevention accumulator unit, choke manifold, and drilling mud degasser on drilling Rig 00B07. | 2022-04-01 | 800000 | 100
24419 | T1 | NABORS LUX 2 | RIG 00893 | Latitude = 35.811875, Longitude = -100.406694 | Hemphill County | TX | 0 | HEMPHILL | CN604268243 | RN111213559 | Single ram blowout preventer, double ram blowout preventer, blowout prevention accumulator unit, choke manifold, and drilling mud degasser on drilling Rig 00893. | The following property is used 100% for pollution control to meet or exceed federal or state regulations: Single ram blowout preventer, double ram blowout preventer, blowout prevention accumulator unit, choke manifold, and drilling mud degasser on drilling Rig 00893. | 2022-04-01 | 800000 | 100
24420 | T1 | NABORS LUX 2 | RIG 00891 | Latitude = 31.83969, Longitude = -104.0993 | Culberson County | TX | 0 | CULBERSON | CN604268243 | RN111213559 | Single ram blowout preventer, double ram blowout preventer, blowout prevention accumulator unit, choke manifold, and drilling mud degasser on drilling Rig 00891. | The following property is used 100% for pollution control to meet or exceed federal or state regulations: Single ram blowout preventer, double ram blowout preventer, blowout prevention accumulator unit, choke manifold, and drilling mud degasser on drilling Rig 00891. | 2022-04-01 | 800000 | 100
24421 | T1 | NABORS LUX 2 | RIG 00888 | 411 AIRPORT RD | ALICE | TX | 78332 | JIM WELLS | CN604268243 | RN111213559 | Single ram blowout preventer, double ram blowout preventer, blowout prevention accumulator unit, choke manifold, and drilling mud degasser on drilling Rig 00888. | The following property is used 100% for pollution control to meet or exceed federal or state regulations: Single ram blowout preventer, double ram blowout preventer, blowout prevention accumulator unit, choke manifold, and drilling mud degasser on drilling Rig 00888. | 2022-04-01 | 800000 | 100
24422 | T1 | NABORS LUX 2 | RIG 00X39 | Latitude = 28.658765, Longitude = -98.300347 | Atascosa County | TX | 0 | ATASCOSA | CN604268243 | RN111213559 | Single ram blowout preventer, double ram blowout preventer, blowout prevention accumulator unit, choke manifold, and drilling mud degasser on drilling Rig 00X39. | The following property is used 100% for pollution control to meet or exceed federal or state regulations: Single ram blowout preventer, double ram blowout preventer, blowout prevention accumulator unit, choke manifold, and drilling mud degasser on drilling Rig 00X39. | 2022-04-01 | 840000 | 100
24423 | T1 | NABORS LUX 2 | RIG 00X37 | Latitude = 27.869317, Longitude = -99.275164 | Webb County | TX | 0 | WEBB | CN604268243 | RN111213559 | Single ram blowout preventer, double ram blowout preventer, blowout prevention accumulator unit, choke manifold, and drilling mud degasser on drilling Rig 00X37. | The following property is used 100% for pollution control to meet or exceed federal or state regulations: Single ram blowout preventer, double ram blowout preventer, blowout prevention accumulator unit, choke manifold, and drilling mud degasser on drilling Rig 00X37. | 2022-04-01 | 840000 | 100
24424 | T1 | NABORS LUX 2 | RIG 00X35 | Latitude = 32.354643, Longitude = -94.071435 | Panola County | TX | 0 | PANOLA | CN604268243 | RN111213559 | Single ram blowout preventer, double ram blowout preventer, blowout prevention accumulator unit, choke manifold, and drilling mud degasser on drilling Rig 00X35. | The following property is used 100% for pollution control to meet or exceed federal or state regulations: Single ram blowout preventer, double ram blowout preventer, blowout prevention accumulator unit, choke manifold, and drilling mud degasser on drilling Rig 00X35. | 2022-04-01 | 840000 | 100
24425 | T1 | NABORS LUX 2 | RIG M7507 | Latitude = 32.271407, Longitude = -101.353448 | Howard County | TX | 0 | HOWARD | CN604268243 | RN111213559 | Single ram blowout preventer, double ram blowout preventer, blowout prevention accumulator unit, choke manifold, and drilling mud degasser on drilling Rig M7507. | The following property is used 100% for pollution control to meet or exceed federal or state regulations: Single ram blowout preventer, double ram blowout preventer, blowout prevention accumulator unit, choke manifold, and drilling mud degasser on drilling Rig M7507. | 2022-04-05 | 1120000 | 100
24426 | T1 | NABORS LUX 2 | RIG M7504 | Latitude = 31.572631, Longitude = -103.323386 | Ward County | TX | 0 | WARD | CN604268243 | RN111213559 | Single ram blowout preventer, double ram blowout preventer, blowout prevention accumulator unit, choke manifold, and drilling mud degasser on drilling Rig M7504. | The following property is used 100% for pollution control to meet or exceed federal or state regulations: Single ram blowout preventer, double ram blowout preventer, blowout prevention accumulator unit, choke manifold, and drilling mud degasser on drilling Rig M7504. | 2022-04-05 | 1120000 | 100
24427 | T1 | NABORS LUX 2 | RIG M7502 | Latitude = 31.487367, Longitude = -103.490098 | Ward County | TX | 0 | WARD | CN604268243 | RN111213559 | Single ram blowout preventer, double ram blowout preventer, blowout prevention accumulator unit, choke manifold, and drilling mud degasser on drilling Rig M7502. | The following property is used 100% for pollution control to meet or exceed federal or state regulations: Single ram blowout preventer, double ram blowout preventer, blowout prevention accumulator unit, choke manifold, and drilling mud degasser on drilling Rig M7502. | 2022-04-05 | 1120000 | 100
24428 | T1 | NABORS LUX 2 | RIG 00X53 | Latitude = 31.999826, Longitude = -104.09693 | Culberson County | TX | 0 | CULBERSON | CN604268243 | RN111213559 | Single ram blowout preventer, double ram blowout preventer, blowout prevention accumulator unit, choke manifold, and drilling mud degasser on drilling Rig 00X53. | The following property is used 100% for pollution control to meet or exceed federal or state regulations: Single ram blowout preventer, double ram blowout preventer, blowout prevention accumulator unit, choke manifold, and drilling mud degasser on drilling Rig 00X53. | 2022-04-05 | 1600000 | 100
24429 | T1 | NABORS LUX 2 | RIG 00X52 | Latitude = 31.330897, Longitude = -101.68546 | Reagan County | TX | 0 | REAGAN | CN604268243 | RN111213559 | Single ram blowout preventer, double ram blowout preventer, blowout prevention accumulator unit, choke manifold, and drilling mud degasser on drilling Rig 00X52. | The following property is used 100% for pollution control to meet or exceed federal or state regulations: Single ram blowout preventer, double ram blowout preventer, blowout prevention accumulator unit, choke manifold, and drilling mud degasser on drilling Rig 00X52. | 2022-04-05 | 1600000 | 100
24430 | T1 | NABORS LUX 2 | RIG 00X51 | Latitude = 27.739903, Longitude = -99.482301 | Webb County | TX | 0 | WEBB | CN604268243 | RN111213559 | Single ram blowout preventer, double ram blowout preventer, blowout prevention accumulator unit, choke manifold, and drilling mud degasser on drilling Rig 00X51. | The following property is used 100% for pollution control to meet or exceed federal or state regulations: Single ram blowout preventer, double ram blowout preventer, blowout prevention accumulator unit, choke manifold, and drilling mud degasser on drilling Rig 00X51. | 2022-04-05 | 1160000 | 100
24431 | T1 | NABORS LUX 2 | RIG 00X46 | Latitude = 32.262529, Longitude = -102.283918 | Andrews County | TX | 0 | ANDREWS | CN604268243 | RN111213559 | Single ram blowout preventer, double ram blowout preventer, blowout prevention accumulator unit, choke manifold, and drilling mud degasser on drilling Rig 00X46. | The following property is used 100% for pollution control to meet or exceed federal or state regulations: Single ram blowout preventer, double ram blowout preventer, blowout prevention accumulator unit, choke manifold, and drilling mud degasser on drilling Rig 00X46. | 2022-04-12 | 1160000 | 100
24432 | T1 | NABORS LUX 2 | RIG 01209 | Latitude = 29.135866, Longitude = -97.657486 | Karnes County | TX | 0 | KARNES | CN604268243 | RN111213559 | Single ram blowout preventer, double ram blowout preventer, blowout prevention accumulator unit, choke manifold, and drilling mud degasser on drilling Rig 01209. | The following property is used 100% for pollution control to meet or exceed federal or state regulations: Single ram blowout preventer, double ram blowout preventer, blowout prevention accumulator unit, choke manifold, and drilling mud degasser on drilling Rig 01209. | 2022-04-13 | 1600000 | 100
24433 | T1 | NABORS LUX 2 | RIG 01208 | Latitude = 31.510425, Longitude = -103.823922 | Reeves County | TX | 0 | REEVES | CN604268243 | RN111213559 | Single ram blowout preventer, double ram blowout preventer, blowout prevention accumulator unit, choke manifold, and drilling mud degasser on drilling Rig 01208. | The following property is used 100% for pollution control to meet or exceed federal or state regulations: Single ram blowout preventer, double ram blowout preventer, blowout prevention accumulator unit, choke manifold, and drilling mud degasser on drilling Rig 01208. | 2022-04-13 | 1600000 | 100
24434 | T1 | NABORS LUX 2 | RIG 01207 | Latitude = 28.87494, Longitude = -98.05739 | Karnes County | TX | 0 | KARNES | CN604268243 | RN111213559 | Single ram blowout preventer, double ram blowout preventer, blowout prevention accumulator unit, choke manifold, and drilling mud degasser on drilling Rig 01207. | The following property is used 100% for pollution control to meet or exceed federal or state regulations: Single ram blowout preventer, double ram blowout preventer, blowout prevention accumulator unit, choke manifold, and drilling mud degasser on drilling Rig 01207. | 2022-04-13 | 1600000 | 100
24435 | T1 | NABORS LUX 2 | RIG 01205 | Latitude = 28.324119, Longitude = -99.007642 | La Salle County | TX | 0 | LA SALLE | CN604268243 | RN111213559 | Single ram blowout preventer, double ram blowout preventer, blowout prevention accumulator unit, choke manifold, and drilling mud degasser on drilling Rig 01205. | The following property is used 100% for pollution control to meet or exceed federal or state regulations: Single ram blowout preventer, double ram blowout preventer, blowout prevention accumulator unit, choke manifold, and drilling mud degasser on drilling Rig 01205. | 2022-04-13 | 1600000 | 100
24436 | T1 | NABORS LUX 2 | RIG 01204 | Latitude = 30.045182, Longitude = -96.604086 | Austin County | TX | 0 | AUSTIN | CN604268243 | RN111213559 | Single ram blowout preventer, double ram blowout preventer, blowout prevention accumulator unit, choke manifold, and drilling mud degasser on drilling Rig 01204. | The following property is used 100% for pollution control to meet or exceed federal or state regulations: Single ram blowout preventer, double ram blowout preventer, blowout prevention accumulator unit, choke manifold, and drilling mud degasser on drilling Rig 01204. | 2022-04-13 | 1600000 | 100
24437 | T1 | NABORS LUX 2 | RIG 01203 | Latitude = 29.262704, Longitude = -97.55591 | Gonzales County | TX | 0 | GONZALES | CN604268243 | RN111213559 | Single ram blowout preventer, double ram blowout preventer, blowout prevention accumulator unit, choke manifold, and drilling mud degasser on drilling Rig 01203. | The following property is used 100% for pollution control to meet or exceed federal or state regulations: Single ram blowout preventer, double ram blowout preventer, blowout prevention accumulator unit, choke manifold, and drilling mud degasser on drilling Rig 01203. | 2022-04-13 | 1600000 | 100
24438 | T1 | NABORS LUX 2 | RIG 01202 | Latitude = 28.99402, Longitude = -97.512765 | Dewitt County | TX | 0 | DEWITT | CN604268243 | RN111213559 | Single ram blowout preventer, double ram blowout preventer, blowout prevention accumulator unit, choke manifold, and drilling mud degasser on drilling Rig 01202. | The following property is used 100% for pollution control to meet or exceed federal or state regulations: Single ram blowout preventer, double ram blowout preventer, blowout prevention accumulator unit, choke manifold, and drilling mud degasser on drilling Rig 01202. | 2022-04-13 | 1600000 | 100
24439 | T1 | NABORS LUX 2 | RIG 0R801 | Latitude = 31.562996, Longitude = -101.949097 | Midland County | TX | 0 | MIDLAND | CN604268243 | RN111213559 | Single ram blowout preventer, double ram blowout preventer, blowout prevention accumulator unit, choke manifold, and drilling mud degasser on drilling Rig 0R801. | The following property is used 100% for pollution control to meet or exceed federal or state regulations: Single ram blowout preventer, double ram blowout preventer, blowout prevention accumulator unit, choke manifold, and drilling mud degasser on drilling Rig 0R801. | 2022-04-13 | 2500000 | 100
24440 | T1 | COCA-COLA SOUTHWEST BEVERAGES LLC | COCA-COLA SOUTHWEST BEVERAGES | 11001 GATEWAY BLVD W | EL PASO | TX | 79935 | EL PASO | CN605328855 | RN110912094 | 25,100 square feet of asphalt paving to control air pollution via dust control. | The following property is used 100% for pollution control to meet or exceed federal or state regulations: 25,100 square feet of asphalt paving to control air pollution via dust control. | 2022-04-13 | 201402 | 100
24441 | T1 | STX BEEF COMPANY LLC | SAM KANE BEEF PROCESSORS | 9001 LEOPARD ST | CORPUS CHRISTI | TX | 78409 | NUECES | CN605627124 | RN100664986 | Wastewater pretreatment system consisting of an equalization tank with two Vaughan Model V4L‐089 chopper pumps, a Vaughan Model V4S‐106 chopper pump and lift station, Schneider controls, and pump replacements; a dissolved air flotation tank with a 3 inch Al/Buna Warren Rupp pump, a 50 hp 1800 TEFC motor, a combo starter circuit breaker, lift station drainage, and two Pumpco C74136 LMI metering pumps; and a flow equalization basin 19-0003 with a Grundfos CR10‐5 pump, a T6A60S self-priming pump S/N 1681315, a vertical turbine pump; 30 hp 1750 rpm and 30 hp impeller electric motors, tank pump installation, concrete pads for tank pumps, tank pad, electrical work, and piping. | The following property is used 100% for pollution control to meet or exceed federal or state regulations: Wastewater pretreatment system consisting of an equalization tank with two Vaughan Model V4L‐089 chopper pumps, a Vaughan Model V4S‐106 chopper pump and lift station, Schneider controls, and pump replacements; a dissolved air flotation tank with a 3 inch Al/Buna Warren Rupp pump, a 50 hp 1800 TEFC motor, a combo starter circuit breaker, lift station drainage, and two Pumpco C74136 LMI metering pumps; and a flow equalization basin 19-0003 with a Grundfos CR10‐5 pump, a T6A60S self-priming pump S/N 1681315, a vertical turbine pump; 30 hp 1750 rpm and 30 hp impeller electric motors, tank pump installation, concrete pads for tank pumps, tank pad, electrical work, and piping. | 2022-04-25 | 2300000 | 100
24442 | T1 | PERMIAN DELAWARE ENTERPRISES HOLDINGS LLC | WINKLER COUNTY WATER PIPING | INTERCONNECTING LINES FOR SWD WELLS ACROSS WINKLER COUNTY - MAP ATTACHED | Winkler County | TX | 79754 | WINKLER | CN605979897 | RN111028635 | 8.59 miles of 8 inch to 12 inch diameter piping that connects oil and gas wells to saltwater disposal wells. | The following property is used 100% for pollution control to meet or exceed federal or state regulations: 8.59 miles of 8 inch to 12 inch diameter piping that connects oil and gas wells to saltwater disposal wells. | 2022-04-14 | 1884777 | 100
24443 | T1 | PERMIAN DELAWARE ENTERPRISES HOLDINGS LLC | WHEAT SWD FACILITY | Latitude = 31.695278, Longitude = -103.527714 | Loving County | TX | 79754 | LOVING | CN605979897 | RN111006441 | Wheat saltwater disposal well facility, consisting of three 1,000-barrel water separation tanks, five 500-barrel produced water tanks, two charge pumps, two injection pumps, two injection pump skids, six injection filters, used filter basket, two pump lubrication circulating units, wellhead, well casing, tubing, meters, valves, and piping. | The following property is used 100% for pollution control to meet or exceed federal or state regulations: Wheat saltwater disposal well facility, consisting of three 1,000-barrel water separation tanks, five 500-barrel produced water tanks, two charge pumps, two injection pumps, two injection pump skids, six injection filters, used filter basket, two pump lubrication circulating units, wellhead, well casing, tubing, meters, valves, and piping. | 2022-04-20 | 1954502 | 100
24444 | T1 | PERMIAN DELAWARE ENTERPRISES HOLDINGS LLC | WARD COUNTY WATER PIPING | INTERCONNECTING LINES FOR SWD WELLS ACROSS WARD COUNTY - MAP ATTACHED | Ward County | TX | 79754 | WARD | CN605979897 | RN111028643 | 58.49 miles of 3.5 inch to 12 inch diameter piping that connects oil and gas wells to saltwater disposal wells. | The following property is used 100% for pollution control to meet or exceed federal or state regulations: 58.49 miles of 3.5 inch to 12 inch diameter piping that connects oil and gas wells to saltwater disposal wells. | 2022-04-20 | 7957427 | 100
24445 | T1 | PERMIAN DELAWARE ENTERPRISES HOLDINGS LLC | UNIVERSITY LAMPASAS 20-33 SWD | Latitude = 31.669989, Longitude = -103.321882 | Winkler County | TX | 79754 | WINKLER | CN605979897 | RN111006524 | University Lampasas 20-33 saltwater disposal well facility, consisting of three 1,000-barrel water separation tanks, five 500-barrel produced water tanks, two charge pumps, two injection pumps, two injection pump skids, six injection filters, used filter basket, two pump lubrication circulating units, wellhead, well casing, tubing, meters, valves, and piping. | The following property is used 100% for pollution control to meet or exceed federal or state regulations: University Lampasas 20-33 saltwater disposal well facility, consisting of three 1,000-barrel water separation tanks, five 500-barrel produced water tanks, two charge pumps, two injection pumps, two injection pump skids, six injection filters, used filter basket, two pump lubrication circulating units, wellhead, well casing, tubing, meters, valves, and piping. | 2022-04-21 | 770504 | 100
24446 | T1 | PERMIAN DELAWARE ENTERPRISES HOLDINGS LLC | UNIVERSITY 20-18 SALT WATER DISPOSAL SWD FACILITY | Latitude = 31.70085, Longitude = -103.36808 | Loving County | TX | 79754 | LOVING | CN605979897 | RN109739615 | University 20-18 saltwater disposal well facility, consisting of three 1,000-barrel water separation tanks, five 500-barrel produced water tanks, two charge pumps, two injection pumps, two injection pump skids, six injection filters, used filter basket, two pump lubrication circulating units, wellhead, well casing, tubing, meters, valves, and piping. | The following property is used 100% for pollution control to meet or exceed federal or state regulations: University 20-18 saltwater disposal well facility, consisting of three 1,000-barrel water separation tanks, five 500-barrel produced water tanks, two charge pumps, two injection pumps, two injection pump skids, six injection filters, used filter basket, two pump lubrication circulating units, wellhead, well casing, tubing, meters, valves, and piping. | 2022-04-21 | 8407668 | 100
24447 | T1 | PERMIAN DELAWARE ENTERPRISES HOLDINGS LLC | TEXACO 35 SWD FACILITY | Latitude = 31.801333, Longitude = -103.627948 | Loving County | TX | 79754 | LOVING | CN605979897 | RN111006458 | Texaco 35 saltwater disposal well facility, consisting of three 1,000-barrel water separation tanks, five 500-barrel produced water tanks, two charge pumps, two injection pumps, two injection pump skids, six injection filters, used filter basket, two pump lubrication circulating units, wellhead, well casing, tubing, meters, valves, and piping. | The following property is used 100% for pollution control to meet or exceed federal or state regulations: Texaco 35 saltwater disposal well facility, consisting of three 1,000-barrel water separation tanks, five 500-barrel produced water tanks, two charge pumps, two injection pumps, two injection pump skids, six injection filters, used filter basket, two pump lubrication circulating units, wellhead, well casing, tubing, meters, valves, and piping. | 2022-04-21 | 4406234 | 100
24448 | T1 | PERMIAN DELAWARE ENTERPRISES HOLDINGS LLC | SUPERSTALLION SWD FACILITY | Latitude = 31.601488, Longitude = -103.434651 | Ward County | TX | 79777 | WARD | CN605979897 | RN111006466 | Superstallion saltwater disposal well facility, consisting of three 1,000-barrel water separation tanks, five 500-barrel produced water tanks, two charge pumps, two injection pumps, two injection pump skids, six injection filters, used filter basket, two pump lubrication circulating units, wellhead, well casing, tubing, meters, valves, and piping. | The following property is used 100% for pollution control to meet or exceed federal or state regulations: Superstallion saltwater disposal well facility, consisting of three 1,000-barrel water separation tanks, five 500-barrel produced water tanks, two charge pumps, two injection pumps, two injection pump skids, six injection filters, used filter basket, two pump lubrication circulating units, wellhead, well casing, tubing, meters, valves, and piping. | 2022-04-21 | 9178172 | 100
24449 | T1 | PERMIAN DELAWARE ENTERPRISES HOLDINGS LLC | SEA WOLF SWD FACILITY | Latitude = 31.864191, Longitude = -103.593274 | Loving County | TX | 79754 | LOVING | CN605979897 | RN111006474 | Sea Wolf saltwater disposal well facility, consisting of three 1,000-barrel water separation tanks, five 500-barrel produced water tanks, two charge pumps, two injection pumps, two injection pump skids, six injection filters, used filter basket, two pump lubrication circulating units, wellhead, well casing, tubing, meters, valves, and piping. | The following property is used 100% for pollution control to meet or exceed federal or state regulations: Sea Wolf saltwater disposal well facility, consisting of three 1,000-barrel water separation tanks, five 500-barrel produced water tanks, two charge pumps, two injection pumps, two injection pump skids, six injection filters, used filter basket, two pump lubrication circulating units, wellhead, well casing, tubing, meters, valves, and piping. | 2022-04-21 | 10164280 | 100
24450 | T1 | PERMIAN DELAWARE ENTERPRISES HOLDINGS LLC | SEA HAWK SWD FACILITY | Latitude = 31.690593, Longitude = -103.383614 | Loving County | TX | 79754 | LOVING | CN605979897 | RN111006482 | Sea Hawk saltwater disposal well facility, consisting of three 1,000-barrel water separation tanks, five 500-barrel produced water tanks, two charge pumps, two injection pumps, two injection pump skids, six injection filters, used filter basket, two pump lubrication circulating units, wellhead, well casing, tubing, meters, valves, and piping. | The following property is used 100% for pollution control to meet or exceed federal or state regulations: Sea Hawk saltwater disposal well facility, consisting of three 1,000-barrel water separation tanks, five 500-barrel produced water tanks, two charge pumps, two injection pumps, two injection pump skids, six injection filters, used filter basket, two pump lubrication circulating units, wellhead, well casing, tubing, meters, valves, and piping. | 2022-04-21 | 11761210 | 100
24451 | T1 | PERMIAN DELAWARE ENTERPRISES HOLDINGS LLC | SEA DRAGON SWD | Latitude = 31.782509, Longitude = -103.664622 | Loving County | TX | 79754 | LOVING | CN605979897 | RN111006573 | Sea Dragon saltwater disposal well facility, consisting of three 1,000-barrel water separation tanks, five 500-barrel produced water tanks, two charge pumps, two injection pumps, two injection pump skids, six injection filters, used filter basket, two pump lubrication circulating units, wellhead, well casing, tubing, meters, valves, and piping. | The following property is used 100% for pollution control to meet or exceed federal or state regulations: Sea Dragon saltwater disposal well facility, consisting of three 1,000-barrel water separation tanks, five 500-barrel produced water tanks, two charge pumps, two injection pumps, two injection pump skids, six injection filters, used filter basket, two pump lubrication circulating units, wellhead, well casing, tubing, meters, valves, and piping. | 2022-04-25 | 15156443 | 100
24452 | T1 | PERMIAN DELAWARE ENTERPRISES HOLDINGS LLC | ROAD RUNNER SWD FACILITY | Latitude = 31.656191, Longitude = -103.398854 | Loving County | TX | 79754 | LOVING | CN605979897 | RN111006490 | Road Runner saltwater disposal well facility, consisting of three 1,000-barrel water separation tanks, five 500-barrel produced water tanks, two charge pumps, two injection pumps, two injection pump skids, six injection filters, used filter basket, two pump lubrication circulating units, wellhead, well casing, tubing, meters, valves, and piping. | The following property is used 100% for pollution control to meet or exceed federal or state regulations: Road Runner saltwater disposal well facility, consisting of three 1,000-barrel water separation tanks, five 500-barrel produced water tanks, two charge pumps, two injection pumps, two injection pump skids, six injection filters, used filter basket, two pump lubrication circulating units, wellhead, well casing, tubing, meters, valves, and piping. | 2022-04-25 | 8838724 | 100
24453 | T1 | PERMIAN DELAWARE ENTERPRISES HOLDINGS LLC | POSIEDON SWD | Latitude = 31.806591, Longitude = -103.774082 | Loving County | TX | 79754 | LOVING | CN605979897 | RN111006508 | Poseidon saltwater disposal well facility, consisting of three 1,000-barrel water separation tanks, five 500-barrel produced water tanks, two charge pumps, two injection pumps, two injection pump skids, six injection filters, used filter basket, two pump lubrication circulating units, wellhead, well casing, tubing, meters, valves, and piping. | The following property is used 100% for pollution control to meet or exceed federal or state regulations: Poseidon saltwater disposal well facility, consisting of three 1,000-barrel water separation tanks, five 500-barrel produced water tanks, two charge pumps, two injection pumps, two injection pump skids, six injection filters, used filter basket, two pump lubrication circulating units, wellhead, well casing, tubing, meters, valves, and piping. | 2022-04-25 | 8933710 | 100
24454 | T1 | PERMIAN DELAWARE ENTERPRISES HOLDINGS LLC | NEPTUNE SWD FACILITY | Latitude = 31.856264, Longitude = -103.762678 | Loving County | TX | 79754 | LOVING | CN605979897 | RN111006516 | Neptune saltwater disposal well facility, consisting of three 1,000-barrel water separation tanks, five 500-barrel produced water tanks, two charge pumps, two injection pumps, two injection pump skids, six injection filters, used filter basket, two pump lubrication circulating units, wellhead, well casing, tubing, meters, valves, and piping. | The following property is used 100% for pollution control to meet or exceed federal or state regulations: Neptune saltwater disposal well facility, consisting of three 1,000-barrel water separation tanks, five 500-barrel produced water tanks, two charge pumps, two injection pumps, two injection pump skids, six injection filters, used filter basket, two pump lubrication circulating units, wellhead, well casing, tubing, meters, valves, and piping. | 2022-04-25 | 10707009 | 100
24455 | T1 | PERMIAN DELAWARE ENTERPRISES HOLDINGS LLC | LOVING COUNTY WATER PIPING | INTERCONNECTING LINES FOR SWD WELLS ACROSS LOVING COUNTY - MAP ATTACHED | Loving County | TX | 79754 | LOVING | CN605979897 | RN111028650 | 230.68 miles of 3 inch to 16 inch diameter piping that connects oil and gas wells to saltwater disposal wells. | The following property is used 100% for pollution control to meet or exceed federal or state regulations: 230.68 miles of 3 inch to 16 inch diameter piping that connects oil and gas wells to saltwater disposal wells. | 2022-04-20 | 48452485 | 100
24456 | T1 | PERMIAN DELAWARE ENTERPRISES HOLDINGS LLC | COYOTE SWD FACILITY | Latitude = 31.679506, Longitude = -103.329711 | Loving County | TX | 79754 | LOVING | CN605979897 | RN111006532 | Coyote saltwater disposal well facility, consisting of three 1,000-barrel water separation tanks, five 500-barrel produced water tanks, two charge pumps, two injection pumps, two injection pump skids, six injection filters, used filter basket, two pump lubrication circulating units, wellhead, well casing, tubing, meters, valves, and piping. | The following property is used 100% for pollution control to meet or exceed federal or state regulations: Coyote saltwater disposal well facility, consisting of three 1,000-barrel water separation tanks, five 500-barrel produced water tanks, two charge pumps, two injection pumps, two injection pump skids, six injection filters, used filter basket, two pump lubrication circulating units, wellhead, well casing, tubing, meters, valves, and piping. | 2022-04-25 | 8407668 | 100
24457 | T1 | PERMIAN DELAWARE ENTERPRISES HOLDINGS LLC | BLACK HAWK 2 SWD FACILITY | Latitude = 31.860749, Longitude = -103.528092 | Loving County | TX | 79754 | LOVING | CN605979897 | RN111006540 | Black Hawk 2 saltwater disposal well facility, consisting of three 1,000-barrel water separation tanks, five 500-barrel produced water tanks, two charge pumps, two injection pumps, two injection pump skids, six injection filters, used filter basket, two pump lubrication circulating units, wellhead, well casing, tubing, meters, valves, and piping. | The following property is used 100% for pollution control to meet or exceed federal or state regulations: Black Hawk 2 saltwater disposal well facility, consisting of three 1,000-barrel water separation tanks, five 500-barrel produced water tanks, two charge pumps, two injection pumps, two injection pump skids, six injection filters, used filter basket, two pump lubrication circulating units, wellhead, well casing, tubing, meters, valves, and piping. | 2022-04-25 | 14396242 | 100
24458 | T1 | PERMIAN DELAWARE ENTERPRISES HOLDINGS LLC | BASS TXL SWD FACILITY | Latitude = 31.780055, Longitude = -103.563902 | Loving County | TX | 79754 | LOVING | CN605979897 | RN111006581 | The property is a salt water disposal facility, used solely for non-commercial purposes. Its purpose is to dispose of salt water that is produced in the drilling and extraction of oil and gas in an environmentally appropriate manner. The facility is specifically designed to protect both groundwater and underground water sources. The salt water is injected into this facility and delivered to an underground zone that is determined to be appropriate by the Texas Railroad Commission. The facility is the final process after the salt water is separated from oil and gas. The SWD Facility includes Equipment listing for surface facility included in Exhibit C Tanks, pumps, filters, wellhead, well casing to protect zones not intended for disposal, tubing to control the flow inside the casing, meters to measure the amount of water disposed, valves to control the flow, and piping to control the water flow and to protect from the saltwater escaping. Exhibit A is a flow diagram of the SWD well facilities. The function of each major item of equipment is further described below. The Saltwater arrives at the well by piping. The piping bring the saltwater from the well sites. Exhibit B shows a diagram of the entire network of piping and SWD wells built. The water is then pumped into the tanks. Separate pumps, which are part of the facility, move the water from the tanks down to the wellbore. The meters on site measure the volume and pressure of the water that is being disposed. This water is pushed into one of the tanks, which acts as a settling vessel. Any skim of oil present is transferred into the oil storage tanks. The Skim Oil Tanks and their costs have been excepted from this application. They are merely identified as part of the total process. The water is transferred out to either set of two water storage tanks. Pumps are used to move the water through the process and then injected into the wellhead. The entire process is designed to protect the land and freshwater zones underground from the saltwater being disposed. While the wellbore existed prior to 1994, all costs in this exemption application occurred after 1994. Included with this application are the disposal wells which are solely connected to this facility and is presented on the attachment. Exhibit B | NOD response not received | 2022-05-16 | 5643413 | 100
24459 | T1 | PERMIAN DELAWARE ENTERPRISES HOLDINGS LLC | ARMADILLO SWD | Latitude = 31.711194, Longitude = -103.346296 | Loving County | TX | 79754 | LOVING | CN605979897 | RN111006565 | Armadillo saltwater disposal well facility, consisting of three 1,000-barrel water separation tanks, five 500-barrel produced water tanks, two charge pumps, two injection pumps, two injection pump skids, six injection filters, used filter basket, two pump lubrication circulating units, wellhead, well casing, tubing, meters, valves, and piping. | The following property is used 100% for pollution control to meet or exceed federal or state regulations: Armadillo saltwater disposal well facility, consisting of three 1,000-barrel water separation tanks, five 500-barrel produced water tanks, two charge pumps, two injection pumps, two injection pump skids, six injection filters, used filter basket, two pump lubrication circulating units, wellhead, well casing, tubing, meters, valves, and piping. | 2022-04-25 | 9038014 | 100
24460 | T1 | THE LUBRIZOL CORPORATION | LUBRIZOL DEER PARK | 41 TIDAL RD | DEER PARK | TX | 77536 | HARRIS | CN600269617 | RN100221589 | Wastewater system consisting of insulated piping and pumps; drum tanks for slop oil, oily sludge, and spent caustic storage, a heat exchanger, a pressure relief vent; two oil/waster separators; dissolved nitrogen flotation system including a mixing tank, surface skimmer, and cross screw and conveyor system; two oily water skimmers including insulated pump basin and drum; vacuum dewatering turbo phase separator; concrete holding sump basin; two insulated carbon absorption filters; sumps, trenches, drains, insulated piping, pumps for contaminated stormwater, process wastewater, and sanitary wastewater handling; storage tank for storage of pretreated wastewater prior to discharge to the facility’s main wastewater treatment system; lift stations including a sump basin, bar screen, stormwater surge tank, discharge piping and pumps, and 1.5 miles of 14‐inch pipe and a subsurface diffuser; spare effluent pump; new sewer line for the 156 Unit; three refurbished sumps at the product tank farm; sloped concrete paving and a concrete dike; shed to house monitors and controls for the wastewater pretreatment system; and associated concrete foundations, and all instrumentation, controls, utility piping, piping, structures, and electrical wiring and connectors necessary to the operation of the piping, pumps, storage tanks, oil/water separators. | The following property is used 100% for pollution control to meet or exceed federal or state regulations: Wastewater system consisting of insulated piping and pumps; drum tanks for slop oil, oily sludge, and spent caustic storage, a heat exchanger, a pressure relief vent; two oil/waster separators; dissolved nitrogen flotation system including a mixing tank, surface skimmer, and cross screw and conveyor system; two oily water skimmers including insulated pump basin and drum; vacuum dewatering turbo phase separator; concrete holding sump basin; two insulated carbon absorption filters; sumps, trenches, drains, insulated piping, pumps for contaminated stormwater, process wastewater, and sanitary wastewater handling; storage tank for storage of pretreated wastewater prior to discharge to the facility’s main wastewater treatment system; lift stations including a sump basin, bar screen, stormwater surge tank, discharge piping and pumps, and 1.5 miles of 14‐inch pipe and a subsurface diffuser; spare effluent pump; new sewer line for the 156 Unit; three refurbished sumps at the product tank farm; sloped concrete paving and a concrete dike; shed to house monitors and controls for the wastewater pretreatment system; and associated concrete foundations, and all instrumentation, controls, utility piping, piping, structures, and electrical wiring and connectors necessary to the operation of the piping, pumps, storage tanks, oil/water separators. | 2022-04-20 | 53650000 | 100
24461 | T1 | ENTERPRISE CRUDE PIPELINE LLC | ENTERPRISE CRUDE HOUSTON STATION | Latitude = 29.610555, Longitude = -95.183611 | Harris County | TX | 77034 | HARRIS | CN603272592 | RN106070816 | Pontoon-style floating roof, mechanical shoe, primary seals, and rim mounted secondary seals on Tank 3919. | The following property is used 100% for pollution control to meet or exceed federal or state regulations: Pontoon-style floating roof, mechanical shoe, primary seals, and rim mounted secondary seals on Tank 3919. | 2022-08-01 | 2669123 | 100
24462 | T1 | THE SHERWIN-WILLIAMS COMPANY | THE SHERWIN-WILLIAMS GARLAND FACILITY | 2802 W MILLER RD | GARLAND | TX | 75041 | DALLAS | CN600278600 | RN100218197 | Dust collection, secondary containment, automatic tank gauging, tank lining, shut-off valves, and odor dispersing and removal equipment. | NOD response not received | 2022-04-30 | 1749996 | 100
24463 | T1 | THE VALSPAR CORPORATION | VALSPAR GARLAND FACILITY | 701 S SHILOH RD | GARLAND | TX | 75042 | DALLAS | CN600128409 | RN100215995 | Thermal oxidizers, containment, automatic tank gauging, automatic shut-off valves, odor dispersing and removal equipment, and wastewater treatment. | NOD response not received | 2022-04-30 | 775040 | 100
24464 | T1 | THE SHERWIN-WILLIAMS COMPANY | WACO TX DSC | 1300 AVIATION PKWY | WACO | TX | 76705 | MCLENNAN | CN600278600 | RN109731042 | Air scrubbers, hoods, ducts, and collection systems, odor dispersal and removal systems. | NOD response not received | 2022-05-04 | 524895 | 100
24465 | T1 | CANAL BARGE COMPANY INC | CANAL BARGE | Latitude = 29.763217, Longitude = -95.091921 | Harris County | TX |  | HARRIS | CN605190974 | RN110139961 | The incremental cost difference between a single hulled barge and a double hulled barge, perimeter deck spill rails, high level overflow alarms, and closed gauging on barges CBC 1112, CBC 1113, CBC 1114, CBC 1426, CBC 1427, CBC 1428, and CBC 1429. | The following property is used 100% for pollution control to meet or exceed federal or state regulations: The incremental cost difference between a single hulled barge and a double hulled barge, perimeter deck spill rails, high level overflow alarms, and closed gauging on barges CBC 1112, CBC 1113, CBC 1114, CBC 1426, CBC 1427, CBC 1428, and CBC 1429. | 2022-04-04 | 6455265 | 100
24466 | T1 | CANAL BARGE COMPANY INC | CANAL BARGE | Latitude = 29.763217, Longitude = -95.091921 | Harris County | TX |  | HARRIS | CN605190974 | RN110139961 | Vapor control system on barges CBC 1112, CBC 1113, CBC 1114, CBC 1426, CBC 1427, CBC 1428, and CBC 1429. | The following property is used 100% for pollution control to meet or exceed federal or state regulations: Vapor control system on barges CBC 1112, CBC 1113, CBC 1114, CBC 1426, CBC 1427, CBC 1428, and CBC 1429. | 2022-04-04 | 605181 | 100
24467 | T1 | DUPONT SPECIALTY PRODUCTS USA LLC | PLASTIC FILM MFG | 9701 BAYPORT BLVD | PASADENA | TX | 77507 | HARRIS | CN605620830 | RN102662970 | Absorber T-454. | The following property is used 100% for pollution control to meet or exceed federal or state regulations: Absorber T-454. | 2022-04-15 | 1354919 | 100
24468 | T1 | DUPONT SPECIALTY PRODUCTS USA LLC | PLASTIC FILM MFG | 9701 BAYPORT BLVD | PASADENA | TX | 77507 | HARRIS | CN605620830 | RN102662970 | Absorber T-453. | The following property is used 100% for pollution control to meet or exceed federal or state regulations: Absorber T-453. | 2022-04-15 | 1350004 | 100
24469 | T1 | DUPONT SPECIALTY PRODUCTS USA LLC | PLASTIC FILM MFG | 9701 BAYPORT BLVD | PASADENA | TX | 77507 | HARRIS | CN605620830 | RN102662970 | Absorber T-449. | The following property is used 100% for pollution control to meet or exceed federal or state regulations: Absorber T-449. | 2022-04-15 | 718382 | 100
24470 | T1 | STOLTHAVEN HOUSTON INC | STOLTHAVEN HOUSTON TERMINAL | 15602 JACINTOPORT BLVD # A | HOUSTON | TX | 77015 | HARRIS | CN600124820 | RN100210475 | Concrete containment at the Truck Scale Area, Wastewater Treatment Plant, and A Tank Farm and a concrete containment curb located at the AE Tank Farm. | The following property is used 100% for pollution control to meet or exceed federal or state regulations: Concrete containment at the Truck Scale Area, Wastewater Treatment Plant, and A Tank Farm and a concrete containment curb located at the AE Tank Farm. | 2022-04-21 | 5887277 | 100
24471 | T1 | STOLTHAVEN HOUSTON INC | STOLTHAVEN HOUSTON TERMINAL | 15602 JACINTOPORT BLVD | HOUSTON | TX | 77015 | HARRIS | CN600124820 | RN100210475 | Stormwater conveyance system and chemical sewer system improvements in the A Tank Farm consisting of lift stations, surface drains, pumps, and piping. | The following property is used 100% for pollution control to meet or exceed federal or state regulations: Stormwater conveyance system and chemical sewer system improvements in the A Tank Farm consisting of lift stations, surface drains, pumps, and piping. | 2022-04-25 | 1657329 | 100
24472 | T1 | PRECISION DRILLING COMPANY LP | PRECISION DRILLING | 7600 E INTERSTATE 20 | ODESSA | TX | 79766 | MIDLAND | CN603453770 | RN106743677 | Drilling mud recycling system consisting of a shaker tank, shale shakers, desilter, desander, and degasser for Rig 579. | The following property is used 100% for pollution control to meet or exceed federal or state regulations: Drilling mud recycling system consisting of a shaker tank, shale shakers, desilter, desander, and degasser for Rig 579. | 2022-04-18 | 752100 | 100
24473 | T1 | PRECISION DRILLING COMPANY LP | PRECISION DRILLING | 7600 E INTERSTATE 20 | ODESSA | TX | 79766 | MIDLAND | CN603453770 | RN106743677 | Spill response equipment consisting of ram type blowout preventers, a closing unit, and a choke manifold system on Rig 579. | The following property is used 100% for pollution control to meet or exceed federal or state regulations: Spill response equipment consisting of ram type blowout preventers, a closing unit, and a choke manifold system on Rig 579. | 2022-04-18 | 1430000 | 100
24474 | T1 | STOLTHAVEN HOUSTON INC | STOLTHAVEN HOUSTON TERMINAL | 15602 JACINTOPORT BLVD # A | HOUSTON | TX | 77015 | HARRIS | CN600124820 | RN100210475 | High-level indication alarms at the V Tanks and the F Tank Farm. | The following property is used 100% for pollution control to meet or exceed federal or state regulations: High-level indication alarms at the V Tanks and the F Tank Farm. | 2022-04-18 | 85273 | 100
24475 | T1 | PTCAA TEXAS LP | FLYING J TRAVEL PLAZA 477 | 714 S CENTRAL EXPY | ANNA | TX | 75409 | COLLIN | CN602677585 | RN102262003 | Overfill alarms; tank top sumps; automatic tank gauging; automatic line leak detectors; liquid fuel sensors installed between the double walls of tanks and pipes to monitor for leaks; the incremental difference in cost between four 20,000-gallon double-walled tanks and comparable single-walled tanks; the incremental difference in cost between double-walled piping and single-walled piping; and the incremental difference in cost between the concrete paving covering the underground tanks and pipes and the other paving at the facility calculated using the difference in cost per square foot. | The following property is used 100% for pollution control to meet or exceed federal or state regulations: Overfill alarms; tank top sumps; automatic tank gauging; automatic line leak detectors; liquid fuel sensors installed between the double walls of tanks and pipes to monitor for leaks; the incremental difference in cost between four 20,000-gallon double-walled tanks and comparable single-walled tanks; the incremental difference in cost between double-walled piping and single-walled piping; and the incremental difference in cost between the concrete paving covering the underground tanks and pipes and the other paving at the facility calculated using the difference in cost per square foot. | 2022-04-19 | 1158100 | 100
24476 | T1 | PTCAA TEXAS LP | EXPRESS FUEL | 1590 CLINT SAN ELIZARIO RD | CLINT | TX | 79836 | EL PASO | CN602677585 | RN102374188 | Overfill alarms; tank top sumps; automatic tank gauging; automatic line leak detectors; liquid fuel sensors installed between the double walls of tanks and pipes to monitor for leaks; the incremental difference in cost between two 30,000-gallon and one 20,000-gallon double-walled tanks and comparable single-walled tanks; the incremental difference in cost between double-walled piping and single-walled piping; and the incremental difference in cost between the concrete paving covering the underground tanks and pipes and the other paving at the facility calculated using the difference in cost per square foot. | The following property is used 100% for pollution control to meet or exceed federal or state regulations: Overfill alarms; tank top sumps; automatic tank gauging; automatic line leak detectors; liquid fuel sensors installed between the double walls of tanks and pipes to monitor for leaks; the incremental difference in cost between two 30,000-gallon and one 20,000-gallon double-walled tanks and comparable single-walled tanks; the incremental difference in cost between double-walled piping and single-walled piping; and the incremental difference in cost between the concrete paving covering the underground tanks and pipes and the other paving at the facility calculated using the difference in cost per square foot. | 2022-04-09 | 729875 | 100
24477 | T1 | STOLTHAVEN HOUSTON INC | STOLTHAVEN HOUSTON TERMINAL | 15602 JACINTOPORT BLVD # A | HOUSTON | TX | 77015 | HARRIS | CN600124820 | RN100210475 | Water treatment system improvements consisting of mixers, agitators, pumps, instrumentation, separators, conservation and emergency vents, hoses, manifold grating, headers, and piping at the Wastewater Treatment Plant, EQ1 tank, and A Tank Farm. | The following property is used 100% for pollution control to meet or exceed federal or state regulations: Water treatment system improvements consisting of mixers, agitators, pumps, instrumentation, separators, conservation and emergency vents, hoses, manifold grating, headers, and piping at the Wastewater Treatment Plant, EQ1 tank, and A Tank Farm. | 2022-04-25 | 5847395 | 100
24478 | T1 | STOLTHAVEN HOUSTON INC | STOLTHAVEN HOUSTON TERMINAL | 15602 JACINTOPORT BLVD | HOUSTON | TX | 77015 | HARRIS | CN600124820 | RN100210475 | Dissolved air flotation unit. | The following property is used 100% for pollution control to meet or exceed federal or state regulations: Dissolved air flotation unit. | 2022-04-25 | 52394 | 100
24479 | T1 | STOLTHAVEN HOUSTON INC | STOLTHAVEN HOUSTON TERMINAL | 15602 JACINTOPORT BLVD # A | HOUSTON | TX | 77015 | HARRIS | CN600124820 | RN100210475 | Flare improvements consisting of fuel gas flow meters and nitrogen jumper lines for the TVFL flare. | The following property is used 100% for pollution control to meet or exceed federal or state regulations: Flare improvements consisting of fuel gas flow meters and nitrogen jumper lines for the TVFL flare. | 2022-04-27 | 24410 | 100
24480 | T1 | TXI OPERATIONS LP | TXI OPERATIONS ROWLETT | Latitude = 32.77, Longitude = -96.78 | Dallas County | TX | 75088 | DALLAS | CN600125157 | RN102740123 | Wheel wash. | The following property is used 100% for pollution control and is installed to meet or exceed federal or state regulations: Wheel wash. | 2022-05-11 | 103001 | 100
24481 | T1 | MARTIN MARIETTA MATERIALS SOUTHWEST LLC | CHRISMAN YARD | 14329 CHRISMAN RD | HOUSTON | TX | 77039 | HARRIS | CN605057868 | RN103728242 | 1992 Ford LT9000 water truck. | The following property is used 100% for pollution control and is installed to meet or exceed federal or state regulations: 1992 Ford LT9000 water truck. | 2022-05-12 | 39800 | 100
24482 | T1 | TXI OPERATIONS LP | TXI DALLAS AGGREGATE TERMINAL | 11139A GOODNIGHT LN | DALLAS | TX | 75229 | DALLAS | CN600125157 | RN102764586 | 2022 International HV607 water truck. | The following property is used 100% for pollution control and is installed to meet or exceed federal or state regulations: 2022 International HV607 water truck. | 2022-04-06 | 142890 | 100
24483 | T1 | MARTIN MARIETTA MATERIALS SOUTHWEST LLC | CORPUS CHRISTI YARD | 230 FLATO RD | CORPUS CHRISTI | TX | 78405 | NUECES | CN605057868 | RN105241673 | 2003 INTL 7400 4K water truck. | The following property is used 100% for pollution control and is installed to meet or exceed federal or state regulations: 2003 INTL 7400 4K water truck. | 2022-05-11 | 12300 | 100
24484 | T1 | MARTIN MARIETTA MATERIALS SOUTHWEST LLC | CORPUS CHRISTI YARD | 230 FLATO RD | CORPUS CHRISTI | TX | 78405 | NUECES | CN605057868 | RN105241673 | 2005 Broce RJ350 sweeper broom. | The following property is used 100% for pollution control to meet or exceed federal or state regulations: 2005 Broce RJ350 sweeper broom. | 2022-06-03 | 8000 | 100
24485 | T1 | STOLTHAVEN HOUSTON INC | STOLTHAVEN HOUSTON TERMINAL | 15602 JACINTOPORT BLVD # A | HOUSTON | TX | 77015 | HARRIS | CN600124820 | RN100210475 | New filters, hoses and scrubbers have been added to the Carbon Adsorption System in order to assist in the reduction of VOC emissions from low pressure storage and direct vapors to the vent flare common vapor recovery system. The Carbon Adsorption System controls the Toluere Diisocyanate TDI vapors before they enter the vent flare common vapor recovery system. The VOC is recovered when the carbon is regenerated however, no financial value is obtainable from this media. A 3rd party replaces the media inside the filters after it is tested for VOC saturation. | NOD response not received | 2022-05-27 | 100831 | 100
24486 | T1 | MARTIN MARIETTA MATERIALS SOUTHWEST LLC | ROSENBERG YARD | 1705 BLUME RD | ROSENBERG | TX | 77471 | FORT BEND | CN605057868 | RN105416085 | Mack DM690 water truck. | The following property is used 100% for pollution control and is installed to meet or exceed federal or state regulations: 2005 Mack DM690 water truck. | 2022-04-11 | 34400 | 100
24487 | T1 | MARTIN MARIETTA MATERIALS SOUTHWEST LLC | GENOA RED BLUFF RECYCLING YARD | 2070 GENOA RED BLUFF RD | HOUSTON | TX | 77034 | HARRIS | CN605057868 | RN105011811 | International water truck 4JK GL. | The following property is used 100% for pollution control to meet or exceed federal or state regulations: International water truck 4JK GL. | 2022-04-18 | 6700 | 100
24488 | T1 | MARTIN MARIETTA MATERIALS SOUTHWEST LLC | TANNER YARD | 10360 TANNER RD | HOUSTON | TX | 77041 | HARRIS | CN605057868 | RN102913233 | 1998 International water truck 4900. | The following property is used 100% for pollution control to meet or exceed federal or state regulations: 1998 International water truck 4900. | 2022-04-11 | 2600 | 100
24489 | T1 | MARTIN MARIETTA MATERIALS SOUTHWEST LLC | WILCREST YARD | 3901 WILCREST HOUSTON TX 77072 | Harris County | TX | 77072 | HARRIS | CN605057868 | RN105620025 | 2000 Sterling 4K gal water truck. | The following property is used 100% for pollution control and is installed to meet or exceed federal or state regulations: 2000 Sterling 4K gal water truck. | 2022-05-12 | 12300 | 100
24490 | T1 | MARTIN MARIETTA MATERIALS SOUTHWEST LLC | SAN LEON YARD | Latitude = 29.469166, Longitude = -94.960833 | Galveston County | TX | 77539 | GALVESTON | CN605057868 | RN107753972 | 2005 Mack DM690 water truck. | The following property is used 100% for pollution control to meet or exceed federal or state regulations: 2005 Mack DM690 water truck. | 2022-04-11 | 34400 | 100
24491 | T1 | MARTIN MARIETTA MATERIALS SOUTHWEST LLC | SCHALKER RECYCLING YARD | 3600 SCHALKER DR | HOUSTON | TX | 77026 | HARRIS | CN605057868 | RN107754327 | 1999 INTL 4K gallon water truck. | The following property is used 100% for pollution control to meet or exceed federal or state regulations: 1999 INTL 4K gallon water truck. | 2022-05-23 | 6900 | 100
24492 | T1 | TXI OPERATIONS LP | FREEWAY RM 8 TXI LAKE JUNE READY MIX | 12900 LAKE JUNE RD | BALCH SPRINGS | TX | 75180 | DALLAS | CN600125157 | RN102455540 | Wheel wash. | The following property is used 100% for pollution control and is installed to meet or exceed federal or state regulations: Wheel wash. | 2022-05-12 | 48365 | 100
24493 | T1 | TXI OPERATIONS LP | TXI WILMER READY MIX | 2221 E BELT LINE RD | WILMER | TX | 75172 | DALLAS | CN600125157 | RN104858451 | Dust collector. | The following property is used 100% for pollution control to meet or exceed federal or state regulations: Dust collector. | 2022-04-18 | 57076 | 100
24494 | T1 | MARTIN MARIETTA MATERIALS INC | BECKMANN QUARRY | 18495 NW MILITARY HWY | SAN ANTONIO | TX | 78257 | BEXAR | CN600134696 | RN102512126 | 2021 Elgin Crosswind 1 sweeper. | The following property is used 100% for pollution control to meet or exceed federal or state regulations: 2021 Elgin Crosswind 1 sweeper. | 2022-05-16 | 298148 | 100
24495 | T1 | MARTIN MARIETTA MATERIALS SOUTHWEST LLC | CHANNELVIEW YARD | 15015 EAST FWY | CHANNELVIEW | TX | 77530 | HARRIS | CN605057868 | RN102742954 | Water truck. | The following property is used 100% for pollution control and is installed to meet or exceed federal or state regulations: 1990 Ford L9000 water truck. | 2022-05-16 | 200000 | 100
24496 | T2 | FREEPORT LNG DEVELOPMENT LP | FREEPORT LNG LIQUEFACTION PLANT | Latitude = 28.926944, Longitude = -95.3175 | Brazoria County | TX | 77541 | BRAZORIA | CN601720345 | RN103196689 | Mercury guard beds 60V11E/F and dust filters 60F11E/F. | The following property is used 100% for pollution control to meet or exceed federal or state regulations: Mercury guard beds 60V11E/F and dust filters 60F11E/F. | 2022-02-18 | 29156858 | 100
24497 | T2 | FREEPORT LNG DEVELOPMENT LP | FREEPORT LNG LIQUEFACTION PLANT | Latitude = 28.926944, Longitude = -95.3175 | Brazoria County | TX | 77541 | BRAZORIA | CN601720345 | RN103196689 | Mercury guard beds 60V11C/D and dust filters 60F11C/D. | The following property is used 100% for pollution control to meet or exceed federal or state regulations: Mercury guard beds 60V11C/D and dust filters 60F11C/D. | 2022-02-18 | 23917892 | 100
24498 | T2 | FREEPORT LNG DEVELOPMENT LP | FREEPORT LNG LIQUEFACTION PLANT | Latitude = 28.926944, Longitude = -95.3175 | Brazoria County | TX | 77541 | BRAZORIA | CN601720345 | RN103196689 | Propane Mercury Guard Beds 17V-57A/B, Propane Mercury Guard Bed After Filters 17F-57A/B, Ethylene Mercury Adsorber 17V-60, and Ethylene Mercury Adsorber After Filter 17F-44. | The following property is used 100% for pollution control to meet or exceed federal or state regulations: Propane Mercury Guard Beds 17V-57A/B, Propane Mercury Guard Bed After Filters 17F-57A/B, Ethylene Mercury Adsorber 17V-60, and Ethylene Mercury Adsorber After Filter 17F-44. | 2022-02-18 | 5047487 | 100
24499 | T1 | TXI OPERATIONS LP | TXI OPERATIONS | 245 WARD RD | MIDLOTHIAN | TX | 76065 | ELLIS | CN600125157 | RN100217199 | Wheel wash. | The following property is used 100% for pollution control to meet or exceed federal or state regulations: Wheel wash. | 2022-05-16 | 30960 | 100
24500 | T1 | TXI OPERATIONS LP | BASTROP 275 | 850 HIGHWAY 71 W | BASTROP | TX | 78602 | BASTROP | CN600125157 | RN102765641 | 132,149.7 square feet of environmental paving on in-plant roads and traffic areas. | The following property is used 100% for pollution control to meet or exceed federal or state regulations: 132,149.7 square feet of environmental paving on in-plant roads and traffic areas. | 2022-06-03 | 126944 | 100
24501 | T1 | VOESTALPINE TEXAS LLC | VOESTALPINE TEXAS | 2800 KAY BAILEY HUTCHISON RD | PORTLAND | TX | 78374 | SAN PATRICIO | CN604261545 | RN106597875 | Street sweepers, vacuum trucks, and water trucks – Truck #1 - 2011 Chevrolet 3500HD; Truck #2 - 2007 Chevrolet 450; Vacuum Truck - Vacall #1 2013 Freightliner Cascadia; Vacuum Truck - Vacall #2 2014 Freightliner Cascadia; Water Truck #1 - 2011 Ford F750; Water Truck #2 - 2011 Ford F750; Water Truck #3 - 2014 International 4300 SBA 4x2; Street Sweeper #1 2016 Peterbilt DST6; and Street Sweeper #2 2017 Peterbilt DST6. | The following property is used 100% for pollution control to meet or exceed federal or state regulations: Street sweepers, vacuum trucks, and water trucks – Truck #1 - 2011 Chevrolet 3500HD; Truck #2 - 2007 Chevrolet 450; Vacuum Truck - Vacall #1 2013 Freightliner Cascadia; Vacuum Truck - Vacall #2 2014 Freightliner Cascadia; Water Truck #1 - 2011 Ford F750; Water Truck #2 - 2011 Ford F750; Water Truck #3 - 2014 International 4300 SBA 4x2; Street Sweeper #1 2016 Peterbilt DST6; and Street Sweeper #2 2017 Peterbilt DST6. | 2022-04-20 | 1332271 | 100
24502 | T1 | VOESTALPINE TEXAS LLC | VOESTALPINE TEXAS | 2800 KAY BAILEY HUTCHISON RD | PORTLAND | TX | 78374 | SAN PATRICIO | CN604261545 | RN106597875 | Hoods and windscreens mounted on conveyors, dry fog system, flue gas afterburner, reformer main flue ejector, and continuous emissions monitor. | The following property is used 100% for pollution control and is installed to meet or exceed federal or state regulations: Hoods and windscreens mounted on conveyors, dry fog system, flue gas afterburner, reformer main flue ejector, and continuous emissions monitor. | 2022-04-20 | 7890000 | 100
24503 | T1 | VOESTALPINE TEXAS LLC | LA QUINTA PLANT | 2800 KAY BAILEY HUTCHISON RD | PORTLAND | TX | 78374 | SAN PATRICIO | CN604261545 | RN106597875 | Dust bosses. | The following property is used 100% for pollution control and is installed to meet or exceed federal or state regulations: Dust bosses. | 2022-04-15 | 1177090 | 100
24504 | T1 | VOESTALPINE TEXAS LLC | VOESTALPINE TEXAS | 2800 KAY BAILEY HUTCHISON RD | PORTLAND | TX | 78374 | SAN PATRICIO | CN604261545 | RN106597875 | Enclosed conveyors and windscreens, top gas scrubber, dry fog unit, flue gas afterburner, reformer main flue ejector, and continuous emissions monitor. | The following property is used 100% for pollution control and is installed to meet or exceed federal or state regulations: Enclosed conveyors and windscreens, top gas scrubber, dry fog unit, flue gas afterburner, reformer main flue ejector, and continuous emissions monitor. | 2022-04-20 | 6947217 | 100
24505 | T3 | VOESTALPINE TEXAS LLC | VOESTALPINE TEXAS | 2800 KAY BAILEY HUTCHISON RD | PORTLAND | TX | 78374 | SAN PATRICIO | CN604261545 | RN106597875 | Charge hopper dust collection system consisting of a slurry tank; bottom seal dedusting collection system consisting of an exhaust fan, cyclone, additional air valve, sump, exhaust stack, ducts, hoods, and valves; and hot briquette dust collection consisting of an exhaust fan, cyclone, additional air valve, sump, exhaust stack, ducts, hoods, and valves. | The following property is used 98.51% for pollution control and is installed to meet or exceed federal or state regulations: Charge hopper dust collection system consisting of a slurry tank; bottom seal dedusting collection system consisting of an exhaust fan, cyclone, additional air valve, sump, exhaust stack, ducts, hoods, and valves; and hot briquette dust collection consisting of an exhaust fan, cyclone, additional air valve, sump, exhaust stack, ducts, hoods, and valves. | 2022-03-08 | 13610985 | 98.51
24506 | T3 | VOESTALPINE TEXAS LLC | VOESTALPINE TEXAS | 2800 KAY BAILEY HUTCHISON RD | PORTLAND | TX | 78374 | SAN PATRICIO | CN604261545 | RN106597875 | Fabric filter baghouses in the following process points: oxide unloading transfer, oxide unloading and product loading, oxide pellet transfer (pre-storage), oxide pellet transfer (post-storage), oxide day bin filling, oxide day bin discharge, oxide day bin off spec, oxide tower transfer, furnace charge hopper loading silos, and charge hopper. | The following property is used 92.09% for pollution control and is installed to meet or exceed federal or state regulations: Fabric filter baghouses in the following process points: oxide unloading transfer, oxide unloading and product loading, oxide pellet transfer (pre-storage), oxide pellet transfer (post-storage), oxide day bin filling, oxide day bin discharge, oxide day bin off spec, oxide tower transfer, furnace charge hopper loading silos, and charge hopper. | 2022-03-08 | 3723040 | 92.09
24507 | T1 | VICTORIA WLE LP | VICTORIA WLE | 1205 BOTTOM ST | VICTORIA | TX | 77901 | VICTORIA | CN602656548 | RN100214980 | Heat recovery steam generator. | The following property is used 65% for pollution control and is installed to meet or exceed federal or state regulations: Heat recovery steam generator. | 2022-02-15 | 28040000 | 65
24508 | T1 | THE PREMCOR REFINING GROUP INC | VALERO PORT ARTHUR REFINERY | 1801 GULFWAY DR | PORT ARTHUR | TX | 77640 | JEFFERSON | CN601420748 | RN102584026 | Wastewater treatment property consisting of bleach tanks and pumps and dewatering boxes. | The following property is used 100% for pollution control to meet or exceed federal or state regulations: Wastewater treatment property consisting of bleach tanks and pumps and dewatering boxes. | 2022-04-15 | 8035569.69 | 100
24509 | T1 | BLUE CUBE OPERATIONS LLC | BLUE CUBE OPERATIONS FREEPORT | 2301 N BRAZOSPORT BLVD | FREEPORT | TX | 77541 | BRAZORIA | CN604930784 | RN108772245 | Two scrubber systems at Chlorine 7 – T-4500 and T-4700. | The following property is used 100% for pollution control and is installed to meet or exceed federal or state regulations: Two scrubber systems at Chlorine 7 – T-4500 and T-4700 and associated piping, vents, and monitoring property. | 2022-04-22 | 10957190 | 100
24510 | T1 | TXI OPERATIONS LP | TXI PORTABLE 916 SN 10532 20 | 0.5 MILE EAST OF THE INTX OF N LANCASTER HUTCHINS RD AND E PLEASANT RUN RD | Dallas County | TX | 75146 | DALLAS | CN600125157 | RN111428884 | Dust collector. | The following property is used 100% for pollution control to meet or exceed federal or state regulations: Dust collector. | 2022-04-18 | 56503 | 100
24511 | T1 | MARTIN MARIETTA MATERIALS SOUTHWEST LLC | PLANT 1 SNPIDTP500A0MG92849 SNPIDTP550K0MH5432 | PORTABLE 1701 CR 147 | Williamson County | TX | 78633 | WILLIAMSON | CN605057868 | RN111428900 | Sterling SC800 Street Sweeper. | The following property is used 100% for pollution control to meet or exceed federal or state regulations: Sterling SC800 Street Sweeper. | 2022-04-18 | 35400 | 100
24512 | T1 | MARTIN MARIETTA MATERIALS SOUTHWEST LLC | PLANT 1 SNPIDTP500A0MG92849 SNPIDTP550K0MH5432 | PORTABLE 1701 CR 147 | Williamson County | TX | 78633 | WILLIAMSON | CN605057868 | RN111428900 | Ford F650 water truck. | The following property is used 100% for pollution control to meet or exceed federal or state regulations: Ford F650 water truck. | 2022-04-18 | 38600 | 100
24513 | T1 | TXI OPERATIONS LP | HELENA WIND PROJECT | FROM TX-72 N & FM 798 INTX IN PAWNEE TX TRAVEL E ON FM 798 APPROX 0.14MI TURN R ONTO FM 673 TRAVELS S APPROX 5.74 MI TURN L ONTO CR 121 TRAVEL E APPROX 3.85 MI TURN R ONTO CR 124 TRVEL S APPROX 0.72 MI ENTRACE ROAD IS ON RIGHT | Bee County | TX | 78102 | BEE | CN600125157 | RN111428967 | Dust collector. | The following property is used 100% for pollution control to meet or exceed federal or state regulations: Dust collector. | 2022-04-18 | 56458 | 100
24514 | T1 | MARTIN MARIETTA MATERIALS SOUTHWEST LLC | STX PORTABLE CRUSHER 2 | 35700 S FM 3250 HILDAGO TX 78542 | Hidalgo County | TX | 78542 | HIDALGO | CN605057868 | RN111429288 | Freightliner water truck. | The following property is used 100% for pollution control to meet or exceed federal or state regulations: Freightliner water truck. | 2022-04-18 | 109173 | 100
24515 | T3 | EXXONMOBIL OIL CORPORATION | EXXONMOBIL OIL BEAUMONT CHEMICAL PLANT | 2775 GULF STATES RD | BEAUMONT | TX | 77701 | JEFFERSON | CN600920748 | RN100542844 | Flare gas recovery system consisting of two liquid gas ejectors, knockout drum, separator drum, two motive water pumps, and two coolers. | The following property is used 96% for pollution control and is installed to meet or exceed federal or state regulations: Flare gas recovery system consisting of two liquid gas ejectors, knockout drum, separator drum, two motive water pumps, and two coolers. | 2022-03-21 | 132616371 | 96
24516 | T1 | INEOS STYROLUTION AMERICA LLC | BAYPORT FACILITY | 12222 PORT RD | PASADENA | TX | 77507 | HARRIS | CN603252479 | RN100542224 | Railcar wash system filters. | The following property is used 100% for pollution control to meet or exceed federal or state regulations: Railcar wash system filters. | 2022-04-29 | 632822 | 100
24517 | T1 | INEOS STYROLUTION AMERICA LLC | BAYPORT FACILITY | 12222 PORT RD | PASADENA | TX | 77507 | HARRIS | CN603252479 | RN100542224 | Dust collection ducting, filters and elutriators on the conveying system, and filters on the jumbo bagging system. | The following property is used 100% for pollution control to meet or exceed federal or state regulations: Dust collection ducting, filters and elutriators on the conveying system, and filters on the jumbo bagging system. | 2022-04-29 | 11765737 | 100
24518 | T1 | INEOS STYROLUTION AMERICA LLC | BAYPORT FACILITY | 12222 PORT RD | PASADENA | TX | 77507 | HARRIS | CN603252479 | RN100542224 | Wastewater pre-treatment system including a filter press and dissolved nitrogen floatation equipment. | The following property is used 100% for pollution control and is installed to meet or exceed federal or state regulations: Wastewater pre-treatment system including a filter press and dissolved nitrogen floatation equipment. | 2022-04-29 | 11468983 | 100
24519 | T1 | INEOS STYROLUTION AMERICA LLC | BAYPORT FACILITY | 12222 PORT RD | PASADENA | TX | 77507 | HARRIS | CN603252479 | RN100542224 | Rubber dryer filters. | The following property is used 100% for pollution control to meet or exceed federal or state regulations: Rubber dryer filters. | 2022-04-18 | 1367767 | 100
24520 | T1 | INEOS STYROLUTION AMERICA LLC | BAYPORT FACILITY | 12222 PORT RD | PASADENA | TX | 77507 | HARRIS | CN603252479 | RN100542224 | Analyzer building for the continuous emissions monitoring system and gas chromatograph. | The following property is used 100% for pollution control and is installed to meet or exceed federal or state regulations: Analyzer building for the continuous emissions monitoring system and gas chromatograph. | 2022-05-02 | 9353747 | 100
24521 | T1 | INEOS STYROLUTION AMERICA LLC | BAYPORT FACILITY | 12222 PORT RD | PASADENA | TX | 77507 | HARRIS | CN603252479 | RN100542224 | Maintenance flare. | The following property is used 100% for pollution control to meet or exceed federal or state regulations: Maintenance flare. | 2022-04-18 | 4622499 | 100
24522 | T1 | INEOS STYROLUTION AMERICA LLC | BAYPORT FACILITY | 12222 PORT RD | PASADENA | TX | 77507 | HARRIS | CN603252479 | RN100542224 | Regenerative thermal oxidizer. | The following property is used 100% for pollution control to meet or exceed federal or state regulations: Regenerative thermal oxidizer. | 2022-04-18 | 50582705 | 100
24523 | T1 | STOLT TANKERS USA INC | STOLT BARGE SERVICES | 16300 DE ZAVALLA RD STE 7 | CHANNELVIEW | TX | 77530 | HARRIS | CN605387703 | RN104267133 | Spill response vacuum system consisting of pumps with hoses and ejectors installed at the A/B Dock. | The following property is used 100% for pollution control to meet or exceed federal or state regulations: Spill response vacuum system consisting of pumps with hoses and ejectors installed at the A/B Dock. | 2022-04-29 | 125783 | 100
24524 | T1 | PTCAA TEXAS LP | FLYING J TRAVEL PLAZA 728 | 1301 HORIZON BLVD | EL PASO | TX | 79928 | EL PASO | CN602677585 | RN100814458 | Overfill alarms; tank top sumps; automatic tank gauging; automatic line leak detectors; liquid fuel sensors installed between the double walls of tanks and pipes to monitor for leaks; the incremental difference in cost between five 20,000-gallon, two 12,000-gallon, and one 15,000-gallon double-walled tanks and comparable single-walled tanks; the incremental difference in cost between double-walled piping and single-walled piping; and the incremental difference in cost between the concrete paving covering the underground tanks and pipes and the other paving at the facility calculated using the difference in cost per square foot. | The following property is used 100% for pollution control to meet or exceed federal or state regulations: Overfill alarms; tank top sumps; automatic tank gauging; automatic line leak detectors; liquid fuel sensors installed between the double walls of tanks and pipes to monitor for leaks; the incremental difference in cost between five 20,000-gallon, two 12,000-gallon, and one 15,000-gallon double-walled tanks and comparable single-walled tanks; the incremental difference in cost between double-walled piping and single-walled piping; and the incremental difference in cost between the concrete paving covering the underground tanks and pipes and the other paving at the facility calculated using the difference in cost per square foot. | 2022-04-19 | 1622675 | 100
24525 | T1 | PILOT TRAVEL CENTERS LLC | PILOT TRAVEL CENTER 375 | 4440 N MCCARTY ST | HOUSTON | TX | 77013 | HARRIS | CN600827554 | RN105298046 | Overfill alarms; tank top sumps; automatic tank gauging; automatic line leak detectors; liquid fuel sensors installed between the double walls of tanks and pipes to monitor for leaks; the incremental difference in cost between five 20,000-gallon double-walled tanks and comparable single-walled tanks; the incremental difference in cost between double-walled piping and single-walled piping; and the incremental difference in cost between the concrete paving covering the underground tanks and pipes and the other paving at the facility calculated using the difference in cost per square foot. | The following property is used 100% for pollution control to meet or exceed federal or state regulations: Overfill alarms; tank top sumps; automatic tank gauging; automatic line leak detectors; liquid fuel sensors installed between the double walls of tanks and pipes to monitor for leaks; the incremental difference in cost between five 20,000-gallon double-walled tanks and comparable single-walled tanks; the incremental difference in cost between double-walled piping and single-walled piping; and the incremental difference in cost between the concrete paving covering the underground tanks and pipes and the other paving at the facility calculated using the difference in cost per square foot. | 2022-04-19 | 1396500 | 100
24526 | T1 | BAKER PETROLITE LLC | BAYPORT PLANT | 13200 BAYPARK RD | PASADENA | TX | 77507 | HARRIS | CN600127195 | RN100223536 | Conservation vents and associated regulators and piping from 119 safety valves at emission point number STOR-FUG to the flare. | The following property is used 100% for pollution control to meet or exceed federal or state regulations: Conservation vents and associated regulators and piping from 119 safety valves at emission point number STOR-FUG to the flare. | 2022-05-20 | 1500000 | 100
24527 | T1 | STOLT-NIELSEN USA INC | STOLT TANK CLEANING FACILITY AND DEPOT | Latitude = 29.75944, Longitude = -95.11278 | Harris County | TX | 77530 | HARRIS | CN602524019 | RN102562063 | 28,560 square feet of containment consisting of reinforced concrete, curbing, and dikes in the ISO container area. | The following property is used 100% for pollution control to meet or exceed federal or state regulations: 28,560 square feet of containment consisting of reinforced concrete, curbing, and dikes in the ISO container area. | 2022-04-28 | 101721 | 100
24528 | T1 | PILOT TRAVEL CENTERS LLC | FLYING J TRAVEL PLAZA 477 | 714 S CENTRAL EXPY | ANNA | TX | 75409 | COLLIN | CN600827554 | RN102262003 | T4 Overfill Alarms An external signaling device attached to the automatic gauging system which signals a spill or overfill in the system. This helps prevent liquid fuels products from entering in the immediate watershed. T10 Double Walled USTs Double walled USTs, in concert with secondary containment measures, are installed to prevent discharges, excursions and other leaks which significantly minimize the potential for liquid fuels and other Pollutants from being introduced into the immediate Watershed and Groundwater Sources T11 Double Walled Piping Double walled piping in concert with secondary containment measures are installed to prevent discharges, excursions and leaks which significantly minimize the potential for liquid fuels from being introduced into the immediate Watershed and Groundwater Sources. T12 Tank Sumps Liquid tight container to contain leaks or spills that involve tank top fittings and equipment. Sumps shall help to contain spills and leaks from being introduced into the immediate Watershed and Groundwater Sources. T15 Concrete Paving over USTs and Fuel Lines Reinforced Concrete Paving placed over a base material and level up course of Ty D Asphalt, ensures a rigid barrier protection to the Underground USTs and Equipment intended to furnish Fuel at the Pumps. Concrete Paving shall protect such USTs and Equipment from rupturing by surface elevations collapsing under excessive weight and prolonged use by vehicular traffic. T20 Automatic Tank Gauging The Tank Gauging Probe and Control Console monitors the possible release of Fuel Products, that if not detected pose a risk of entering into the immediate Watershed and Groundwater Sources. T22 Monitoring of Secondary Equipment Liquid Fuel Sensors installed between the double walled USTs and Double walled piping monitor for possible excursions and leaks in the immediate Watershed and Groundwater Sources. T23 Automatic Line Leak Detectors Installed at each Pump this feature is designed to detect leaks and excursions in the Underground double walled piping, which prevents potential introduction of Fuels into the immediate Watershed and Groundwater Sources | Withdrawn by applicant | 2022-02-18 | 1012100 | 100
24529 | T1 | BASF CORPORATION | BASF BEAUMONT AGRO PLANT | 14385 W PORT ARTHUR RD | BEAUMONT | TX | 77705 | JEFFERSON | CN600124895 | RN100634922 | DMTA emissions control system consisting of a thermal oxidizer, particulate was scrubber, and acid gas scrubber. | NOD response not received | 2022-05-29 | 49227000 | 100
24530 | T1 | PILOT TRAVEL CENTERS LLC | PILOT TRAVEL CENTER 1026 | 1045 S US HIGHWAY 83 | CARRIZO SPRINGS | TX | 78834 | DIMMIT | CN600827554 | RN107957136 | Overfill alarms; tank top sumps; automatic tank gauging; automatic line leak detectors; liquid fuel sensors installed between the double walls of tanks and pipes to monitor for leaks; the incremental difference in cost between three 20,000-gallon, one 25,000-gallon, and one 30,000-gallon double-walled tanks and comparable single-walled tanks; the incremental difference in cost between double-walled piping and single-walled piping; and the incremental difference in cost between the concrete paving covering the underground tanks and pipes and the other paving at the facility calculated using the difference in cost per square foot. | The following property is used 100% for pollution control to meet or exceed federal or state regulations: Overfill alarms; tank top sumps; automatic tank gauging; automatic line leak detectors; liquid fuel sensors installed between the double walls of tanks and pipes to monitor for leaks; the incremental difference in cost between three 20,000-gallon, one 25,000-gallon, and one 30,000-gallon double-walled tanks and comparable single-walled tanks; the incremental difference in cost between double-walled piping and single-walled piping; and the incremental difference in cost between the concrete paving covering the underground tanks and pipes and the other paving at the facility calculated using the difference in cost per square foot. | 2022-04-19 | 1470125 | 100
24531 | T1 | PTCAA TEXAS LP | MIDLAND SFS 1 | 2926 RANKIN HWY | MIDLAND | TX | 79706 | MIDLAND | CN602677585 | RN102245438 | Overfill alarms; tank top sumps; automatic tank gauging; automatic line leak detectors; liquid fuel sensors installed between the double walls of tanks and pipes to monitor for leaks; the incremental difference in cost between four 30,000-gallon double-walled tanks and comparable single-walled tanks; the incremental difference in cost between double-walled piping and single-walled piping; and the incremental difference in cost between the concrete paving covering the underground tanks and pipes and the other paving at the facility calculated using the difference in cost per square foot. | The following property is used 100% for pollution control to meet or exceed federal or state regulations: Overfill alarms; tank top sumps; automatic tank gauging; automatic line leak detectors; liquid fuel sensors installed between the double walls of tanks and pipes to monitor for leaks; the incremental difference in cost between four 30,000-gallon double-walled tanks and comparable single-walled tanks; the incremental difference in cost between double-walled piping and single-walled piping; and the incremental difference in cost between the concrete paving covering the underground tanks and pipes and the other paving at the facility calculated using the difference in cost per square foot. | 2022-04-19 | 1592100 | 100
24532 | T1 | PTCAA TEXAS LP | PILOT TRAVEL CENTER 1033 | 302 E HIGHWAY 158 | MIDLAND | TX | 79701 | MIDLAND | CN602677585 | RN108304445 | Overfill alarms; tank top sumps; automatic tank gauging; automatic line leak detectors; liquid fuel sensors installed between the double walls of tanks and pipes to monitor for leaks; the incremental difference in cost between four 20,000-gallon and one 30,000-gallon double-walled tanks and comparable single-walled tanks; the incremental difference in cost between double-walled piping and single-walled piping; and the incremental difference in cost between the concrete paving covering the underground tanks and pipes and the other paving at the facility calculated using the difference in cost per square foot. | The following property is used 100% for pollution control to meet or exceed federal or state regulations: Overfill alarms; tank top sumps; automatic tank gauging; automatic line leak detectors; liquid fuel sensors installed between the double walls of tanks and pipes to monitor for leaks; the incremental difference in cost between four 20,000-gallon and one 30,000-gallon double-walled tanks and comparable single-walled tanks; the incremental difference in cost between double-walled piping and single-walled piping; and the incremental difference in cost between the concrete paving covering the underground tanks and pipes and the other paving at the facility calculated using the difference in cost per square foot. | 2022-04-19 | 1535125 | 100
24533 | T1 | BAYPORT POLYMERS LLC | BAYPORT POLYMERS | 12212 PORT RD | PASADENA | TX | 77507 | HARRIS | CN605458397 | RN100909373 | The Bay 3 plant produces bimodal High Density Polyethylene and Low Density Polyethylene pellets. Compressed air and fans are used to convey raw materials and finished pellets Various filters are used to control particulate matter entrained in the conveying air before the air is released into the atmosphere. The Solid Additive Blower Guard Filter prevents release of particulate matter during solid additive conveying process. During Carbon Black unloading process conveying air disengages from the pellets and passes through cartridge guard filter F-3742X before discharge to the atmosphere. Compressed air used to convey carbon black pellets to the carbon black bins passes through Carbon Black Master Bin Filters F-3738AX and BX before discharge to the atmosphere. Carbon black pellets are pressure conveyed from the carbon black bins to the carbon black feed bin. The conveying air passes through Carbon Bin Master Batch Feed Bin Filter F-3736X before discharge to the atmosphere. Compressed air used to convey purge pellets to the Purge Pellet Bin passes through Purge Pellet Bin Filter F-3730X before discharge to the atmosphere. The compressed air used to convey the Recycle pellets to the Recycle Pellet Feed Bin passes through the Recycle Pellets Feed Bin Filter F-3728X before discharge to the atmosphere. When a blender silo is being filled or blended, block valve assembly at the top of the silo directs the displaced air/dust to a common blender silo bag filter/receiver F-3861X for particulate removal prior to the air being routed to atmosphere. Extruder Feed Hoppers 1 and 2 are provided with the First Stage Extruder Hopper Filters, F-3716AX and BX, which allow dust free gas to be vented to atmosphere during normal operation. The deheel facility allows inspection of each hopper railcar compartment and vacuum removal of residual pellets to Railcar Waste Pellet Silo T-3882. Conveying air is delivered by the Railcar Waste Pellet Pressure Blower, C-3882X, disengaged in the Railcar Waste Pellet Silo Filter, F-3881X, passed through a filter bag and is discharged to atmosphere. The Elutriator Filters, F-3890AX and F-3890 BX remove the particles from the air stream, and the particles are collected in the conical bottoms of the filters. The filters are discharged to a big bag below the Elutriator Filters. All collected material is sent off site for disposal. This application is for the filters. A table listing each filter is provided as an attachment. | The following property is used 100% for pollution control to meet or exceed federal or state regulations: The Bay 3 plant produces bimodal High Density Polyethylene and Low Density Polyethylene pellets. Compressed air and fans are used to convey raw materials and finished pellets Various filters are used to control particulate matter entrained in the conveying air before the air is released into the atmosphere. The Solid Additive Blower Guard Filter prevents release of particulate matter during solid additive conveying process. During Carbon Black unloading process conveying air disengages from the pellets and passes through cartridge guard filter F-3742X before discharge to the atmosphere. Compressed air used to convey carbon black pellets to the carbon black bins passes through Carbon Black Master Bin Filters F-3738AX and BX before discharge to the atmosphere. Carbon black pellets are pressure conveyed from the carbon black bins to the carbon black feed bin. The conveying air passes through Carbon Bin Master Batch Feed Bin Filter F-3736X before discharge to the atmosphere. Compressed air used to convey purge pellets to the Purge Pellet Bin passes through Purge Pellet Bin Filter F-3730X before discharge to the atmosphere. The compressed air used to convey the Recycle pellets to the Recycle Pellet Feed Bin passes through the Recycle Pellets Feed Bin Filter F-3728X before discharge to the atmosphere. When a blender silo is being filled or blended, block valve assembly at the top of the silo directs the displaced air/dust to a common blender silo bag filter/receiver F-3861X for particulate removal prior to the air being routed to atmosphere. Extruder Feed Hoppers 1 and 2 are provided with the First Stage Extruder Hopper Filters, F-3716AX and BX, which allow dust free gas to be vented to atmosphere during normal operation. The deheel facility allows inspection of each hopper railcar compartment and vacuum removal of residual pellets to Railcar Waste Pellet Silo T-3882. Conveying air is delivered by the Railcar Waste Pellet Pressure Blower, C-3882X, disengaged in the Railcar Waste Pellet Silo Filter, F-3881X, passed through a filter bag and is discharged to atmosphere. The Elutriator Filters, F-3890AX and F-3890 BX remove the particles from the air stream, and the particles are collected in the conical bottoms of the filters. The filters are discharged to a big bag below the Elutriator Filters. All collected material is sent off site for disposal. This application is for the filters. A table listing each filter is provided as an attachment. | 2022-04-29 | 50062210 | 100
24534 | T1 | BAYPORT POLYMERS LLC | BAYPORT POLYMERS | 12212 PORT RD | PASADENA | TX | 77507 | HARRIS | CN605458397 | RN100909373 | Continuous emissions monitors for Bay 3 boilers B-3056AX and B-3056BX. | The following property is used 100% for pollution control to meet or exceed federal or state regulations: The following property is used 100% for pollution control to meet or exceed federal or state regulations: Continuous emissions monitors for Bay 3 boilers B-3056AX and B-3056BX. | 2022-05-02 | 3673920 | 100
24535 | T1 | BAYPORT POLYMERS LLC | BAYPORT POLYMERS | 12212 PORT RD | PASADENA | TX | 77507 | HARRIS | CN605458397 | RN100909373 | Selective catalytic reduction systems consisting of aqueous ammonia storage tank V-3058X, aqueous ammonia pumps P-3058AX and BX, dilution air blowers C-3058AX, BX, CX and DX, ammonia injection air heaters H-3058AX and BX, ammonia injection static mixers A-3058AX and BX, dilution air blower air intake filters F-3058AX, BX, CX and DX, boiler A ammonia injection skid PK-3059A, and boiler B ammonia injection skid PK-3059B. | The following property is used 100% for pollution control to meet or exceed federal or state regulations: Selective catalytic reduction systems consisting of aqueous ammonia storage tank V-3058X, aqueous ammonia pumps P-3058AX and BX, dilution air blowers C-3058AX, BX, CX and DX, ammonia injection air heaters H-3058AX and BX, ammonia injection static mixers A-3058AX and BX, dilution air blower air intake filters F-3058AX, BX, CX and DX, boiler A ammonia injection skid PK-3059A, and boiler B ammonia injection skid PK-3059B. | 2022-04-29 | 3189141 | 100
24536 | T1 | BAYPORT POLYMERS LLC | BAYPORT POLYMERS | 12212 PORT RD | PASADENA | TX | 77507 | HARRIS | CN605458397 | RN100909373 | Wastewater management system consisting of North Oily Water Sump T-3090, South Oily Water Sump T-3091, Wastewater Tank T-3099, Utility Area Wastewater Sump T-3094, Utility Area Wastewater Sump Pumps P-3094A and B, Dry End Wastewater Sump T-3092, Dry End Wastewater Sump Filter F-3092, Dry End Wastewater Sump Pumps P-3092A and B, Railcar Wash Water Sump Pumps P-3886A and B, Flare Drain Sump T-3002, Railcar Wash Water Sump T-3886, Sludge Dewater Sump T-3021, First Flush Sump T-3095, and First Flush Sump Pumps P-3095A and B. | The following property is used 100% for pollution control to meet or exceed federal or state regulations: Wastewater management system consisting of North Oily Water Sump T-3090, South Oily Water Sump T-3091, Wastewater Tank T-3099, Utility Area Wastewater Sump T-3094, Utility Area Wastewater Sump Pumps P-3094A and B, Dry End Wastewater Sump T-3092, Dry End Wastewater Sump Filter F-3092, Dry End Wastewater Sump Pumps P-3092A and B, Railcar Wash Water Sump Pumps P-3886A and B, Flare Drain Sump T-3002, Railcar Wash Water Sump T-3886, Sludge Dewater Sump T-3021, First Flush Sump T-3095, and First Flush Sump Pumps P-3095A and B. | 2022-05-31 | 5247197 | 100
24537 | T1 | TOPAZ GENERATING LLC | TOPAZ GENERATING | Latitude = 29.4263, Longitude = -94.9766 | Galveston County | TX | 77539 | GALVESTON | CN605775907 | RN110696283 | Five monitoring buildings with continuous emission monitoring systems for emission point numbers CT-1, CT-2, CT-3, CT-4, CT-5, CT-6, CT-7, CT-8, CT-9, and CT-10. | The following property is used 100% for pollution control to meet or exceed federal or state regulations: Five monitoring buildings with continuous emission monitoring systems for emission point numbers CT-1, CT-2, CT-3, CT-4, CT-5, CT-6, CT-7, CT-8, CT-9, and CT-10. | 2022-05-23 | 3550672 | 100
24538 | T1 | BAYPORT POLYMERS LLC | BAYPORT POLYMERS | 12212 PORT RD | PASADENA | TX | 77507 | HARRIS | CN605458397 | RN100909373 | Bay 3 thermal oxidizer consisting of a fuel gas skid, combustion air fans, flue gas stack, thermal oxidizer knockout drum, condensate removal pump, interconnecting piping, instrumentation, electrical, controls and interlocking system, burner management system, ladders, platforms, and structural steel. | The following property is used 100% for pollution control to meet or exceed federal or state regulations: Bay 3 thermal oxidizer consisting of a fuel gas skid, combustion air fans, flue gas stack, thermal oxidizer knockout drum, condensate removal pump, interconnecting piping, instrumentation, electrical, controls and interlocking system, burner management system, ladders, platforms, and structural steel. | 2022-05-23 | 22038047 | 100
24539 | T1 | BAYPORT POLYMERS LLC | BAYPORT POLYMERS | 12212 PORT RD | PASADENA | TX | 77507 | HARRIS | CN605458397 | RN100909373 | Ground flare consisting of a ten stage high pressure flare with knockout drum, a low pressure flare with knockout drum, and associated piping and instrumentation. | The following property is used 100% for pollution control to meet or exceed federal or state regulations: Ground flare consisting of a ten stage high pressure flare with knockout drum, a low pressure flare with knockout drum, and associated piping and instrumentation. | 2022-05-06 | 14435711 | 100
24540 | T1 | TOPAZ GENERATING LLC | TOPAZ GENERATING | Latitude = 29.4263, Longitude = -94.9766 | Galveston County | TX | 77539 | GALVESTON | CN605775907 | RN110696283 | 10 selective catalytic reduction systems with associated ammonia tanks, piping, and pumps and exhaust systems and stacks. | The following property is used 100% for pollution control to meet or exceed federal or state regulations: 10 selective catalytic reduction systems with associated ammonia tanks, piping, and pumps and exhaust systems and stacks. | 2022-05-06 | 48044558 | 100
24541 | T1 | PTCAA TEXAS LP | PILOT TRAVEL CENTER 1028 | 2605 W COMMERCE ST | BUFFALO | TX | 75831 | LEON | CN602677585 | RN101667582 | Overfill alarms; tank top sumps; automatic tank gauging; automatic line leak detectors; liquid fuel sensors installed between the double walls of tanks and pipes to monitor for leaks; the incremental difference in cost between three 20,000-gallon, one 25,000-gallon, and one 30,000-gallon double-walled tanks and comparable single-walled tanks; the incremental difference in cost between double-walled piping and single-walled piping; and the incremental difference in cost between the concrete paving covering the underground tanks and pipes and the other paving at the facility calculated using the difference in cost per square foot. | The following property is used 100% for pollution control to meet or exceed federal or state regulations: Overfill alarms; tank top sumps; automatic tank gauging; automatic line leak detectors; liquid fuel sensors installed between the double walls of tanks and pipes to monitor for leaks; the incremental difference in cost between three 20,000-gallon, one 25,000-gallon, and one 30,000-gallon double-walled tanks and comparable single-walled tanks; the incremental difference in cost between double-walled piping and single-walled piping; and the incremental difference in cost between the concrete paving covering the underground tanks and pipes and the other paving at the facility calculated using the difference in cost per square foot. | 2022-04-19 | 1520125 | 100
24542 | T1 | PILOT TRAVEL CENTERS LLC | FLYING J TRAVEL PLAZA 725 | 1876 EAST FWY | BAYTOWN | TX | 77521 | HARRIS | CN600827554 | RN104638721 | Overfill alarms; tank top sumps; automatic tank gauging; automatic line leak detectors; liquid fuel sensors installed between the double walls of tanks and pipes to monitor for leaks; the incremental difference in cost between five 20,000-gallon, one 15,000-gallon, and one 12,000-gallon double-walled tanks and comparable single-walled tanks; the incremental difference in cost between double-walled piping and single-walled piping; and the incremental difference in cost between the concrete paving covering the underground tanks and pipes and the other paving at the facility calculated using the difference in cost per square foot. | The following property is used 100% for pollution control to meet or exceed federal or state regulations: Overfill alarms; tank top sumps; automatic tank gauging; automatic line leak detectors; liquid fuel sensors installed between the double walls of tanks and pipes to monitor for leaks; the incremental difference in cost between five 20,000-gallon, one 15,000-gallon, and one 12,000-gallon double-walled tanks and comparable single-walled tanks; the incremental difference in cost between double-walled piping and single-walled piping; and the incremental difference in cost between the concrete paving covering the underground tanks and pipes and the other paving at the facility calculated using the difference in cost per square foot. | 2022-04-19 | 1991175 | 100
24543 | T1 | PILOT TRAVEL CENTERS LLC | PILOT EXPRESS 1108 | 3211 W TRINITY BLVD | GRAND PRAIRIE | TX | 75050 | DALLAS | CN600827554 | RN109807206 | Overfill alarms; tank top sumps; automatic tank gauging; automatic line leak detectors; liquid fuel sensors installed between the double walls of tanks and pipes to monitor for leaks; the incremental difference in cost between one 30,000-gallon, one 25,000-gallon, and one 20,000-gallon double-walled tanks and comparable single-walled tanks; the incremental difference in cost between double-walled piping and single-walled piping; and the incremental difference in cost between the concrete paving covering the underground tanks and pipes and the other paving at the facility calculated using the difference in cost per square foot. | The following property is used 100% for pollution control to meet or exceed federal or state regulations: Overfill alarms; tank top sumps; automatic tank gauging; automatic line leak detectors; liquid fuel sensors installed between the double walls of tanks and pipes to monitor for leaks; the incremental difference in cost between one 30,000-gallon, one 25,000-gallon, and one 20,000-gallon double-walled tanks and comparable single-walled tanks; the incremental difference in cost between double-walled piping and single-walled piping; and the incremental difference in cost between the concrete paving covering the underground tanks and pipes and the other paving at the facility calculated using the difference in cost per square foot. | 2022-04-19 | 964075 | 100
24544 | T1 | PILOT TRAVEL CENTERS LLC | PILOT TRAVEL CENTER 1001 | 1310 E HIGHWAY 67 | BIG LAKE | TX | 76932 | REAGAN | CN600827554 | RN107097446 | Overfill alarms; tank top sumps; automatic tank gauging; automatic line leak detectors; liquid fuel sensors installed between the double walls of tanks and pipes to monitor for leaks; the incremental difference in cost between four 20,000-gallon and one 25,000-gallon double-walled tanks and comparable single-walled tanks; the incremental difference in cost between double-walled piping and single-walled piping; and the incremental difference in cost between the concrete paving covering the underground tanks and pipes and the other paving at the facility calculated using the difference in cost per square foot. | The following property is used 100% for pollution control to meet or exceed federal or state regulations: Overfill alarms; tank top sumps; automatic tank gauging; automatic line leak detectors; liquid fuel sensors installed between the double walls of tanks and pipes to monitor for leaks; the incremental difference in cost between four 20,000-gallon and one 25,000-gallon double-walled tanks and comparable single-walled tanks; the incremental difference in cost between double-walled piping and single-walled piping; and the incremental difference in cost between the concrete paving covering the underground tanks and pipes and the other paving at the facility calculated using the difference in cost per square foot. | 2022-04-20 | 1405125 | 100
24545 | T1 | CORPUS CHRISTI LIQUEFACTION LLC | CORPUS CHRISTI LIQUEFACTION | 622 HWY 35 | GREGORY | TX | 78359 | SAN PATRICIO | CN604136374 | RN104104716 | Ten sample stations located at the Train 2 Ethylene Accumulator OVHD, Train 2 Feed Gas, Train 2 HP Fuel Gas, Train 2 Lean Amine, Train 2 Lean Amine to S-1202, Train 2 LP Fuel Gas, Train 2 Propane Accumulator OVHD, Train 2 V-1701 Overheads, Train 2 V-1703 OVHD, and Train 2 V-1811 Bottoms. | The following property is used 100% for pollution control to meet or exceed federal or state regulations: Ten sample stations located at the Train 2 Ethylene Accumulator OVHD, Train 2 Feed Gas, Train 2 HP Fuel Gas, Train 2 Lean Amine, Train 2 Lean Amine to S-1202, Train 2 LP Fuel Gas, Train 2 Propane Accumulator OVHD, Train 2 V-1701 Overheads, Train 2 V-1703 OVHD, and Train 2 V-1811 Bottoms. | 2022-05-23 | 1259250 | 100
24546 | T1 | CORPUS CHRISTI LIQUEFACTION LLC | CORPUS CHRISTI LIQUEFACTION | 622 HWY 35 | GREGORY | TX | 78359 | SAN PATRICIO | CN604136374 | RN104104716 | Ten sample stations located in the Train 3 Ethylene Accumulator OVHD, Train 3 Feed Gas, Train 3 HP Fuel Gas, Train 3 Lean Amine, Train 3 Lean Amine to S-1202, Train 3 LP Fuel Gas, Train 3 Propane Accumulator OVHD, Train 3 V-1701 Overheads, Train 3 V-1703 OVHD, and Train 3 V-1811 Bottoms. | The following property is used 100% for pollution control to meet or exceed federal or state regulations: Ten sample stations located in the Train 3 Ethylene Accumulator OVHD, Train 3 Feed Gas, Train 3 HP Fuel Gas, Train 3 Lean Amine, Train 3 Lean Amine to S-1202, Train 3 LP Fuel Gas, Train 3 Propane Accumulator OVHD, Train 3 V-1701 Overheads, Train 3 V-1703 OVHD, and Train 3 V-1811 Bottoms. | 2022-05-23 | 562000 | 100
24547 | T1 | CORPUS CHRISTI LIQUEFACTION LLC | CORPUS CHRISTI LIQUEFACTION | 622 HWY 35 | GREGORY | TX | 78359 | SAN PATRICIO | CN604136374 | RN104104716 | Thermal oxidizer system for Train 3 consisting of thermal oxidizer knockout drum with associated pump, anti-foam injection system, thermal oxidizer, associated piping, flow meter, and gas chromatography system. | The following property is used 100% for pollution control to meet or exceed federal or state regulations: Thermal oxidizer system for Train 3 consisting of thermal oxidizer knockout drum with associated pump, anti-foam injection system, thermal oxidizer, associated piping, flow meter, and gas chromatography system. | 2022-05-23 | 37776550 | 100
24548 | T1 | PILOT TRAVEL CENTERS LLC | PILOT TRAVEL CENTER 1059 | 709 N US HIGHWAY 77 | SCHULENBURG | TX | 78956 | FAYETTE | CN600827554 | RN102398690 | Overfill alarms; tank top sumps; automatic tank gauging; automatic line leak detectors; liquid fuel sensors installed between the double walls of tanks and pipes to monitor for leaks; the incremental difference in cost between one 30,000-gallon, one 25,000-gallon, and three 20,000-gallon double-walled tanks and comparable single-walled tanks; the incremental difference in cost between double-walled piping and single-walled piping; and the incremental difference in cost between the concrete paving covering the underground tanks and pipes and the other paving at the facility calculated using the difference in cost per square foot. | The following property is used 100% for pollution control to meet or exceed federal or state regulations: Overfill alarms; tank top sumps; automatic tank gauging; automatic line leak detectors; liquid fuel sensors installed between the double walls of tanks and pipes to monitor for leaks; the incremental difference in cost between one 30,000-gallon, one 25,000-gallon, and three 20,000-gallon double-walled tanks and comparable single-walled tanks; the incremental difference in cost between double-walled piping and single-walled piping; and the incremental difference in cost between the concrete paving covering the underground tanks and pipes and the other paving at the facility calculated using the difference in cost per square foot. | 2022-04-20 | 1520125 | 100
24549 | T1 | PTCAA TEXAS LP | PILOT TRAVEL CENTER 209 | 501 VAN HORN DR | VAN HORN | TX | 79855 | CULBERSON | CN602677585 | RN101652725 | Overfill alarms; tank top sumps; automatic tank gauging; automatic line leak detectors; liquid fuel sensors installed between the double walls of tanks and pipes to monitor for leaks; the incremental difference in cost between three 20,000-gallon, one 15,000-gallon, and one 12,000-gallon double-walled tanks and comparable single-walled tanks; the incremental difference in cost between double-walled piping and single-walled piping; and the incremental difference in cost between the concrete paving covering the underground tanks and pipes and the other paving at the facility calculated using the difference in cost per square foot. | The following property is used 100% for pollution control to meet or exceed federal or state regulations: Overfill alarms; tank top sumps; automatic tank gauging; automatic line leak detectors; liquid fuel sensors installed between the double walls of tanks and pipes to monitor for leaks; the incremental difference in cost between three 20,000-gallon, one 15,000-gallon, and one 12,000-gallon double-walled tanks and comparable single-walled tanks; the incremental difference in cost between double-walled piping and single-walled piping; and the incremental difference in cost between the concrete paving covering the underground tanks and pipes and the other paving at the facility calculated using the difference in cost per square foot. | 2022-04-20 | 1100150 | 100
24550 | T1 | PILOT TRAVEL CENTERS LLC | FLYING J TRAVEL PLAZA 727 | 1305 E MONTE CRISTO RD | EDINBURG | TX | 78542 | HIDALGO | CN600827554 | RN104590583 | Overfill alarms; tank top sumps; automatic tank gauging; automatic line leak detectors; liquid fuel sensors installed between the double walls of tanks and pipes to monitor for leaks; the incremental difference in cost between five 20,000-gallon and one 12,000-gallon double-walled tanks and comparable single-walled tanks; the incremental difference in cost between double-walled piping and single-walled piping; and the incremental difference in cost between the concrete paving covering the underground tanks and pipes and the other paving at the facility calculated using the difference in cost per square foot. | The following property is used 100% for pollution control to meet or exceed federal or state regulations: Overfill alarms; tank top sumps; automatic tank gauging; automatic line leak detectors; liquid fuel sensors installed between the double walls of tanks and pipes to monitor for leaks; the incremental difference in cost between five 20,000-gallon and one 12,000-gallon double-walled tanks and comparable single-walled tanks; the incremental difference in cost between double-walled piping and single-walled piping; and the incremental difference in cost between the concrete paving covering the underground tanks and pipes and the other paving at the facility calculated using the difference in cost per square foot. | 2022-04-20 | 1383150 | 100
24551 | T1 | GCC PERMIAN LLC | ODESSA CEMENT PLANT | 16501 W MURPHY ST | ODESSA | TX | 79763 | ECTOR | CN605260686 | RN100213305 | Baghouse upgrades. | The following property is used 100% for pollution control to meet or exceed federal or state regulations: Baghouse upgrades. | 2022-05-06 | 190651 | 100
24552 | T1 | GCC PERMIAN LLC | ODESSA CEMENT PLANT | 16501 W MURPHY ST | ODESSA | TX | 79763 | ECTOR | CN605260686 | RN100213305 | SICK analyzer probe at Kiln 2 exhaust. | The following property is used 100% for pollution control to meet or exceed federal or state regulations: SICK analyzer probe at Kiln 2 exhaust. | 2022-05-26 | 26375 | 100
24553 | T1 | GCC PERMIAN LLC | ODESSA CEMENT PLANT | 16501 W MURPHY ST | ODESSA | TX | 79763 | ECTOR | CN605260686 | RN100213305 | Selective non-catalytic reduction system for Kiln 1. | The following property is used 100% for pollution control to meet or exceed federal or state regulations: Selective non-catalytic reduction system for Kiln 1. | 2022-05-26 | 2010278 | 100
24554 | T1 | GCC PERMIAN LLC | ODESSA CEMENT PLANT | 16501 W MURPHY ST | ODESSA | TX | 79763 | ECTOR | CN605260686 | RN100213305 | Lime injection system at Kiln 2. | The following property is used 100% for pollution control to meet or exceed federal or state regulations: Lime injection system at Kiln 2. | 2022-05-26 | 196633 | 100
24555 | T1 | CAPITOL AGGREGATES INC | CAPITOL AGGREGATES CEMENT PLANT | 11551 NACOGDOCHES RD | SAN ANTONIO | TX | 78217 | BEXAR | CN604033142 | RN100211507 | Fourier transform infrared spectroscopy monitoring system for the Dry Kiln Stack. | The following property is used 100% for pollution control to meet or exceed federal or state regulations: Fourier transform infrared spectroscopy monitoring system for the Dry Kiln Stack. | 2022-05-23 | 87849 | 100
24556 | T1 | CAPITOL AGGREGATES INC | CAPITOL AGGREGATES CEMENT PLANT | 11551 NACOGDOCHES RD | SAN ANTONIO | TX | 78217 | BEXAR | CN604033142 | RN100211507 | Finish Mill 9 Stack. | The following property is used 100% for pollution control to meet or exceed federal or state regulations: Finish Mill 9 Stack. | 2022-05-27 | 128832 | 100
24557 | T1 | CAPITOL AGGREGATES INC | CAPITOL AGGREGATES CEMENT PLANT | 11551 NACOGDOCHES RD | SAN ANTONIO | TX | 78217 | BEXAR | CN604033142 | RN100211507 | Dust collection system additions consisting of dust collectors for Finish Mill 9, a new kiln dust bin, a dust collector for the Fringe Bin, and an upgrade to the Cement Packhouse dust collector. | The following property is used 100% for pollution control to meet or exceed federal or state regulations: Dust collection system additions consisting of dust collectors for Finish Mill 9, a new kiln dust bin, a dust collector for the Fringe Bin, and an upgrade to the Cement Packhouse dust collector. | 2022-05-23 | 10873325 | 100
24558 | T1 | PTCAA TEXAS LP | PILOT TRAVEL CENTER 1027 | Latitude = 35.268951, Longitude = -102.416461 | Oldham County | TX | 79092 | OLDHAM | CN602677585 | RN108493909 | Overfill alarms; tank top sumps; automatic tank gauging; automatic line leak detectors; liquid fuel sensors installed between the double walls of tanks and pipes to monitor for leaks; the incremental difference in cost between three 20,000-gallon, one 25,000-gallon, and one 30,000-gallon double-walled tanks and comparable single-walled tanks; the incremental difference in cost between double-walled piping and single-walled piping; and the incremental difference in cost between the concrete paving covering the underground tanks and pipes and the other paving at the facility calculated using the difference in cost per square foot. | The following property is used 100% for pollution control to meet or exceed federal or state regulations: Overfill alarms; tank top sumps; automatic tank gauging; automatic line leak detectors; liquid fuel sensors installed between the double walls of tanks and pipes to monitor for leaks; the incremental difference in cost between three 20,000-gallon, one 25,000-gallon, and one 30,000-gallon double-walled tanks and comparable single-walled tanks; the incremental difference in cost between double-walled piping and single-walled piping; and the incremental difference in cost between the concrete paving covering the underground tanks and pipes and the other paving at the facility calculated using the difference in cost per square foot. | 2022-04-20 | 1355125 | 100
24559 | T1 | PANJWANI ENERGY LLC | CHEVRON FAC 108210 | 11525 NORTHWEST FWY | HOUSTON | TX | 77092 | HARRIS | CN604013359 | RN102480878 | Overfill alarms; tank top sumps; automatic tank gauging; automatic line leak detectors; liquid fuel sensors installed between the double walls of tanks and pipes to monitor for leaks; the incremental difference in cost between one 30,000-gallon and one 20,000-gallon double-walled tanks and comparable single-walled tanks; the incremental difference in cost between double-walled piping and single-walled piping; and the incremental difference in cost between the concrete paving covering the underground tanks and pipes and the other paving at the facility calculated using the difference in cost per square foot. | The following property is used 100% for pollution control to meet or exceed federal or state regulations: Overfill alarms; tank top sumps; automatic tank gauging; automatic line leak detectors; liquid fuel sensors installed between the double walls of tanks and pipes to monitor for leaks; the incremental difference in cost between one 30,000-gallon and one 20,000-gallon double-walled tanks and comparable single-walled tanks; the incremental difference in cost between double-walled piping and single-walled piping; and the incremental difference in cost between the concrete paving covering the underground tanks and pipes and the other paving at the facility calculated using the difference in cost per square foot. | 2022-04-20 | 1061050 | 100
24560 | T1 | PANJWANI ENERGY LLC | STAR STOP 105 | 16271 IMPERIAL VALLEY DR | HOUSTON | TX | 77060 | HARRIS | CN604013359 | RN110731312 | Overfill alarms; tank top sumps; automatic tank gauging; automatic line leak detectors; liquid fuel sensors installed between the double walls of tanks and pipes to monitor for leaks; the incremental difference in cost between one 32,000-gallon and a comparable single-walled tank; the incremental difference in cost between double-walled piping and single-walled piping; and the incremental difference in cost between the concrete paving covering the underground tanks and pipes and the other paving at the facility calculated using the difference in cost per square foot. | The following property is used 100% for pollution control to meet or exceed federal or state regulations: Overfill alarms; tank top sumps; automatic tank gauging; automatic line leak detectors; liquid fuel sensors installed between the double walls of tanks and pipes to monitor for leaks; the incremental difference in cost between one 32,000-gallon and a comparable single-walled tank; the incremental difference in cost between double-walled piping and single-walled piping; and the incremental difference in cost between the concrete paving covering the underground tanks and pipes and the other paving at the facility calculated using the difference in cost per square foot. | 2022-04-27 | 678025 | 100
24561 | T1 | PANJWANI ENERGY LLC | STAR STOP 108 | 2440 N SHEPHERD DR | HOUSTON | TX | 77008 | HARRIS | CN604013359 | RN102312238 | Overfill alarms; tank top sumps; automatic tank gauging; automatic line leak detectors; liquid fuel sensors installed between the double walls of tanks and pipes to monitor for leaks; the incremental difference in cost between two 20,000-gallon tanks and comparable single-walled tanks; the incremental difference in cost between double-walled piping and single-walled piping; and the incremental difference in cost between the concrete paving covering the underground tanks and pipes and the other paving at the facility calculated using the difference in cost per square foot. | The following property is used 100% for pollution control to meet or exceed federal or state regulations: Overfill alarms; tank top sumps; automatic tank gauging; automatic line leak detectors; liquid fuel sensors installed between the double walls of tanks and pipes to monitor for leaks; the incremental difference in cost between two 20,000-gallon tanks and comparable single-walled tanks; the incremental difference in cost between double-walled piping and single-walled piping; and the incremental difference in cost between the concrete paving covering the underground tanks and pipes and the other paving at the facility calculated using the difference in cost per square foot. | 2022-04-20 | 796050 | 100
24562 | T1 | PANJWANI ENERGY LLC | STAR STOP 106 | 451 T C JESTER BLVD | HOUSTON | TX | 77007 | HARRIS | CN604013359 | RN111036109 | Overfill alarms; tank top sumps; automatic tank gauging; automatic line leak detectors; liquid fuel sensors installed between the double walls of tanks and pipes to monitor for leaks; the incremental difference in cost between two 20,000-gallon tanks and comparable single-walled tanks; the incremental difference in cost between double-walled piping and single-walled piping; and the incremental difference in cost between the concrete paving covering the underground tanks and pipes and the other paving at the facility calculated using the difference in cost per square foot. | The following property is used 100% for pollution control to meet or exceed federal or state regulations: Overfill alarms; tank top sumps; automatic tank gauging; automatic line leak detectors; liquid fuel sensors installed between the double walls of tanks and pipes to monitor for leaks; the incremental difference in cost between two 20,000-gallon tanks and comparable single-walled tanks; the incremental difference in cost between double-walled piping and single-walled piping; and the incremental difference in cost between the concrete paving covering the underground tanks and pipes and the other paving at the facility calculated using the difference in cost per square foot. | 2022-04-20 | 796050 | 100
24563 | T1 | PANJWANI ENERGY LLC | STAR STOP 107 | 15640 WOODLAND HILLS DRIVE | HUMBLE | TX | 77346 | HARRIS | CN604013359 | RN111100046 | Overfill alarms; tank top sumps; automatic tank gauging; automatic line leak detectors; liquid fuel sensors installed between the double walls of tanks and pipes to monitor for leaks; the incremental difference in cost between two 20,000-gallon tanks and comparable single-walled tanks; the incremental difference in cost between double-walled piping and single-walled piping; and the incremental difference in cost between the concrete paving covering the underground tanks and pipes and the other paving at the facility calculated using the difference in cost per square foot. | The following property is used 100% for pollution control to meet or exceed federal or state regulations: Overfill alarms; tank top sumps; automatic tank gauging; automatic line leak detectors; liquid fuel sensors installed between the double walls of tanks and pipes to monitor for leaks; the incremental difference in cost between two 20,000-gallon tanks and comparable single-walled tanks; the incremental difference in cost between double-walled piping and single-walled piping; and the incremental difference in cost between the concrete paving covering the underground tanks and pipes and the other paving at the facility calculated using the difference in cost per square foot. | 2022-04-20 | 796050 | 100
24564 | T2 | PLAINS ORYX PERMIAN BASIN PIPELINE LLC | PORTERSVILLE STATION | AT THE INTERSECTION OF COUNTY ROAD 401 AND COLLINS STREET NORTHEAST OF MENTONE, TX. FROM THE INTERSECTION OF COUNTY ROAD 302 AND 402 THE TERMINAL IS WEST OF COUNTY ROAD 302 AND NORTH OF COUNTY ROAD 402. | Loving County | TX | 79754 | LOVING | CN605965797 | RN111456687 | External floating roofs on storage tanks 31000 and 31001. | The following property is used 100% for pollution control to meet or exceed federal or state regulations: External floating roofs on storage tanks 31000 and 31001. | 2022-03-22 | 668124 | 100
24565 | T1 | TEIJIN AUTOMOTIVE TECHNOLOGIES TEXAS LLC | TEIJIN AUTOMOTIVE TECHNOLOGIES TEXAS | 2050 8TH ST | SEGUIN | TX | 78155 | GUADALUPE | CN605648435 | RN110757143 | Paint sludge consolidator system consisting of an aeration system, scraper, sludge chute, dewatering bags, drip pan paint, sludge sump, and associated piping. | The following property is used 100% for pollution control to meet or exceed federal or state regulations: Paint sludge consolidator system consisting of an aeration system, scraper, sludge chute, dewatering bags, drip pan paint, sludge sump, and associated piping. | 2022-06-15 | 884077 | 100
24566 | T1 | TEIJIN AUTOMOTIVE TECHNOLOGIES TEXAS LLC | TEIJIN AUTOMOTIVE TECHNOLOGIES TEXAS | 2050 8TH ST | SEGUIN | TX | 78155 | GUADALUPE | CN605648435 | RN110757143 | Dust collection system consisting of a vacuum motor used to vacuum dust from the drill line and the paint line, ductwork, primary and secondary silos with airlocks, and 55-gallon barrels. | The following property is used 100% for pollution control to meet or exceed federal or state regulations: Dust collection system consisting of a vacuum motor used to vacuum dust from the drill line and the paint line, ductwork, primary and secondary silos with airlocks, and 55-gallon barrels. | 2022-06-15 | 332869 | 100
24567 | T1 | TEIJIN AUTOMOTIVE TECHNOLOGIES TEXAS LLC | TEIJIN AUTOMOTIVE TECHNOLOGIES TEXAS | 2050 8TH ST | SEGUIN | TX | 78155 | GUADALUPE | CN605648435 | RN110757143 | Regenerative thermal oxidizer, spray booth ventilation system, and the associated ductwork. | The following property is used 100% for pollution control to meet or exceed federal or state regulations: Regenerative thermal oxidizer, spray booth ventilation system, and the associated ductwork. | 2022-05-27 | 2044226 | 100
24568 | T2 | CORPUS CHRISTI LIQUEFACTION LLC | CORPUS CHRISTI LIQUEFACTION | 622 HWY 35 | GREGORY | TX | 78359 | SAN PATRICIO | CN604136374 | RN104104716 | Mercury removal beds 23V-1304A and B and mercury recovery after filters 23F-1302A and B. | The following property is used 100% for pollution control to meet or exceed federal or state regulations: Mercury removal beds 23V-1304A and B and mercury recovery after filters 23F-1302A and B. | 2022-04-01 | 14801208 | 100
24569 | T2 | CORPUS CHRISTI LIQUEFACTION LLC | CORPUS CHRISTI LIQUEFACTION | 622 HWY 35 | GREGORY | TX | 78359 | SAN PATRICIO | CN604136374 | RN104104716 | Mercury removal beds 12V-1304A and B and mercury recovery after filters 12F-1302A and B. | The following property is used 100% for pollution control to meet or exceed federal or state regulations: Mercury removal beds 12V-1304A and B and mercury recovery after filters 12F-1302A and B. | 2022-04-01 | 20595975 | 100
24570 | T2 | CORPUS CHRISTI LIQUEFACTION LLC | CORPUS CHRISTI LIQUEFACTION | 622 HWY 35 | GREGORY | TX | 78359 | SAN PATRICIO | CN604136374 | RN104104716 | Mercury removal beds 11V-1304A and B and mercury recovery after filters 11F-1302A and B. | The following property is used 100% for pollution control to meet or exceed federal or state regulations: Mercury removal beds 11V-1304A and B and mercury recovery after filters 11F-1302A and B. | 2022-04-01 | 21117633 | 100
24571 | T1 | PTCAA TEXAS LP | PILOT TRAVEL CENTER 1161 | 3145 METEOR CRATER RD | ODESSA | TX | 79763 | ECTOR | CN602677585 | RN110375334 | Overfill alarms; tank top sumps; automatic tank gauging; automatic line leak detectors; liquid fuel sensors installed between the double walls of tanks and pipes to monitor for leaks; the incremental difference in cost between three 30,000-gallon, one 20,000-gallon, and one 8,000-gallon double-walled tanks and comparable single-walled tanks; the incremental difference in cost between double-walled piping and single-walled piping; and the incremental difference in cost between the concrete paving covering the underground tanks and pipes and the other paving at the facility calculated using the difference in cost per square foot. | The following property is used 100% for pollution control to meet or exceed federal or state regulations: Overfill alarms; tank top sumps; automatic tank gauging; automatic line leak detectors; liquid fuel sensors installed between the double walls of tanks and pipes to monitor for leaks; the incremental difference in cost between three 30,000-gallon, one 20,000-gallon, and one 8,000-gallon double-walled tanks and comparable single-walled tanks; the incremental difference in cost between double-walled piping and single-walled piping; and the incremental difference in cost between the concrete paving covering the underground tanks and pipes and the other paving at the facility calculated using the difference in cost per square foot. | 2022-04-20 | 1320125 | 100
24572 | T1 | PTCAA TEXAS LP | PILOT TRAVEL CENTER 1143 | 4200 W HIGHWAY 302 | ODESSA | TX | 79764 | ECTOR | CN602677585 | RN110661998 | Overfill alarms; tank top sumps; automatic tank gauging; automatic line leak detectors; liquid fuel sensors installed between the double walls of tanks and pipes to monitor for leaks; the incremental difference in cost between three 30,000-gallon, one 20,000-gallon, and one 12,000-gallon double-walled tanks and comparable single-walled tanks; the incremental difference in cost between double-walled piping and single-walled piping; and the incremental difference in cost between the concrete paving covering the underground tanks and pipes and the other paving at the facility calculated using the difference in cost per square foot. | The following property is used 100% for pollution control to meet or exceed federal or state regulations: Overfill alarms; tank top sumps; automatic tank gauging; automatic line leak detectors; liquid fuel sensors installed between the double walls of tanks and pipes to monitor for leaks; the incremental difference in cost between three 30,000-gallon, one 20,000-gallon, and one 12,000-gallon double-walled tanks and comparable single-walled tanks; the incremental difference in cost between double-walled piping and single-walled piping; and the incremental difference in cost between the concrete paving covering the underground tanks and pipes and the other paving at the facility calculated using the difference in cost per square foot. | 2022-04-20 | 1240125 | 100
24573 | T1 | PTCAA TEXAS LP | PILOT TRAVEL CENTER 1147 | 127 W STATE HIGHWAY 302 | KERMIT | TX | 79745 | WINKLER | CN602677585 | RN110369147 | Overfill alarms; tank top sumps; automatic tank gauging; automatic line leak detectors; liquid fuel sensors installed between the double walls of tanks and pipes to monitor for leaks; the incremental difference in cost between three 30,000-gallon, one 20,000-gallon, and one 8,000-gallon double-walled tanks and comparable single-walled tanks; the incremental difference in cost between double-walled piping and single-walled piping; and the incremental difference in cost between the concrete paving covering the underground tanks and pipes and the other paving at the facility calculated using the difference in cost per square foot. | The following property is used 100% for pollution control to meet or exceed federal or state regulations: Overfill alarms; tank top sumps; automatic tank gauging; automatic line leak detectors; liquid fuel sensors installed between the double walls of tanks and pipes to monitor for leaks; the incremental difference in cost between three 30,000-gallon, one 20,000-gallon, and one 8,000-gallon double-walled tanks and comparable single-walled tanks; the incremental difference in cost between double-walled piping and single-walled piping; and the incremental difference in cost between the concrete paving covering the underground tanks and pipes and the other paving at the facility calculated using the difference in cost per square foot. | 2022-04-20 | 1320125 | 100
24574 | T1 | PILOT TRAVEL CENTERS LLC | PILOT TRAVEL CENTER 1146 | 2500 S BICKLEY AVE | PECOS | TX | 79772 | REEVES | CN600827554 | RN106308307 | Overfill alarms; tank top sumps; automatic tank gauging; automatic line leak detectors; liquid fuel sensors installed between the double walls of tanks and pipes to monitor for leaks; the incremental difference in cost between four 20,000-gallon and one 30,000-gallon double-walled tanks and comparable single-walled tanks; the incremental difference in cost between double-walled piping and single-walled piping; and the incremental difference in cost between the concrete paving covering the underground tanks and pipes and the other paving at the facility calculated using the difference in cost per square foot. | The following property is used 100% for pollution control to meet or exceed federal or state regulations: Overfill alarms; tank top sumps; automatic tank gauging; automatic line leak detectors; liquid fuel sensors installed between the double walls of tanks and pipes to monitor for leaks; the incremental difference in cost between four 20,000-gallon and one 30,000-gallon double-walled tanks and comparable single-walled tanks; the incremental difference in cost between double-walled piping and single-walled piping; and the incremental difference in cost between the concrete paving covering the underground tanks and pipes and the other paving at the facility calculated using the difference in cost per square foot. | 2022-04-20 | 1535125 | 100
24575 | T1 | SWARCO | MEXIA PLANT | 900 N DENTON ST | MEXIA | TX | 76667 | LIMESTONE | CN600507867 | RN100828516 | Dust collection system consisting of fifteen dust collectors at silo vents. | The following property is used 100% for pollution control to meet or exceed federal or state regulations: Dust collection system consisting of fifteen dust collectors at silo vents. | 2022-07-05 | 500000 | 100
24576 | T1 | ENF KYLE TECHNOLOGY LLC | ENF SPECIALTY CHEMICALS FACILITY | Latitude = 30.02796, Longitude = -97.86571 | Hays County | TX | 78640 | HAYS | CN605648906 | RN110757937 | Packed bed scrubber at EPN SC-3501. | The following property is used 100% for pollution control to meet or exceed federal or state regulations: Packed bed scrubber at EPN SC-3501. | 2022-06-17 | 618029 | 100
24577 | T1 | ENF KYLE TECHNOLOGY LLC | ENF SPECIALTY CHEMICALS FACILITY | Latitude = 30.02796, Longitude = -97.86571 | Hays County | TX | 78640 | HAYS | CN605648906 | RN110757937 | NH3 Scrubbers 1 and 2, four circulation pumps, an ammonia waste feed pump, sulfuric acid tank and feed pumps, and an exhaust fan. | The following property is used 100% for pollution control to meet or exceed federal or state regulations: NH3 Scrubbers 1 and 2, four circulation pumps, an ammonia waste feed pump, sulfuric acid tank and feed pumps, and an exhaust fan. | 2022-06-17 | 981782 | 100
24578 | T1 | ENF KYLE TECHNOLOGY LLC | ENF SPECIALTY CHEMICALS FACILITY | Latitude = 30.02796, Longitude = -97.86571 | Hays County | TX | 78640 | HAYS | CN605648906 | RN110757937 | ENF Specialty Chemicals manufactures RCU-743 by mixing 2-2-Amino Ethoxy Propionate AEE, ammonium fluoride NH4F, pyrazole, and deionized water in a mixing tank. The production building has a laboratory which used to quality testing. The laboratory is equipped with a scrubber and exhaust system. The scrubber is the Analysis Scrubber which includes two circulation pumps. The laboratory exhaust system includes an exhaust fan. As samples are tested the vent stream from the testing is sent to the scrubber where pollutants are destroyed before venting through the exhaust system. This application includes the analysis scrubber, circulation pumps and the laboratory exhaust system. | Withdrawn by applicant | 2022-08-03 | 319853 | 100
24579 | T1 | ENF KYLE TECHNOLOGY LLC | ENF KYLE TECHNOLOGY | 1550 KOHLERS XING | KYLE | TX | 78640 | HAYS | CN605648906 | RN110946787 | Waste liquid system consisting of three waste chemical tanks, pumps, drains, piping, trenches with covers, sump pit with pump and automatic spill barriers. | The following property is used 100% for pollution control to meet or exceed federal or state regulations: Waste liquid system consisting of three waste chemical tanks, pumps, drains, piping, trenches with covers, sump pit with pump and automatic spill barriers. | 2022-07-05 | 2312765 | 100
24580 | T1 | ENF KYLE TECHNOLOGY LLC | ENF KYLE TECHNOLOGY | 1550 KOHLERS XING | KYLE | TX | 78640 | HAYS | CN605648906 | RN110946787 | Stormwater controls consisting of stormwater drains, pipes, manholes and outfalls. | The following property is used 100% for pollution control to meet or exceed federal or state regulations: Stormwater controls consisting of stormwater drains, pipes, manholes and outfalls. | 2022-07-05 | 1751341 | 100
24581 | T1 | POTAC LLC | POTAC | 6600 UP RIVER RD | CORPUS CHRISTI | TX | 78409 | NUECES | CN604804179 | RN100214188 | The POTAC Tank Farm utilizes Oily Water Separation equipment. This equipment consists of the Oily Water Tank, Piping, and Sump Pumps. The main purpose of the Oil Water Separation Equipment is to separate oil, sludge and other pollutants from the polluted water captured on the facility that enters the tank. This equipment also works in conjunction with the surge relief tank. Once the surge tank is used, the material from the surge tank is moved to the Oily Water Tank. The Oil Water Separator then separates oil from water as well as the solids so they can be pumped out or skimmed away. Once the Oil and other pollutants have been separated from the water in the tank, the pollutants are disposed of or go back into the oil tanks and the water left in the tank gets treated in the waste water facility before it is released. By separating oil, sludge, and other pollutants from the water before it is released to the waste water treatment facility, this keeps pollutants from entering the ground soil, water run off, and nearby ship channel. This Oily Water tank is located near the South East corner of the property and is Tank 213. Please see the attached map to see the location of the Oily Water Tank. | NOD response not received | 2022-07-18 | 590343 | 100
24582 | T1 | POTAC LLC | POTAC | 6600 UP RIVER RD | CORPUS CHRISTI | TX | 78409 | NUECES | CN604804179 | RN100214188 | External floating roofs on Tanks 301 and 302. | The following property is used 100% for pollution control to meet or exceed federal or state regulations: External floating roofs on Tanks 301 and 302. | 2022-07-12 | 11459 | 100
24583 | T1 | POTAC LLC | POTAC | 6600 UP RIVER RD | CORPUS CHRISTI | TX | 78409 | NUECES | CN604804179 | RN100214188 | Marine vapor control system including the dock blower and combustion skid. | The following property is used 100% for pollution control to meet or exceed federal or state regulations: Marine vapor control system including the dock blower and combustion skid. | 2022-06-22 | 4437501 | 100
24584 | T1 | POTAC LLC | POTAC | 6600 UP RIVER RD | CORPUS CHRISTI | TX | 78409 | NUECES | CN604804179 | RN100214188 | Tank overfill protection equipment consisting of alarms and gauging systems on tanks 7001-7010, tanks 301-307, tanks 312-315, tank 189-1, tank 189-2, oily water tank 213, and surge tank 3300. | The following property is used 100% for pollution control to meet or exceed federal or state regulations: Tank overfill protection equipment consisting of alarms and gauging systems on tanks 7001-7010, tanks 301-307, tanks 312-315, tank 189-1, tank 189-2, oily water tank 213, and surge tank 3300. | 2022-06-15 | 1441456 | 100
24585 | T1 | POTAC LLC | POTAC | 6600 UP RIVER RD | CORPUS CHRISTI | TX | 78409 | NUECES | CN604804179 | RN100214188 | Internal floating roofs with primary mechanical shoe seals and secondary seals on Tanks 305, 306, 307, Tanks 7001 through 7010, and Tanks 189-1 and 189-2. | The following property is used 100% for pollution control to meet or exceed federal or state regulations: Internal floating roofs with primary mechanical shoe seals and secondary seals on Tanks 305, 306, 307, Tanks 7001 through 7010, and Tanks 189-1 and 189-2. | 2022-07-20 | 9854155 | 100
24586 | T1 | POTAC LLC | POTAC | 6600 UP RIVER RD | CORPUS CHRISTI | TX | 78409 | NUECES | CN604804179 | RN100214188 | The POTAC tank farm implemented and utilizes the benefits of Cathodic Protection equipment. This equipment is used to provide protection from corrosion from metal tanks and pipes. Rusting pipes and tanks can result in leaks and spills, which would result in pollutants entering the ground soil and water that it comes into contact with. This equipment is located in various places throughout the facility and is highlighted in yellow in the attached documents. | NOD response not received | 2022-08-19 | 445219 | 100
24587 | T1 | PIN OAK TAFT LLC | TAFT TERMINAL | 9855 CR 2004 | TAFT | TX | 78374 | SAN PATRICIO | CN605641299 | RN110740438 | Cathodic protection system for pipelines including ground beds and Mag Stations. | The following property is used 100% for pollution control to meet or exceed federal or state regulations: Cathodic protection system for pipelines including ground beds and Mag Stations. | 2022-07-20 | 38310 | 100
24588 | T1 | PIN OAK TAFT LLC | TAFT TERMINAL | 9855 CR 2004 | TAFT | TX | 78374 | SAN PATRICIO | CN605641299 | RN110740438 | Internal floating roofs with primary mechanical shoe seals and secondary seals on Tanks 500-1 and 500-2. | The following property is used 100% for pollution control to meet or exceed federal or state regulations: Internal floating roofs with primary mechanical shoe seals and secondary seals on Tanks 500-1 and 500-2. | 2022-07-18 | 1354335 | 100
24589 | T1 | PIN OAK TAFT LLC | TAFT TERMINAL | 9855 CR 2004 | TAFT | TX | 78374 | SAN PATRICIO | CN605641299 | RN110740438 | Tank overfill protection equipment consisting of Raptor Radars on Tanks 500-1 and 500-2. | The following property is used 100% for pollution control to meet or exceed federal or state regulations: Tank overfill protection equipment consisting of Raptor Radars on Tanks 500-1 and 500-2. | 2022-07-25 | 39737 | 100
24590 | T1 | MAGELLAN PIPELINE COMPANY LP | HEARNE STATION | 2685 S SAN GABRIEL ST | HEARNE | TX | 77859 | ROBERTSON | CN605367739 | RN100220011 | Coatings consisting of Archo 476 Series two-part epoxy phenolic-novolac linings and cathodic protection on Tanks 1247, 1248, 1249, 1250, 1251, 1252, 1253, 1254, 1255, 1256, 1257, 1258, 1259, 1424, 1470, 2501, 3501, and 3502. | The following property is used 100% for pollution control to meet or exceed federal or state regulations: Coatings consisting of Archo 476 Series two-part epoxy phenolic-novolac linings and cathodic protection on Tanks 1247, 1248, 1249, 1250, 1251, 1252, 1253, 1254, 1255, 1256, 1257, 1258, 1259, 1424, 1470, 2501, 3501, and 3502. | 2022-06-20 | 1646382 | 100
24591 | T2 | MAGELLAN PIPELINE COMPANY LP | HEARNE STATION | 2685 S SAN GABRIEL ST | HEARNE | TX | 77859 | ROBERTSON | CN605367739 | RN100220011 | External floating roofs on Tanks 1249, 1252, 1253, 1254, and 1257. | The following property is used 100% for pollution control to meet or exceed federal or state regulations: External floating roofs on Tanks 1249, 1252, 1253, 1254, and 1257. | 2022-06-21 | 413160 | 100
24592 | T1 | MAGELLAN PIPELINE COMPANY LP | HEARNE STATION | 2685 S SAN GABRIEL ST | HEARNE | TX | 77859 | ROBERTSON | CN605367739 | RN100220011 | Internal floating roofs on Tanks 1247, 1248, 1250, 1251, 1255, 1256, 1258, 1259, 1424, 1470, 2501, 3501, and 3502. | The following property is used 100% for pollution control to meet or exceed federal or state regulations: Internal floating roofs on Tanks 1247, 1248, 1250, 1251, 1255, 1256, 1258, 1259, 1424, 1470, 2501, 3501, and 3502. | 2022-06-21 | 5626467 | 100
24593 | T1 | WATTS HEATING AND HOT WATER SOLUTIONS LLC | WATTS FORT WORTH | 425 W EVERMAN PKWY | FORT WORTH | TX | 76134 | TARRANT | CN600354229 | RN111025847 | Water treatment system consisting of one 10,000-gallon holding/flow equalization tank, two influent feed pumps, two main feed pumps, 700-gallon chrome treatment tank, one 700-gallon neutralization tank, one 360-gallon flocculator tank, 5,069-gallon clarifier, recycle pump, two filter press feed pumps, one five cubic foot filter press with a two cubic foot expansion piece made up of 630 millimeter tall plates with a dump press manager and a collection dumpster underneath, acid drum, sodium bisulfate drum, coagulant drum, caustic drum, neat flocculant drum, one 100-gallon chemical feed tank, liquid polymer feeder, and associated piping, controls, valves and necessary components for proper mounting and operation of the equipment. | The following property is used 100% for pollution control to meet or exceed federal or state regulations: Water treatment system consisting of one 10,000-gallon holding/flow equalization tank, two influent feed pumps, two main feed pumps, 700-gallon chrome treatment tank, one 700-gallon neutralization tank, one 360-gallon flocculator tank, 5,069-gallon clarifier, recycle pump, two filter press feed pumps, one five cubic foot filter press with a two cubic foot expansion piece made up of 630 millimeter tall plates with a dump press manager and a collection dumpster underneath, acid drum, sodium bisulfate drum, coagulant drum, caustic drum, neat flocculant drum, one 100-gallon chemical feed tank, liquid polymer feeder, and associated piping, controls, valves and necessary components for proper mounting and operation of the equipment. | 2022-06-27 | 369375 | 100
24594 | T1 | PIN OAK TAFT LLC | TAFT TERMINAL | 9855 CR 2004 | TAFT | TX | 78374 | SAN PATRICIO | CN605641299 | RN110740438 | Secondary containment consisting of an earthen dike around Tanks 500-1 and 500-2. | The following property is used 100% for pollution control to meet or exceed federal or state regulations: Secondary containment consisting of an earthen dike around Tanks 500-1 and 500-2. | 2022-07-19 | 2569363 | 100
24595 | T1 | POTAC LLC | POTAC | 6600 UP RIVER RD | CORPUS CHRISTI | TX | 78409 | NUECES | CN604804179 | RN100214188 | Secondary containment consisting of earthen and concrete dikes around Tanks 7001 through 7010, 189-1, 189-2, 301, 302, 303, 304, 305, 306, 307, 312, 313, 314, and 315. | The following property is used 100% for pollution control to meet or exceed federal or state regulations: Secondary containment consisting of earthen and concrete dikes around Tanks 7001 through 7010, 189-1, 189-2, 301, 302, 303, 304, 305, 306, 307, 312, 313, 314, and 315. | 2022-07-19 | 4947102 | 100
24596 | T1 | TOPAZ GENERATING LLC | TOPAZ GENERATING | Latitude = 29.4263, Longitude = -94.9766 | Galveston County | TX | 77539 | GALVESTON | CN605775907 | RN110696283 | Wastewater equipment consisting of a sump, lift station, and 0.5 mile long 4-inch pipe from the facility to the Texas City sewer system. | The following property is used 100% for pollution control to meet or exceed federal or state regulations: Wastewater equipment consisting of a sump, lift station, and 0.5 mile long 4-inch pipe from the facility to the Texas City sewer system. | 2022-06-21 | 450000 | 100
24597 | T1 | TOPAZ GENERATING LLC | TOPAZ GENERATING | Latitude = 29.4263, Longitude = -94.9766 | Galveston County | TX | 77539 | GALVESTON | CN605775907 | RN110696283 | The 610 MW TOPAZ Generating Project is a power plant comprised of ten natural gas fired General Electric LM6000 units in simple cycle arrangement. Each unit includes the aeroderivative combustion turbine engine plus generator, SCR, CO catalyst, evaporative cooler, inlet fogger, exhaust system, and other equipment. During construction of the facility two drainage collection ditches were constructed. The ditches run vertically and are parallel to each other. The east ditch out falls to the stormwater pond. The west ditch outfalls to the southwest corner of the facility. The stormwater discharges to Moses Bayou. The stormwater controls were constructed under Stormwater Construction Permit TXR1503CF. The location of the two ditches and ponds is shown on page 26 of the attached SWPPP. The application covers the two drainage collection diches and the pond. | Withdrawn by applicant | 2022-06-20 | 4979873 | 100
24598 | T1 | POTAC LLC | POTAC | 6600 UP RIVER RD | CORPUS CHRISTI | TX | 78409 | NUECES | CN604804179 | RN100214188 | The POTAC facility is equipped with a system of concrete vaults and piping that is designed to route potentially contaminated stormwater to the waste water treatment system instead of allowing it to wash offsite. These vaults contain pumps and various piping components in petroleum liquid service, and have the potential to contain petroleum residue, including residual product or residue from spills. The stormwater that falls within the concrete vaults is routed to a common header, then to waste water tank 213 which is an oily water collection tank. From tank 213, the water is processed in POTACs waste water treatment system under permit WQ0002720000. | NOD response not received | 2022-07-18 | 1989785 | 100
24599 | T1 | PIN OAK TAFT LLC | TAFT TERMINAL | 9855 CR 2004 | TAFT | TX | 78374 | SAN PATRICIO | CN605641299 | RN110740438 | The Taft Terminal is equipped with a small stormwater conveyance system, which includes a concrete containment area and piping that is designed to route contaminated stormwater to oily water tank 920 instead of allowing it to wash offsite. The containment area encloses pumps and various piping components in crude oil service and has the potential to be impacted by crude oil residue from leaks or spills. The stormwater that falls within the containment is routed via an underground pipe to oily water tank 920. Once oily water is inside tank 920, the oil passively separates from the water, and can be skimmed off and returned to a crude oil storage tank. Note that use of this conveyance system is optional, and it would only be used if/when the the concrete containment has visible signs of oil. If there are no visible signs of oil, then stormwater will be released from the the containment to the land surface outside of the containment. See attached map. | NOD response not received | 2022-07-18 | 2138064 | 100
24600 | T1 | CAPITOL AGGREGATES INC | CAPITOL AGGREGATES DELTA MATERIALS | Latitude = 30.653611, Longitude = -98.283055 | Burnet County | TX | 78654 | BURNET | CN604033142 | RN103870226 | 2007 Model 740 Caterpillar water truck. | The following property is used 100% for pollution control to meet or exceed federal or state regulations: 2007 Model 740 Caterpillar water truck. | 2022-06-22 | 429534 | 100
24601 | T1 | CAPITOL AGGREGATES INC | CAPITOL AGGREGATES SOLMS OPERATION | 1026 SOLMS QUERRY RD | NEW BRAUNFELS | TX | 78132 | COMAL | CN604033142 | RN105203939 | 2007 Freightliner water truck and a 2017 Model DT80K Superior Broom sweeper. | The following property is used 100% for pollution control to meet or exceed federal or state regulations: 2007 Freightliner water truck and a 2017 Model DT80K Superior Broom sweeper. | 2022-06-27 | 99533 | 100
24602 | T1 | CAPITOL AGGREGATES INC | CAPITOL AGGREGATES SOLMS OPERATION | 1026 SOLMS QUERRY RD | NEW BRAUNFELS | TX | 78132 | COMAL | CN604033142 | RN105203939 | Dust suppression system consisting of water misters were installed on conveyor heads and tails and other equipment where dust is created. | The following property is used 100% for pollution control to meet or exceed federal or state regulations: Dust suppression system consisting of water misters were installed on conveyor heads and tails and other equipment where dust is created. | 2022-06-15 | 129157 | 100
24603 | T1 | CAPITOL AGGREGATES INC | CAPITOL AGGREGATES SOLMS OPERATION | 1026 SOLMS QUERRY RD | NEW BRAUNFELS | TX | 78132 | COMAL | CN604033142 | RN105203939 | Secondary containment consisting of a 35-foot by 55-foot curbed concrete pad around the aboveground fuel storage tank. | The following property is used 100% for pollution control to meet or exceed federal or state regulations: Secondary containment consisting of a 35-foot by 55-foot curbed concrete pad around the aboveground fuel storage tank. | 2022-06-15 | 33917 | 100
24604 | T1 | CAPITOL AGGREGATES INC | CAPITOL AGGREGATES SOLMS OPERATION | 1026 SOLMS QUERRY RD | NEW BRAUNFELS | TX | 78132 | COMAL | CN604033142 | RN105203939 | Aerobic septic system. | The following property is used 100% for pollution control to meet or exceed federal or state regulations: Aerobic septic system. | 2022-07-05 | 21244 | 100
24605 | T1 | CAPITOL AGGREGATES INC | CAPITOL AGGREGATES SOLMS OPERATION | 1026 SOLMS QUERRY RD | NEW BRAUNFELS | TX | 78132 | COMAL | CN604033142 | RN105203939 | Settling ponds. | The following property is used 100% for pollution control to meet or exceed federal or state regulations: Settling ponds. | 2022-06-28 | 181040 | 100
24606 | T1 | CAPITOL AGGREGATES INC | CAPITOL AGGREGATES SOLMS OPERATION | 1026 SOLMS QUERRY RD | NEW BRAUNFELS | TX | 78132 | COMAL | CN604033142 | RN105203939 | Wheel washer. | The following property is used 100% for pollution control to meet or exceed federal or state regulations: Wheel washer. | 2022-07-12 | 78459 | 100
24607 | T1 | CAPITOL AGGREGATES INC | CAPITOL AGGREGATES DELTA MATERIALS | Latitude = 30.653611, Longitude = -98.283055 | Burnet County | TX | 78654 | BURNET | CN604033142 | RN103870226 | Water misters on conveyor heads and tails and other equipment where dust is created. | The following property is used 100% for pollution control to meet or exceed federal or state regulations: Water misters on conveyor heads and tails and other equipment where dust is created. | 2022-07-05 | 101428 | 100
24608 | T1 | PILOT TRAVEL CENTERS LLC | PILOT TRAVEL CENTER 1227 | 164 FM 1927 | PYOTE | TX | 79777 | WARD | CN600827554 | RN110851375 | Overfill alarms; tank top sumps; automatic tank gauging; automatic line leak detectors; liquid fuel sensors installed between the double walls of tanks and pipes to monitor for leaks; the incremental difference in cost between two 20,000-gallon and two 30,000-gallon double-walled tanks and comparable single-walled tanks; the incremental difference in cost between double-walled piping and single-walled piping; and the incremental difference in cost between the concrete paving covering the underground tanks and pipes and the other paving at the facility calculated using the difference in cost per square foot. | The following property is used 100% for pollution control to meet or exceed federal or state regulations: Overfill alarms; tank top sumps; automatic tank gauging; automatic line leak detectors; liquid fuel sensors installed between the double walls of tanks and pipes to monitor for leaks; the incremental difference in cost between two 20,000-gallon and two 30,000-gallon double-walled tanks and comparable single-walled tanks; the incremental difference in cost between double-walled piping and single-walled piping; and the incremental difference in cost between the concrete paving covering the underground tanks and pipes and the other paving at the facility calculated using the difference in cost per square foot. | 2022-07-12 | 1302100 | 100
24609 | T1 | PTCAA TEXAS LP | PILOT TRAVEL CENTER 1003 | 2301 AVENUE F NW | CHILDRESS | TX | 79201 | CHILDRESS | CN602677585 | RN107412942 | Overfill alarms; tank top sumps; automatic tank gauging; automatic line leak detectors; liquid fuel sensors installed between the double walls of tanks and pipes to monitor for leaks; the incremental difference in cost between three 20,000-gallon, one 25,000-gallon, and one 30,000-gallon double-walled tanks and comparable single-walled tanks; the incremental difference in cost between double-walled piping and single-walled piping; and the incremental difference in cost between the concrete paving covering the underground tanks and pipes and the other paving at the facility calculated using the difference in cost per square foot. | The following property is used 100% for pollution control to meet or exceed federal or state regulations: Overfill alarms; tank top sumps; automatic tank gauging; automatic line leak detectors; liquid fuel sensors installed between the double walls of tanks and pipes to monitor for leaks; the incremental difference in cost between three 20,000-gallon, one 25,000-gallon, and one 30,000-gallon double-walled tanks and comparable single-walled tanks; the incremental difference in cost between double-walled piping and single-walled piping; and the incremental difference in cost between the concrete paving covering the underground tanks and pipes and the other paving at the facility calculated using the difference in cost per square foot. | 2022-07-05 | 1355125 | 100
24610 | T1 | PTCAA TEXAS LP | PILOT TRAVEL CENTER 157 | 1200 S HILLCREST DR | SULPHUR SPRINGS | TX | 75482 | HOPKINS | CN602677585 | RN101883395 | Overfill alarms; tank top sumps; automatic tank gauging; automatic line leak detectors; liquid fuel sensors installed between the double walls of tanks and pipes to monitor for leaks; the incremental difference in cost between three 20,000-gallon, one 15,000-gallon, and one 12,000-gallon double-walled tanks and comparable single-walled tanks; the incremental difference in cost between double-walled piping and single-walled piping; and the incremental difference in cost between the concrete paving covering the underground tanks and pipes and the other paving at the facility calculated using the difference in cost per square foot. | The following property is used 100% for pollution control to meet or exceed federal or state regulations: Overfill alarms; tank top sumps; automatic tank gauging; automatic line leak detectors; liquid fuel sensors installed between the double walls of tanks and pipes to monitor for leaks; the incremental difference in cost between three 20,000-gallon, one 15,000-gallon, and one 12,000-gallon double-walled tanks and comparable single-walled tanks; the incremental difference in cost between double-walled piping and single-walled piping; and the incremental difference in cost between the concrete paving covering the underground tanks and pipes and the other paving at the facility calculated using the difference in cost per square foot. | 2022-07-05 | 1010125 | 100
24611 | T2 | FREEPORT LNG DEVELOPMENT LP | FREEPORT LNG PRETREATMENT FACILITY | Latitude = 28.9791, Longitude = -95.3069 | Brazoria County | TX | 77541 | BRAZORIA | CN601720345 | RN106481500 | Freeport LNG is a liquefied natural gas export facility located in Freeport Texas. Waste heat in the hot gas turbine exhaust is recovered in GT Waste Heat Recovery Unit 65E-80 by heating the heating medium. The heating medium is Dowtherm Q which is used as a heat source in the Amine Reboilers, the Regeneration Gas Heaters, the Debutanizer Reboilers, and the Deethanizer Reboilers. The Heating Medium System is used to recover waste heat from the GTG using a heating medium as the heat sink. A set of fired heaters, Heating Medium Fired Heaters HMFH 65B-81 A-E, are used as a backup heater for the heating medium in case the GTG 65GTG-80 is out of service. The heating medium is a common heat source to all three PTF process units. The heating medium is then used as a heat source in the Amine Reboilers, Regeneration Gas Heaters, Debutanizer Reboilers, and Deethanizer Reboilers. The Heating Medium Fired Heaters have emission limits and heating limits established in Air Permit 104840. Use of the GT Waste Heat Recovery Unit reduces the need to operate the HMFHs thereby reducing emissions generated by the HMFHs. This prevents exceedance of permit emission limits. | NOD response not received | 2022-05-23 | 55572242 | 100
24612 | T1 | CHENIERE CORPUS CHRISTI PIPELINE LP | SINTON COMPRESSOR STATION | PROCEED N ON N VINEYARD AVE HIGHWAY 77 STARTING AT THE INTERSECTION OF HIGHWAY 188 AND N VINEYARD AVE HIGHWAY 77 IN SINTON FOR APPROXIMATELY 3.7 MI TURN L ONTO A PRIVATE PAVED RD THEN PROCEED NW FOR APPROXIMATELY 1.2 MI COMPRESSOR STATION WILL BE ON THE L | San Patricio County | TX | 78387 | SAN PATRICIO | CN604135889 | RN106505720 | Pipeline coating and cathodic protection on a 1.3 mile section of 36-inch pipeline in San Patricio County | The following property is used 100% for pollution control to meet or exceed federal or state regulations: Pipeline coating and cathodic protection on a 1.3 mile section of 36-inch pipeline in San Patricio County | 2022-06-27 | 176348 | 100
24613 | T1 | CHENIERE CORPUS CHRISTI PIPELINE LP | SINTON COMPRESSOR STATION | PROCEED N ON N VINEYARD AVE HIGHWAY 77 STARTING AT THE INTERSECTION OF HIGHWAY 188 AND N VINEYARD AVE HIGHWAY 77 IN SINTON FOR APPROXIMATELY 3.7 MI TURN L ONTO A PRIVATE PAVED RD THEN PROCEED NW FOR APPROXIMATELY 1.2 MI COMPRESSOR STATION WILL BE ON THE L | San Patricio County | TX | 78387 | SAN PATRICIO | CN604135889 | RN106505720 | Two remote controlled block valves. | Two remote controlled block valves. | 2022-04-08 15:41 | 820000 | 100
24614 | T1 | CHENIERE CORPUS CHRISTI PIPELINE LP | SINTON COMPRESSOR STATION | PROCEED N ON N VINEYARD AVE HIGHWAY 77 STARTING AT THE INTERSECTION OF HIGHWAY 188 AND N VINEYARD AVE HIGHWAY 77 IN SINTON FOR APPROXIMATELY 3.7 MI TURN L ONTO A PRIVATE PAVED RD THEN PROCEED NW FOR APPROXIMATELY 1.2 MI COMPRESSOR STATION WILL BE ON THE L | San Patricio County | TX | 78387 | SAN PATRICIO | CN604135889 | RN106505720 | Nondestructive pipeline testing expenditures – Radiography | The following property is used 100% for pollution control to meet or exceed federal or state regulations: The following property is used 100% for pollution control to meet or exceed federal or state regulations: Nondestructive pipeline testing expenditures – Radiography | 2022-08-08 | 750000 | 100
24615 | T1 | CHENIERE CORPUS CHRISTI PIPELINE LP | SINTON COMPRESSOR STATION | PROCEED N ON N VINEYARD AVE HIGHWAY 77 STARTING AT THE INTERSECTION OF HIGHWAY 188 AND N VINEYARD AVE HIGHWAY 77 IN SINTON FOR APPROXIMATELY 3.7 MI TURN L ONTO A PRIVATE PAVED RD THEN PROCEED NW FOR APPROXIMATELY 1.2 MI COMPRESSOR STATION WILL BE ON THE L | San Patricio County | TX | 78387 | SAN PATRICIO | CN604135889 | RN106505720 | The Cheniere Corpus Christi Pipeline and the Sinton Compressor Station are used to transport natural gas to the Cheniere Corpus Christi Liquefaction facility. Natural gas is transported to the Sinton Compressor Station where it is recompressed and transmitted to Corpus Christi Liquefaction. When Train 3 opened at CCL a debottlenecking project was completed for Sinton Station. Part of this project included the construction of a new 36 inch 1.3 mile lateral pipeline between Transco Meter Station and Sinton Compressor Station. Pipeline Inspection Gauge technology is used to detect breach and wear in a pipeline. PIGs use magnetic flux leakage technology to detect corrosion and pitting in the pipeline. The inspection and evaluation data collected by the PIG is used to produce a potential leakage map for the pipeline. By evaluating the data for defects, the pipeline can be repaired before any environmental impact can occur. The PIG is introduced to the pipeline in the PIG Launcher and Receiver known as the pig trap. The PIG is placed in the Launcher and launched. It travels through the pipeline to the Receiver. A new permanent PIG Launcher and Receiver was installed for the new lateral pipeline. | Withdrawn by applicant | 2022-06-27 | 380000 | 100
24617 | T1 | PW GILLIBRAND OF TEXAS INC | BRADY PLANT | 1000 OGLEBAY NORTON DR | BRADY | TX | 76825 | MCCULLOCH | CN605641059 | RN102612900 | Dust collectors for silo and conveyor. | The following property is used 100% for pollution control to meet or exceed federal or state regulations: Dust collectors for silo and conveyor. | 2022-07-05 | 279488 | 100
24618 | T1 | HAILIANG COPPER TEXAS INC | FIVE STAR PROPERTIES SEALY | Latitude = 29.764166, Longitude = -96.216111 | Austin County | TX | 77474 | AUSTIN | CN605607233 | RN102411352 | Wastewater treatment and high-pressure reverse osmosis facility. | NOD response not received | 2022-08-04 | 166427 | 100
24619 | T1 | HAILIANG COPPER TEXAS INC | FIVE STAR PROPERTIES SEALY | Latitude = 29.764166, Longitude = -96.216111 | Austin County | TX | 77474 | AUSTIN | CN605607233 | RN102411352 | Baghouse. | NOD response not received | 2022-08-04 | 360000 | 100
24620 | T2 | CORPUS CHRISTI LIQUEFACTION LLC | CORPUS CHRISTI LIQUEFACTION | 622 HWY 35 | GREGORY | TX | 78359 | SAN PATRICIO | CN604136374 | RN104104716 | The Hot Oil System is a closed loop circulation system provided to service the process heating requirements of the LNG Train 2. The system consists of Hot Oil Surge Drums 23V-3401, Hot Oil Pumps 23P-3401 A, B, and C, Waste Heat Recovery Units 23WHR-3411 and 21, waste heat recovery section in the Thermal Oxidizers, Hot Oil Train Cooler 23E-3401, Hot Oil Sump Drum 23V-3402, Hot Oil Sump Pump 23P-3403, Hot Oil Filter 23F-3401, and Hot Oil Sump Filter 23F-3402. Therminol 55 is the heat transfer fluid. The hot oil users are the Feed Gas Heater 23E-1102, Regenerator Reboilers 23E-1204 A and B, Debutanizer Reboiler 23E-1702, Stabilizer Reboiler 23E-1819, Pentane Heater 23E-2206, and the Fuel Gas Heater 23E-2201. Each hot oil system is dedicated to a single liquefaction train. The hot oil circulates through the waste heat recovery coils. These coils are located in the exhaust ducts of the Train 3 ethylene refrigeration compressor turbine driver and the Thermal Oxidizer. A set of dampers in the ducts divert the exhaust gas flow between the heat recovery coils and a bypass stack. Regeneration gas is also heated in the Waste Heat Recovery Units. The alternative to using the Waste Heat Recovery Units would be the installation of boilers to generate steam for heating purposes. Combustion of fuel in the boilers would result in the emission of various criteria air pollutants and greenhouse gases including NOx, CO, SO2, Lead, PM, CO2, N2O, Methane, and VOCs. Use of the WHRUs prevents the creation and emission of criteria air pollutants. The Waste Heat Recovery Unit does not produce a marketable product. It was installed for the purpose of reducing emissions from the liquefaction process. The pollution control equipment on this application is the Waste Heat Recovery Units for Train 1 which are unit numbers 23WHR-3411 and 23WHR-3421. | Withdrawn by applicant | 2022-06-20 | 58149356 | 100
24621 | T2 | CORPUS CHRISTI LIQUEFACTION LLC | CORPUS CHRISTI LIQUEFACTION | 622 HWY 35 | GREGORY | TX | 78359 | SAN PATRICIO | CN604136374 | RN104104716 | The Hot Oil System is a closed loop circulation system provided to service the process heating requirements of the LNG Train 2. The system consists of Hot Oil Surge Drums 12V-3401, Hot Oil Pumps 12P-3401 A, B, and C, Waste Heat Recovery Units 12WHR-3411 and 21, waste heat recovery section in the Thermal Oxidizers, Hot Oil Train Cooler 12E-3401, Hot Oil Sump Drum 12V-3402, Hot Oil Sump Pump 12P-3403, Hot Oil Filter 12F-3401, and Hot Oil Sump Filter 12F-3402. Therminol 55 is the heat transfer fluid. The hot oil users are the Feed Gas Heater 12E-1102, Regenerator Reboilers 12E-1204 A and B, Debutanizer Reboiler 12E-1702, Stabilizer Reboiler 12E-1819, Pentane Heater 12E-2206, and the Fuel Gas Heater 12E-2201. Each hot oil system is dedicated to a single liquefaction train. The hot oil circulates through the waste heat recovery coils. These coils are located in the exhaust ducts of the Train 2 ethylene refrigeration compressor turbine driver and the Thermal Oxidizer. A set of dampers in the ducts divert the exhaust gas flow between the heat recovery coils and a bypass stack. Regeneration gas is also heated in the Waste Heat Recovery Units. The alternative to using the Waste Heat Recovery Units would be the installation of boilers to generate steam for heating purposes. Combustion of fuel in the boilers would result in the emission of various criteria air pollutants and greenhouse gases including NOx, CO, SO2, Lead, PM, CO2, N2O, Methane, and VOCs. Use of the WHRUs prevents the creation and emission of criteria air pollutants. The Waste Heat Recovery Unit does not produce a marketable product. It was installed for the purpose of reducing emissions from the liquefaction process. The pollution control equipment on this application is the Waste Heat Recovery Units for Train 2 which are unit numbers 12WHR-3411 and 12WHR-3421. | Withdrawn by applicant | 2022-06-20 | 90859713 | 100
24622 | T2 | CORPUS CHRISTI LIQUEFACTION LLC | CORPUS CHRISTI LIQUEFACTION | 622 HWY 35 | GREGORY | TX | 78359 | SAN PATRICIO | CN604136374 | RN104104716 | The Hot Oil System is a closed loop circulation system provided to service the process heating requirements of the LNG Train 1. The system consists of Hot Oil Surge Drums 11V-3401, Hot Oil Pumps 11P-3401 A, B, and C, Waste Heat Recovery Units 11WHR-3411 and 21, waste heat recovery section in the Thermal Oxidizers, Hot Oil Train Cooler 11E-3401, Hot Oil Sump Drum 11V-3402, Hot Oil Sump Pump 11P-3403, Hot Oil Filter 11F-3401, and Hot Oil Sump Filter 11F-3402. Therminol 55 is the heat transfer fluid. The hot oil users are the Feed Gas Heater 11E-1102, Regenerator Reboilers 11E-1204 A and B, Debutanizer Reboiler 11E-1702, Stabilizer Reboiler 11E-1819, Pentane Heater 11E-2206, and the Fuel Gas Heater 11E-2201. Each hot oil system is dedicated to a single liquefaction train. The hot oil circulates through the waste heat recovery coils. These coils are located in the exhaust ducts of the Train 1 ethylene refrigeration compressor turbine driver and the Thermal Oxidizer. A set of dampers in the ducts divert the exhaust gas flow between the heat recovery coils and a bypass stack. Regeneration gas is also heated in the Waste Heat Recovery Units. The alternative to using the Waste Heat Recovery Units would be the installation of boilers to generate steam for heating purposes. Combustion of fuel in the boilers would result in the emission of various criteria air pollutants and greenhouse gases including NOx, CO, SO2, Lead, PM, CO2, N2O, Methane, and VOCs. Use of the WHRUs prevents the creation and emission of criteria air pollutants. The Waste Heat Recovery Unit does not produce a marketable product. It was installed for the purpose of reducing emissions from the liquefaction process. The pollution control equipment on this application is the Waste Heat Recovery Units for Train 1 which are unit numbers 11WHR-3411 and 11WHR-3421. | Withdrawn by applicant | 2022-06-20 | 93094432 | 100
24623 | T1 | VOPAK MODA HOUSTON LLC | VMH INLAND TERMINAL | 6601 STATE HIGHWAY 225 | DEER PARK | TX | 77536 | HARRIS | CN604309617 | RN111399580 | Water discharge and stormwater drainage collection system consisting of culverts, outfall gate, vegetated drainage canals, ditches, grading and piping. | The following property is used 100% for pollution control to meet or exceed federal or state regulations: Water discharge and stormwater drainage collection system consisting of culverts, outfall gate, vegetated drainage canals, ditches, grading and piping. | 2022-08-08 | 1060000 | 100
24624 | T1 | VICTORIA PORT POWER II LLC | VICTORIA PORT II PEAKING FACILITY | 2695 OLD BLOOMINGTON RD N | VICTORIA | TX | 77905 | VICTORIA | CN605568807 | RN110451648 | SCR Catalyst System | The following property is used 100% for pollution control and is installed to meet or exceed federal or state regulations: SCR system. | 2022-07-05 | 5000000 | 100
24625 | T1 | TRIDENT PROCESS SYSTEMS LLC | TRIDENT PROCESS SYSTEMS GAINESVILLE | 2300 N INTERSTATE 35 | GAINESVILLE | TX | 76240 | COOKE | CN604810978 | RN108318247 | Dust control system consisting of a paint shop building, two roof mounted air handlers, containment collectors, duct collectors, paint dust collector system with filters and blower, ductwork, filter cleaning system, discharge mechanism, dust receptacle rolling cart, and dust removal system. | The following property is used 100% for pollution control and is installed to meet or exceed federal or state regulations: Dust control system consisting of a paint shop building, two roof mounted air handlers, containment collectors, duct collectors, paint dust collector system with filters and blower, ductwork, filter cleaning system, discharge mechanism, dust receptacle rolling cart, and dust removal system. | 2022-07-11 | 209069 | 100
24626 | T1 | STRUCTURAL METALS INC | SMI TEXAS | Latitude = 29.575555, Longitude = -98.0325 | Guadalupe County | TX | 78155 | GUADALUPE | CN600129001 | RN102413689 | A 2004 Tennant Sweeper 800D, a 2019 Tennant 800 Sweeper, a 2020 Tymco DST-6 Street Sweeper, and a 2014 Freightliner 4000 Gal Water Truck. | The following property is used 100% for pollution control and is installed to meet or exceed federal or state regulations: A 2004 Tennant Sweeper 800D, a 2019 Tennant 800 Sweeper, a 2020 Tymco DST-6 Street Sweeper, and a 2014 Freightliner 4000 Gal Water Truck. | 2022-07-11 | 601859 | 100
24627 | T1 | KIRBY INLAND MARINE LP | KIRBY INLAND MARINE CHANNELVIEW OPERATIONS | 16538 DE ZAVALLA RD | CHANNELVIEW | TX | 77530 | HARRIS | CN600611206 | RN104352265 | The incremental cost difference between a single-hulled barge and a double-hulled barge, perimeter deck spill rails, high level overflow alarms, and closed gauging on barges XXXXX. | NOD response not received | 2022-08-05 | 2689200 | 100
24628 | T1 | KIRBY INLAND MARINE LP | KIRBY INLAND MARINE CHANNELVIEW OPERATIONS | 16538 DE ZAVALLA RD | CHANNELVIEW | TX | 77530 | HARRIS | CN600611206 | RN104352265 | Vapor control system on barges XXXXX. | NOD response not received | 2022-08-05 | 448200 | 100
24629 | T1 | PILOT TRAVEL CENTERS LLC | FLYING J TRAVEL PLAZA 725 | 1876 EAST FWY | BAYTOWN | TX | 77521 | HARRIS | CN600827554 | RN104638721 | Overfill alarms; tank top sumps; automatic tank gauging; automatic line leak detectors; liquid fuel sensors installed between the double walls of tanks and pipes to monitor for leaks; the incremental difference in cost between five 20,000-gallon, one 15,000-gallon, and one 12,000-gallon double-walled tanks and comparable single-walled tanks; the incremental difference in cost between double-walled piping and single-walled piping; and the incremental difference in cost between the concrete paving covering the underground tanks and pipes and the other paving at the facility calculated using the difference in cost per square foot. | The following property is used 100% for pollution control to meet or exceed federal or state regulations: Overfill alarms; tank top sumps; automatic tank gauging; automatic line leak detectors; liquid fuel sensors installed between the double walls of tanks and pipes to monitor for leaks; the incremental difference in cost between five 20,000-gallon, one 15,000-gallon, and one 12,000-gallon double-walled tanks and comparable single-walled tanks; the incremental difference in cost between double-walled piping and single-walled piping; and the incremental difference in cost between the concrete paving covering the underground tanks and pipes and the other paving at the facility calculated using the difference in cost per square foot. | 2022-07-05 | 1821175 | 100
24630 | T1 | SAN MIGUEL ELECTRIC COOPERATIVE INC | SAN MIGUEL ELECTRIC PLANT | 6200 FM 3387 | Atascosa County | TX | 78026 | ATASCOSA | CN600132278 | RN100226539 | installation of a two-feet thick compacted clay and 60-mil HDPE liner in the ash ponds and a divider berm in the south ash pond. | NOD response not received | 2022-05-27 | 4954628.13 | 100
24631 | T1 | ETHICON INC | ETHICON SAN ANGELO PLANT | 3348 PULLIAM ST | SAN ANGELO | TX | 76905 | TOM GREEN | CN600349096 | RN101649804 | Two ethylene oxide abatement systems including catalyst beds, balancers, and stripper columns. | The following property is used 100% for pollution control to meet or exceed federal or state regulations: Two ethylene oxide abatement systems including catalyst beds, balancers, and stripper columns. | 2022-08-01 | 14900000 | 100
24632 | T1 | PTCAA TEXAS LP | PILOT TRAVEL CENTER 553 | 2571 N FRONT ST | FORT STOCKTON | TX | 79735 | PECOS | CN602677585 | RN111490199 | Overfill alarms; tank top sumps; automatic tank gauging; automatic line leak detectors; liquid fuel sensors installed between the double walls of tanks and pipes to monitor for leaks; the incremental difference in cost between four 20,000-gallon, and one 25,000-gallon double-walled tanks and comparable single-walled tanks; the incremental difference in cost between double-walled piping and single-walled piping; and the incremental difference in cost between the concrete paving covering the underground tanks and pipes and the other paving at the facility calculated using the difference in cost per square foot. | The following property is used 100% for pollution control to meet or exceed federal or state regulations: Overfill alarms; tank top sumps; automatic tank gauging; automatic line leak detectors; liquid fuel sensors installed between the double walls of tanks and pipes to monitor for leaks; the incremental difference in cost between four 20,000-gallon, and one 25,000-gallon double-walled tanks and comparable single-walled tanks; the incremental difference in cost between double-walled piping and single-walled piping; and the incremental difference in cost between the concrete paving covering the underground tanks and pipes and the other paving at the facility calculated using the difference in cost per square foot. | 2022-07-19 | 1125125 | 100
24633 | T1 | PILOT TRAVEL CENTERS LLC | PILOT TRAVEL CENTER 1211 | 1103 S MAIN ST | ANDREWS | TX | 79714 | ANDREWS | CN600827554 | RN110800356 | Overfill alarms; tank top sumps; automatic tank gauging; automatic line leak detectors; liquid fuel sensors installed between the double walls of tanks and pipes to monitor for leaks; the incremental difference in cost between three 30,000-gallon and one 20,000-gallon double-walled tanks and comparable single-walled tanks; the incremental difference in cost between double-walled piping and single-walled piping; and the incremental difference in cost between the concrete paving covering the underground tanks and pipes and the other paving at the facility calculated using the difference in cost per square foot. | The following property is used 100% for pollution control to meet or exceed federal or state regulations: Overfill alarms; tank top sumps; automatic tank gauging; automatic line leak detectors; liquid fuel sensors installed between the double walls of tanks and pipes to monitor for leaks; the incremental difference in cost between three 30,000-gallon and one 20,000-gallon double-walled tanks and comparable single-walled tanks; the incremental difference in cost between double-walled piping and single-walled piping; and the incremental difference in cost between the concrete paving covering the underground tanks and pipes and the other paving at the facility calculated using the difference in cost per square foot. | 2022-07-13 | 1317100 | 100
24634 | T1 | LYONDELL CHEMICAL COMPANY | LYONDELL CHEMICAL CHANNELVIEW | 2502 SHELDON RD | CHANNELVIEW | TX | 77530 | HARRIS | CN600344402 | RN100633650 | The Inside the Battery Limits and Outside the Battery Limits Stormwater Collection System is used to capture and control rainwaters and firewater. The Stormwater Collections Systems collect contaminated and potentially contaminated stormwater from various paved areas of the IBL, the OBL and diked areas. The POTBA site includes paved areas, non-paved areas, and tank farm diked areas. The runoff from non-paved areas except tank dike areas is generally considered as clean stormwater. The paved areas are defined as Type 1 paved areas that contain operating equipment and foundations and Type 2 paved areas where there is no operating equipment, such as parking lots, roads, and office building areas. The stormwater from the tank farm areas is divided into diked area and LPG/PO storage areas. Rainwater and firewater runoff from Type 1 paved areas in the IBL will be collected in Stormwater Sumps U-86001, 86002, 86003, 86741, and 86742.Each IBL sump have one Stormwater Sewer Pump and two Stormwater Lift Pumps. If PO solvent contaminates the stormwater in Sump 3 or Sump 12 an overflow weir is used to skim off any oils. The Stormwater Sump Oil Pump transfers the oily wastewater to the process wastewater header. Rainwater runoff from pumps and compressors pad areas in OBL is collected in Sumps U-86731, U-86732, U-86733, U-86736, U-86401, U-86402, U86740, and U-86743. Each have a single pump, P-86731, P-86732, P-86733, P-86736, P-86402, P-86403, P-86740, and P-86746, respectively. The collected runoff is pumped to Contaminated Stormwater Tank TK-86701. Rainwater or firewater will be collected inside each tank farm dike. The diked areas drain to the nearest stormwater sump. Diked areas include Catalyst Solution Surge Tanks TK-81350 and TK-81360, Diesel Day Tank containment, TBA Tanks Tk-85401, TK-95402, and TK-8503, PO Product Tank TK-85013, Liquified Fuel Tanks TK-85501 and TK-85503, Contaminated and Wastewater Tanks TK-86701 and TK-86801, WFE Feed and Bottom Storage Tanks TK-81370 and TK-81374. Rainwater and firewater runoff from drums and pumps in the OBL LPG storage area will be collected in LPG Storage Tank Impounding Basin. The basin is drained by Impounding Basin Stormwater Lift Pump P-86734 which transfers the contaminated runoff to the Contaminated Stormwater Tank TK-86701. Rainwater and firewater runoff from tanks and pumps in the OBL PO Storage area will be collected in PO Storage Impounding Basin. When the basin needs to be drained, PO Impounding Basin Stormwater Sump Pump P-86739 transfers contaminated runoff to the Contaminated Stormwater Tank TK-86701. Boiler blowdown from Oxidizer Emergency Water Drums is collected in the Stormwater Sump U-86001. Hot firewater from the cooldown of Oxidizer No. 1 via the Oxidizer Start-Up Heater is collected in Stormwater Sump 1 U-86001. Stormwater and chemical spills in the Cooling Water Chemical Truck Offloading Area will be collected in Stormwater Sump 13. The potentially contaminated stormwater will be transferred by Sump 13 Pump from U-86743 to the Cooling Water Tower Basin. Attached is a listing of the Stormwater Collection equipment. | The following property is used 100% for pollution control to meet or exceed federal or state regulations: Inside Battery Limits (IBL) and Outside the Battery Limits (OBL) stormwater collection consisting of the following: Sump 1 Lift Pumps P-86020 A and B, Sump 1 Sewer Pump P-86021, Sump 2 Lift Pumps P-86022A and B, Sump 2 Sewer Pump P-86023, Sump 3 Lift Pumps P-86024A and B, Sump 3 Sewer Pump P-86025, Oil Pump P860256, Sump 11 Lift Pumps P-8671A and B, Sump 12 Lift Pumps P-86742A and B, Sump 11 Sewer Pump P-86743, Sump 12 Sewer Pump P-86744, Sump Oil Pump P-86745, Sump 1 U-86001, Sump 2 U-8600, Sump 3 U-86003, Sump 11 U-86741, and Sump 12 U-86742; OBL Sump Pumps and Sumps: Utility Area Sump Pump P-86402, Utility Treatment Chem Area Sump Pump P-86403, Sump 4 Sewer Pump P-86731, Sump 5 Sewer Pump P-86732, Sump 6 Sewer Pump P-86733, Impounding Basin Lift Pump P-86734, PO Impounding Basin Sump Pump P-86739, Sump 8 Sewer Pump P-86736, Metering Area Sump Pump P-86740, Sump 13 Pump P-86746, Utility Area Sump U-86401, Utility Treatment Chem Area Sump U-86402, Sump 4 U-86731, Sump 5 U-86732, Sump 6 U-86733, LPG Storage Tank Impounding Basin U-86734, Sump 8 U-86736, PO Impounding Basin U-86739, Metering Area Sump U-86740, Sump 13 U86743, Contaminated Stormwater Pumps P-86737A and B, Transfer Pumps P-86738A and B, Contaminated Stormwater Tank TK-86701, Stormwater Tanks TK-86702A and B, Flare Area Sump U-86901, Flare Area Sump U-86902, Flare Area Sump Pump P-86903, Flare Area Sump Pump P-86906, South Flare Area Sump U-86902, South Flare Area Sump Pump P-86906, North Flare Area Sump U-86901, North Flare Area Sump Pump P-86903, PO Railcar Sump U-85901, PO Railcar Sump Pump P-85905, CO-Product Fuel Railcar Sump U-85902, CO-Product Fuel Railcar Sump Pump P85906, IBL WFE Sump U-85904, IBL WFE Sump Pump P-85908, OBL Truck Sump U-85905, OBL Truck Sump Pump P-85909, and Contaminated Stormwater Tank TK-86701; and associated piping. | 2022-07-20 | 42892054 | 100
24635 | T1 | LYONDELL CHEMICAL COMPANY | LYONDELL CHEMICAL CHANNELVIEW | 2502 SHELDON RD | CHANNELVIEW | TX | 77530 | HARRIS | CN600344402 | RN100633650 | CRU dust collection system consisting of a baghouse; baghouse filters FLT-81380, FLT-81381, and FLT-81382; the induced draft fan; bag filter rotary valves VR-81380, VR-81381, and VR-81382; screw conveyor DL-81382; bucket elevator DL-81383; and the associated ductwork. | The following property is used 100% for pollution control to meet or exceed federal or state regulations: CRU dust collection system consisting of a baghouse; baghouse filters FLT-81380, FLT-81381, and FLT-81382; the induced draft fan; bag filter rotary valves VR-81380, VR-81381, and VR-81382; screw conveyor DL-81382; bucket elevator DL-81383; and the associated ductwork. | 2022-07-12 | 20369880 | 100
24636 | T1 | LYONDELL CHEMICAL COMPANY | LYONDELL CHEMICAL CHANNELVIEW | 2502 SHELDON RD | CHANNELVIEW | TX | 77530 | HARRIS | CN600344402 | RN100633650 | POTBA flare system consisting of HP Emergency Flare, LP Emergency Flare, 1st Stage-North Emergency Flare, and Continuous Flare Systems consisting of HP and LP emergency flare headers, North Emergency Flare KO Drum (D-86902), Emergency Flare Package (SP-86902A and B), 1st Stage Emergency Flare KO Drum 1 (D-86911), 1st stage emergency flare header, main header, 1st Stage Emergency Flare KO Drum 2 (D-86912), 1st Stage Emergency Flare KO Drum 1 Pumps (P-86911A and B), 1st Stage Emergency Flare KO Drum 2 Pumps (P-86912A and B), North Emergency Flare KO Drum Pumps (P-86902A and B), North Emergency Flare Intermediate Knock Out Pot (D-86907), Continuous Flare Header, Continuous Flare KO Drum 1 (D-86901), Continuous Flare KO Drum 2 (D-86910), and Continuous Flare Package (SP-86901). | The following property is used 100% for pollution control to meet or exceed federal or state regulations: POTBA flare system consisting of HP Emergency Flare, LP Emergency Flare, 1st Stage-North Emergency Flare, and Continuous Flare Systems consisting of HP and LP emergency flare headers, North Emergency Flare KO Drum (D-86902), Emergency Flare Package (SP-86902A and B), 1st Stage Emergency Flare KO Drum 1 (D-86911), 1st stage emergency flare header, main header, 1st Stage Emergency Flare KO Drum 2 (D-86912), 1st Stage Emergency Flare KO Drum 1 Pumps (P-86911A and B), 1st Stage Emergency Flare KO Drum 2 Pumps (P-86912A and B), North Emergency Flare KO Drum Pumps (P-86902A and B), North Emergency Flare Intermediate Knock Out Pot (D-86907), Continuous Flare Header, Continuous Flare KO Drum 1 (D-86901), Continuous Flare KO Drum 2 (D-86910), and Continuous Flare Package (SP-86901). | 2022-07-12 | 151022372 | 100
24637 | T1 | LYONDELL CHEMICAL COMPANY | LYONDELL CHEMICAL CHANNELVIEW | 2502 SHELDON RD | CHANNELVIEW | TX | 77530 | HARRIS | CN600344402 | RN100633650 | PO scrubber system consisting of the PO Vent Scrubber T-85001, Vent KO Pot D-85108, PO Vent Scrubber Bottoms Pumps P-85001A and B, Solvent Precooler E-85002, Solvent Chiller E-85003, and associated piping. | The following property is used 100% for pollution control to meet or exceed federal or state regulations: PO scrubber system consisting of the PO Vent Scrubber T-85001, Vent KO Pot D-85108, PO Vent Scrubber Bottoms Pumps P-85001A and B, Solvent Precooler E-85002, Solvent Chiller E-85003, and associated piping. | 2022-07-12 | 2703372 | 100
24638 | T1 | LYONDELL CHEMICAL COMPANY | LYONDELL CHEMICAL CHANNELVIEW | 2502 SHELDON RD | CHANNELVIEW | TX | 77530 | HARRIS | CN600344402 | RN100633650 | POTBA wastewater collection system consisting of Wastewater Drum D-86002, LPG Wastewater Drum D-86006, Wastewater Equalizing Tank Eductor M-86801, Wastewater Pumps P-86002A and B, LPG Wastewater Pumps P-86006A and B, Wastewater Pumps P-86801A and B, Wastewater Equalizing Tank TK-86801, the main wastewater header, the Process Sewer System for areas A, B, C, and D, Dewatering Columns Bottoms Pumps P-8605A and B, Dewatering Column Bottoms Cooler E-86502, and associated piping. | The following property is used 100% for pollution control to meet or exceed federal or state regulations: POTBA wastewater collection system consisting of Wastewater Drum D-86002, LPG Wastewater Drum D-86006, Wastewater Equalizing Tank Eductor M-86801, Wastewater Pumps P-86002A and B, LPG Wastewater Pumps P-86006A and B, Wastewater Pumps P-86801A and B, Wastewater Equalizing Tank TK-86801, the main wastewater header, the Process Sewer System for areas A, B, C, and D, Dewatering Columns Bottoms Pumps P-8605A and B, Dewatering Column Bottoms Cooler E-86502, and associated piping. | 2022-07-20 | 29199713 | 100
24639 | T1 | LYONDELL CHEMICAL COMPANY | LYONDELL CHEMICAL CHANNELVIEW | 2502 SHELDON RD | CHANNELVIEW | TX | 77530 | HARRIS | CN600344402 | RN100633650 | Wastewater treatment facility expansion project consisting of POTBA Aeration Tank Compressors C-68130A and C-68130B; Knock Out / Liquid Seal Drum D-68154; Aeration Tank Recirculation Cooler E-68129; WWT Air Compressors A and B Lube Oil Coolers A, C, B and D E-68416A, E-68416C, E-68416B and E-68416D; WWT Air Compressors A and B Lube Oil Reservoir Heaters E-68417A and E-68417B; WWT Sand Filter Packages FLT-68144A, FLT-68144B, FLT-68144C, and FLT-68144D; WWT Air Compressors A and B Lube Oil Filters A, C, B and D FLT-68145A, FLT-68145C, FLT-68145B, and FLT-68145D; WWT Air Compressors A and B Inlet Air Filter FLT-68146A and FLT-68146B; WWT Aeration Tank Compressor B Motor MC-68130B; POTBA Aeration Tank Compressor - Main Lube Oil Pumps P-68130A and P-68130B; Aeration Tank Recirculation Pumps P-68141A, P-68141B, P-68141C, and P-68141D; Sludge Return Pumps P-68142A and P-68142B; Sand Filter Feed Pumps P-68144A and P-68144B; Sand Filter Backwash Pumps P-68145A and P-68145B; POTBA Aeration Tank Compressor - Standby Lube Oil Pump P-68152A; POTBA Aeration Tank Compressor - Auxiliary Lube Oil Pump P-68152B; Clarifier Scum Pump P-68153; Final Clarifier Drive SP-68138; Aeration Compressors A and B Lube Oil Consoles SP-68367A and SP-68367B; Aeration Compressors A and B Blow-Off Valve Silencers SP-68368A and SP-68368B; Jet Aeration Systems SP-68901A and SP-68901B; RTO Combustion Air Blower Inlet Silencer SP-68991; RTOs F-68154A and RTO F-68154B; RTO Off Gas Transfer Blowers BL-98154A and BL68154B; RTO Combustion Air Fans BL-68155A and BL-68155B; RTO Combustion Air Blower Inlet Air Filter FLT-68900; Degas Tank Mixer M-68101; Scum Tank TK-68117; WWT Air Compressors A and B Lube Oil Reservoirs TK-68130A and TK-68130B; Aeration Tank TK-68901; Degas Tank TK-68902; Final Clarifier Package TK-68903; and Sand Filter Backwash Tank TK-68904. | The following property is used 100% for pollution control to meet or exceed federal or state regulations: Wastewater treatment facility expansion project consisting of POTBA Aeration Tank Compressors C-68130A and C-68130B; Knock Out / Liquid Seal Drum D-68154; Aeration Tank Recirculation Cooler E-68129; WWT Air Compressors A and B Lube Oil Coolers A, C, B and D E-68416A, E-68416C, E-68416B and E-68416D; WWT Air Compressors A and B Lube Oil Reservoir Heaters E-68417A and E-68417B; WWT Sand Filter Packages FLT-68144A, FLT-68144B, FLT-68144C, and FLT-68144D; WWT Air Compressors A and B Lube Oil Filters A, C, B and D FLT-68145A, FLT-68145C, FLT-68145B, and FLT-68145D; WWT Air Compressors A and B Inlet Air Filter FLT-68146A and FLT-68146B; WWT Aeration Tank Compressor B Motor MC-68130B; POTBA Aeration Tank Compressor - Main Lube Oil Pumps P-68130A and P-68130B; Aeration Tank Recirculation Pumps P-68141A, P-68141B, P-68141C, and P-68141D; Sludge Return Pumps P-68142A and P-68142B; Sand Filter Feed Pumps P-68144A and P-68144B; Sand Filter Backwash Pumps P-68145A and P-68145B; POTBA Aeration Tank Compressor - Standby Lube Oil Pump P-68152A; POTBA Aeration Tank Compressor - Auxiliary Lube Oil Pump P-68152B; Clarifier Scum Pump P-68153; Final Clarifier Drive SP-68138; Aeration Compressors A and B Lube Oil Consoles SP-68367A and SP-68367B; Aeration Compressors A and B Blow-Off Valve Silencers SP-68368A and SP-68368B; Jet Aeration Systems SP-68901A and SP-68901B; RTO Combustion Air Blower Inlet Silencer SP-68991; RTOs F-68154A and RTO F-68154B; RTO Off Gas Transfer Blowers BL-98154A and BL68154B; RTO Combustion Air Fans BL-68155A and BL-68155B; RTO Combustion Air Blower Inlet Air Filter FLT-68900; Degas Tank Mixer M-68101; Scum Tank TK-68117; WWT Air Compressors A and B Lube Oil Reservoirs TK-68130A and TK-68130B; Aeration Tank TK-68901; Degas Tank TK-68902; Final Clarifier Package TK-68903; and Sand Filter Backwash Tank TK-68904. | 2022-07-25 | 64695550 | 100
24640 | T3 | LYONDELL CHEMICAL COMPANY | LYONDELL CHEMICAL CHANNELVIEW | 2502 SHELDON RD | CHANNELVIEW | TX | 77530 | HARRIS | CN600344402 | RN100633650 | The purpose of the Enhanced Flare Vent Gas Recovery system is to reduce the flare load by recovering hydrocarbons from process vent streams. Liquid product is recycled back to the process or sent to liquid fuel storage. Recovered vent gas is sent to the fuel gas system, which supplies fuel to the Steam Boiler Packages. Vent gas from the Crude TBA Column Vacuum System is sent to the Crude TBA Vent Gas Condenser E. which cools the vent gas. Two-phase flow from the Crude TBA Vent Gas Condenser is then routed to Vent Gas Knockout Drum 1. A header is used to collect vent gases from the Vent Gas Separator, WFE Vacuum System, Batch Catalyst Solution Surge Tank, and Final Catalyst Solution Surge Tank. The vapor vent gas is routed to a separate nozzle on Vent Gas Knockout Drum 1. The recovered hydrocarbon liquid from Vent Gas Knockout Drum 1 is pumped by the Recovered TBA Pumps to the Crude PO Tower. The combined vapor overhead from Vent Gas Knockout Drum 1 flows to the suction of the Vent Gas Compressor. Excess vapor is vented to the continuous flare header on pressure control. The Vent Gas Compressor compresses the vent gas, which is then routed to the Vent Gas Cooler to cool the vent gas. The Vent Gas Cooler is sent to the Vent Gas Knockout Drum 2. The recovered hydrocarbon liquid from Vent Gas Knockout Drum 2 is sent to the Dry Liquid Fuel Tank. A bidirectional, normally no flow line connects the liquid lines from Vent Gas Knockout Drum 1 and Vent Gas Knockout Drum 2 to provide operational flexibility in the recovered product destination. The recovered vent gas from the Vent Gas Knockout Drum 2 overhead is combined with other process waste fuel gases in a collection header and then sent to the Fuel Gas Knockout Drum. This a Tier III application requesting a partial determination for the Enhanced Flare Vent Gas Recovery System. The Enhanced Flare Vent Gas Recovery system includes the following equipment Vent Gas Compressor C-86061, Vent Gas Knockout Drum 1 D-86061, Vent Gas Knockout Drum 2 D-86062, Crude TBA Vent Gas Condenser E-86061, Vent Gas Cooler E-86062, and Recovered TBA Pumps P86061A and B. | NOD Response not received | 2022-07-16 | 7190003 | 98
24641 | T1 | CALPINE BOSQUE ENERGY CENTER LLC | CALPINE BOSQUE ENERGY CENTER | 575 COUNTY ROAD 3610 | CLIFTON | TX | 76634 | BOSQUE | CN604159848 | RN100226232 | Selective catalytic reduction catalyst replacement for Gas Turbines 1 and 2. | The following property is used 100% for pollution control to meet or exceed federal or state regulations: Selective catalytic reduction catalyst replacement for Gas Turbines 1 and 2. | 2022-05-23 | 1662937 | 100
24642 | T1 | PASADENA COGENERATION LP | PASADENA COGENERATION | Latitude = 30.209166, Longitude = -95.3025 | Harris County | TX | 77506 | HARRIS | CN601228604 | RN100222041 | Heat recovery steam generator Unit 3 HARP HP economizer replacement. | The following property is used 65% for pollution control and is installed to meet or exceed federal or state regulations: Heat recovery steam generator Unit 3 HARP HP economizer replacement. | 2022-06-08 | 2045656 | 65
24643 | T1 | CORPUS CHRISTI COGENERATION LLC | CORPUS CHRISTI COGENERATION | 3952 BUDDY LAWRENCE DR | CORPUS CHRISTI | TX | 78407 | NUECES | CN600131726 | RN100224302 | Heat recovery steam generator Unit 1 evaporator replacement and Unit 2 HARP HP economizer replacement. | The following property is used 65% for pollution control to meet or exceed federal or state regulations: Heat recovery steam generator Unit 1 evaporator replacement and Unit 2 HARP HP economizer replacement. | 2022-05-23 | 6241250 | 65
24644 | T1 | CORPUS CHRISTI COGENERATION LLC | CORPUS CHRISTI COGENERATION | 3952 BUDDY LAWRENCE DR | CORPUS CHRISTI | TX | 78407 | NUECES | CN600131726 | RN100224302 | The incremental cost difference of upgraded firing elements on low-NOx burners duct burners for CT 1 versus similar firing elements on burners without NOx controls. | The following property is used 100% for pollution control and is installed to meet or exceed federal or state regulations: The incremental cost difference of upgraded firing elements on low-NOx burners duct burners for CT 1 versus similar firing elements on burners without NOx controls. | 2022-08-29 | 913210 | 100
24645 | T1 | PASADENA COGENERATION LP | PASADENA COGENERATION | Latitude = 30.209166, Longitude = -95.3025 | Harris County | TX | 77506 | HARRIS | CN601228604 | RN100222041 | Upgraded ammonia injection system sensors in the selective catalytic reduction unit. | The following property is used 100% for pollution control and is installed to meet or exceed federal or state regulations: Upgraded ammonia injection grid system sensors in the selective catalytic reduction system. | 2022-09-06 | 404323 | 100
24646 | T1 | AGRIUM US INC | AGRIUM US BORGER NITROGEN OPERATIONS | Latitude = 35.641666, Longitude = -101.422777 | Hutchinson County | TX | 79007 | HUTCHINSON | CN600128227 | RN101865715 | NOx is a precursor to ozone formation. It is important to reduce NOx emissions for this reason. The elected NOx reduction technology for the Primary Reformer Furnace and Auxiliary Boiler is ultra-low NOx burners. According to The John Zink Hamworthy Combustion Handbook, ultra-low NOx burners curtail the formation of NOx emissions by delaying the combustion.... which lowers the peak flame temperatures and reduces the thermal NOx production. In low NOx burners, the delay is achieved by staging the air or staging the fuel in two zones.1 The ultra-low NOx burners are located adjacent to the boiler and furnace firebox. This equipment is physically attached to the Primary Reformer furnace 101-B and the Auxiliary Boiler BG101B, respectively. The pollution control property does not include land. 1Charles E. Baukal, Jr. The John Zink Hamworthy Combustion Handbook, 2ed, Volume 3. Boca Raton, FL CRC Press, 2014. Textbook. pp. 4-5 | NOD Response not received | 2022-08-12 | 7900000 | 100
24647 | T1 | AGRIUM US INC | AGRIUM US BORGER NITROGEN OPERATIONS | Latitude = 35.641666, Longitude = -101.422777 | Hutchinson County | TX | 79007 | HUTCHINSON | CN600128227 | RN101865715 | The current stormwater system is outdated and undersized. Present efforts to remedy this situation include the removal portions of the existing system and the installation of Storm Water Control Area 2. This project provides flood protection and promotes the segregation of stormwater from wastewater, which reduces the potential for stormwater impacting the performance of the disposal ponds and injection wells. The project includes the installation of a new stormwater conveyance system capable of providing flood protection. This enables operators to properly dispose of process contact stormwater and wastewater using the existing UIC disposal well system. The focus of this project is on the south and southeast side of the property. The pollution control property does not include land. Note that the work in this application includes Area 2, and the BNO Storm Water Control Project contains three areas. | NOD Response not received | 2022-08-12 | 2283400 | 100
24648 | T1 | GEORGIA-PACIFIC WOOD PRODUCTS LLC | GEORGIA-PACIFIC DIBOLL LUMBER OPERATIONS | 100 MARTIN LUTHER KING JR ST | DIBOLL | TX | 75941 | ANGELINA | CN603126640 | RN104725445 | Boiler exhaust scrubber system consisting of a wet scrubber, stack, and quench system installed at EPN LU-09. | The following property is used 100% for pollution control and is installed to meet or exceed federal or state regulations: Boiler exhaust scrubber system consisting of a wet scrubber, stack, and quench system installed at EPN LU-09. | 2022-09-20 | 1069688 | 100
24649 | T1 | KOY CONCRETE LTD | KOY CONCRETE | 31602 JORDAN ROAD | BROOKSHIRE | TX | 77423 | FORT BEND | CN602797011 | RN110929627 | Approximately 193,214 square feet of concrete paving. | The following property is used 100% for pollution control to meet or exceed federal or state regulations: Approximately 193,214 square feet of concrete paving. | 2022-09-26 | 383000 | 100
24650 | T1 | VP RACING FUELS INC | VP RACING FUELS | 7124 RICHTER RD | ELMENDORF | TX | 78112 | BEXAR | CN601264096 | RN102471331 | Vapor recovery project. | NOD Response not received | 2022-07-25 | 1841634 | 100
24651 | T1 | SM ENERGY COMPANY | TRITON SWD | Latitude = 32.456815, Longitude = -101.743436 | Martin County | TX | 79713 | MARTIN | CN600512628 | RN111526828 | The property is a salt water disposal facility, used solely for non-commercial purposes. Its purpose is to dispose of salt water that is produced in the drilling and extraction of oil and gas in an environmentally appropriate manner. The facility is specifically designed to protect both groundwater and underground water sources. The salt water is injected into this facility and delivered to an underground zone that is determined to be appropriate by the Texas Railroad Commission. The facility is the final process after the salt water is separated from oil and gas. The SWD Facility includes Equipment listing for surface facility included in Exhibit B Tanks, pumps, filters, wellhead, well casing to protect zones not intended for disposal, tubing to control the flow inside the casing, meters to measure the amount of water disposed, valves to control the flow, and piping to control the water flow and to protect from the saltwater escaping. Exhibit A is a flow diagram of the SWD well facilities. The function of each major item of equipment is further described below. The Saltwater arrives at the well by piping. The piping bring the saltwater from the well sites.The water is then pumped into the tanks. Separate pumps, which are part of the facility, move the water from the tanks down to the wellbore. The meters on site measure the volume and pressure of the water that is being disposed. This water is pushed into one of the tanks, which acts as a settling vessel. Any skim of oil present is transferred into the oil storage tanks. The Skim Oil Tanks and their costs have been excepted from this application. They are merely identified as part of the total process. The water is transferred out to either set of two water storage tanks. Pumps are used to move the water through the process and then injected into the wellhead. The entire process is designed to protect the land and freshwater zones underground from the saltwater being disposed. Included with this application are the disposal wells which are solely connected to this facility. | NOD response not received | 2022-09-01 | 479270 | 100
24652 | T1 | PARAMONT CAPITAL LLC | PARAMONT MFG | 10285 NORTH FWY | FORT WORTH | TX | 76177 | TARRANT | CN606053445 | RN104098082 | Regenerative thermal oxidizer, EPN RTO. | The following property is used 100% for pollution control and is installed to meet or exceed federal or state regulations: Regenerative thermal oxidizer, EPN RTO. | 2022-09-01 | 503843 | 100
24653 | T1 | AIR PRODUCTS AND CHEMICALS INC | AIR PRODUCTS HELIUM BEAUMONT TX | 6900 ERIE ST | BEAUMONT | TX | 77705 | JEFFERSON | CN600381974 | RN111102133 | Air Products LLC has constructed and operates a helium He loading/offloading station located at 6900 Erie Street, Beaumont, TX 77705. Helium is offloaded from liquid helium ISO containers and gaseous helium tube trailers and conveyed via a customer underground pipeline to a salt cavern for storage. Withdrawn gaseous helium is loaded by the pipeline to tube trailers for export to other Air Products Facilities. The facility will include the following equipment to improve helium containment Gas Bag Helium Recovery System A-180, Personnel Monitors A-64, Leak Detection Devices A-64 | Application withdrawn by applicant | 2022-12-14 | 147000 | 100
24654 | T1 | AIR PRODUCTS AND CHEMICALS INC | AIR PRODUCTS HELIUM BEAUMONT TX | 6900 ERIE ST | BEAUMONT | TX | 77705 | JEFFERSON | CN600381974 | RN111102133 | Oil-water separator and vault, wastewater tank, and process piping that interconnects them; secondary containment curbing; stormwater detention pond; and spill kits. | The following property is used 100% for pollution control to meet or exceed federal or state regulations: Oil-water separator and vault, wastewater tank, and process piping that interconnects them; secondary containment curbing; stormwater detention pond; and spill kits. | 2022-12-16 | 517800 | 100
24655 | T1 | PANJWANI ENERGY LLC | STAR STOP 109 | 12805 BUFFALO SPEEDWAY | HOUSTON | TX | 77045 | HARRIS | CN604013359 | RN111308367 | Overfill alarms; tank top sumps; automatic tank gauging; automatic line leak detectors; liquid fuel sensors installed between the double walls of tanks and pipes to monitor for leaks; the incremental difference in cost between two 20,000-gallon double-walled tanks and comparable single-walled tanks; the incremental difference in cost between double-walled piping and single-walled piping; and the incremental difference in cost between the concrete paving covering the underground tanks and pipes and the other paving at the facility calculated using the difference in cost per square foot. | The following property is used 100% for pollution control and is installed to meet or exceed federal or state regulations: Overfill alarms; tank top sumps; automatic tank gauging; automatic line leak detectors; liquid fuel sensors installed between the double walls of tanks and pipes to monitor for leaks; the incremental difference in cost between two 20,000-gallon double-walled tanks and comparable single-walled tanks; the incremental difference in cost between double-walled piping and single-walled piping; and the incremental difference in cost between the concrete paving covering the underground tanks and pipes and the other paving at the facility calculated using the difference in cost per square foot. | 2022-11-09 | 696050 | 100
24656 | T1 | PANJWANI ENERGY LLC | STAR STOP 128 | 1300 NASA PKWY | HOUSTON | TX | 77058 | HARRIS | CN604013359 | RN109904516 | Overfill alarms; tank top sumps; automatic tank gauging; automatic line leak detectors; liquid fuel sensors installed between the double walls of tanks and pipes to monitor for leaks; the incremental difference in cost between three 20,000-gallon double-walled tanks and comparable single-walled tanks; the incremental difference in cost between double-walled piping and single-walled piping; and the incremental difference in cost between the concrete paving covering the underground tanks and pipes and the other paving at the facility calculated using the difference in cost per square foot. | The following property is used 100% for pollution control and is installed to meet or exceed federal or state regulations: Overfill alarms; tank top sumps; automatic tank gauging; automatic line leak detectors; liquid fuel sensors installed between the double walls of tanks and pipes to monitor for leaks; the incremental difference in cost between three 20,000-gallon double-walled tanks and comparable single-walled tanks; the incremental difference in cost between double-walled piping and single-walled piping; and the incremental difference in cost between the concrete paving covering the underground tanks and pipes and the other paving at the facility calculated using the difference in cost per square foot. | 2022-11-09 | 879075 | 100
24657 | T1 | PANJWANI ENERGY LLC | STAR STOP 127 | 10231 CLAY RD | HOUSTON | TX | 77041 | HARRIS | CN604013359 | RN110646726 | Overfill alarms; tank top sumps; automatic tank gauging; automatic line leak detectors; liquid fuel sensors installed between the double walls of tanks and pipes to monitor for leaks; the incremental difference in cost between two 20,000-gallon double-walled tanks and comparable single-walled tanks; the incremental difference in cost between double-walled piping and single-walled piping; and the incremental difference in cost between the concrete paving covering the underground tanks and pipes and the other paving at the facility calculated using the difference in cost per square foot. | The following property is used 100% for pollution control and is installed to meet or exceed federal or state regulations: Overfill alarms; tank top sumps; automatic tank gauging; automatic line leak detectors; liquid fuel sensors installed between the double walls of tanks and pipes to monitor for leaks; the incremental difference in cost between two 20,000-gallon double-walled tanks and comparable single-walled tanks; the incremental difference in cost between double-walled piping and single-walled piping; and the incremental difference in cost between the concrete paving covering the underground tanks and pipes and the other paving at the facility calculated using the difference in cost per square foot. | 2022-11-14 | 776050 | 100
24658 | T1 | JEFFERSON RAILPORT TERMINAL I TEXAS LLC | JEFFERSON RAILPORT TERMINAL | Latitude = 30.0832, Longitude = -94.086077 | Orange County | TX | 77662 | ORANGE | CN604653774 | RN106402894 | The incremental cost difference of four low-NOx burners versus similar burners without NOx controls installed on boilers. | The following property is used 100% for pollution control to meet or exceed federal or state regulations: The incremental cost difference of four low-NOx burners versus similar burners without NOx controls installed on boilers. | 2022-12-08 | 102001 | 100
24659 | T1 | PANJWANI ENERGY LLC | TNL SHELL | 10230 EAST FWY | HOUSTON | TX | 77029 | HARRIS | CN604013359 | RN102793932 | Overfill alarms; tank top sumps; automatic tank gauging; automatic line leak detectors; liquid fuel sensors installed between the double walls of tanks and pipes to monitor for leaks; the incremental difference in cost between two 20,000-gallon double-walled tanks and comparable single-walled tanks; the incremental difference in cost between double-walled piping and single-walled piping; and the incremental difference in cost between the concrete paving covering the underground tanks and pipes and the other paving at the facility calculated using the difference in cost per square foot. | The following property is used 100% for pollution control and is installed to meet or exceed federal or state regulations: Overfill alarms; tank top sumps; automatic tank gauging; automatic line leak detectors; liquid fuel sensors installed between the double walls of tanks and pipes to monitor for leaks; the incremental difference in cost between two 20,000-gallon double-walled tanks and comparable single-walled tanks; the incremental difference in cost between double-walled piping and single-walled piping; and the incremental difference in cost between the concrete paving covering the underground tanks and pipes and the other paving at the facility calculated using the difference in cost per square foot. | 2022-11-21 | 856050 | 100
24660 | T1 | PANJWANI ENERGY LLC | STAR STOP 125 | 3535 HIGHWAY 6 S | HOUSTON | TX | 77082 | HARRIS | CN604013359 | RN110266681 | Overfill alarms; tank top sumps; automatic tank gauging; automatic line leak detectors; liquid fuel sensors installed between the double walls of tanks and pipes to monitor for leaks; the incremental difference in cost between three 20,000-gallon double-walled tanks and comparable single-walled tanks; the incremental difference in cost between double-walled piping and single-walled piping; and the incremental difference in cost between the concrete paving covering the underground tanks and pipes and the other paving at the facility calculated using the difference in cost per square foot. | The following property is used 100% for pollution control and is installed to meet or exceed federal or state regulations: Overfill alarms; tank top sumps; automatic tank gauging; automatic line leak detectors; liquid fuel sensors installed between the double walls of tanks and pipes to monitor for leaks; the incremental difference in cost between three 20,000-gallon double-walled tanks and comparable single-walled tanks; the incremental difference in cost between double-walled piping and single-walled piping; and the incremental difference in cost between the concrete paving covering the underground tanks and pipes and the other paving at the facility calculated using the difference in cost per square foot. | 2022-12-01 | 1204075 | 100
24661 | T1 | PANJWANI ENERGY LLC | STAR STOP 110 | 1415 STUDEMONT ST | HOUSTON | TX | 77007 | HARRIS | CN604013359 | RN111452033 | Overfill alarms; tank top sumps; automatic tank gauging; automatic line leak detectors; liquid fuel sensors installed between the double walls of tanks and pipes to monitor for leaks; the incremental difference in cost between one 30,000-gallon and one 20,000-gallon double-walled tanks and comparable single-walled tanks; the incremental difference in cost between double-walled piping and single-walled piping; and the incremental difference in cost between the concrete paving covering the underground tanks and pipes and the other paving at the facility calculated using the difference in cost per square foot. | The following property is used 100% for pollution control and is installed to meet or exceed federal or state regulations: Overfill alarms; tank top sumps; automatic tank gauging; automatic line leak detectors; liquid fuel sensors installed between the double walls of tanks and pipes to monitor for leaks; the incremental difference in cost between one 30,000-gallon and one 20,000-gallon double-walled tanks and comparable single-walled tanks; the incremental difference in cost between double-walled piping and single-walled piping; and the incremental difference in cost between the concrete paving covering the underground tanks and pipes and the other paving at the facility calculated using the difference in cost per square foot. | 2022-12-01 | 1111050 | 100
24662 | T1 | PANJWANI ENERGY LLC | STAR STOP 112 | 1202 TELEPHONE RD | HOUSTON | TX | 77023 | HARRIS | CN604013359 | RN111307765 | Overfill alarms; tank top sumps; automatic tank gauging; automatic line leak detectors; liquid fuel sensors installed between the double walls of tanks and pipes to monitor for leaks; the incremental difference in cost between one 32,000-gallon double-walled tank and a comparable single-walled tank the incremental difference in cost between double-walled piping and single-walled piping; and the incremental difference in cost between the concrete paving covering the underground tanks and pipes and the other paving at the facility calculated using the difference in cost per square foot. | The following property is used 100% for pollution control and is installed to meet or exceed federal or state regulations: Overfill alarms; tank top sumps; automatic tank gauging; automatic line leak detectors; liquid fuel sensors installed between the double walls of tanks and pipes to monitor for leaks; the incremental difference in cost between one 32,000-gallon double-walled tank and a comparable single-walled tank the incremental difference in cost between double-walled piping and single-walled piping; and the incremental difference in cost between the concrete paving covering the underground tanks and pipes and the other paving at the facility calculated using the difference in cost per square foot. | 2022-12-01 | 513025 | 100
24663 | T1 | PANJWANI ENERGY LLC | PANJWANI ENERGY | 1150 W SAM HOUSTON PKWY N | HOUSTON | TX | 77043 | HARRIS | CN604013359 | RN110759420 | Overfill alarms; tank top sumps; automatic tank gauging; automatic line leak detectors; liquid fuel sensors installed between the double walls of tanks and pipes to monitor for leaks; the incremental difference in cost between two 20,000-gallon and one 6,000-gallon double-walled tanks and comparable single-walled tanks; the incremental difference in cost between double-walled piping and single-walled piping; and the incremental difference in cost between the concrete paving covering the underground tanks and pipes and the other paving at the facility calculated using the difference in cost per square foot. | The following property is used 100% for pollution control and is installed to meet or exceed federal or state regulations: Overfill alarms; tank top sumps; automatic tank gauging; automatic line leak detectors; liquid fuel sensors installed between the double walls of tanks and pipes to monitor for leaks; the incremental difference in cost between two 20,000-gallon and one 6,000-gallon double-walled tanks and comparable single-walled tanks; the incremental difference in cost between double-walled piping and single-walled piping; and the incremental difference in cost between the concrete paving covering the underground tanks and pipes and the other paving at the facility calculated using the difference in cost per square foot. | 2022-12-01 | 834075 | 100
24664 | T1 | PANJWANI ENERGY PROPERTIES LLC | STAR STOP 122 | 2819 W TC JESTER | HOUSTON | TX | 77018 | HARRIS | CN605014786 | RN111519302 | Overfill alarm; tank top sump; automatic tank gauging; automatic line leak detector; liquid fuel sensors installed between the double walls of tanks and pipes to monitor for leaks; the incremental difference in cost between one 32,000-gallon double-walled tank and a comparable single-walled tank; the incremental difference in cost between double-walled piping and single-walled piping; and the incremental difference in cost between the concrete paving covering the underground tanks and pipes and the other paving at the facility calculated using the difference in cost per square foot. | The following property is used 100% for pollution control to meet or exceed federal or state regulations: Overfill alarm; tank top sump; automatic tank gauging; automatic line leak detector; liquid fuel sensors installed between the double walls of tanks and pipes to monitor for leaks; the incremental difference in cost between one 32,000-gallon double-walled tank and a comparable single-walled tank; the incremental difference in cost between double-walled piping and single-walled piping; and the incremental difference in cost between the concrete paving covering the underground tanks and pipes and the other paving at the facility calculated using the difference in cost per square foot. | 2022-12-14 | 633025 | 100
24665 | T1 | PANJWANI ENERGY LLC | PANJWANI ENERGY STAR STOP 104 | 3235 TELEPHONE RD | HOUSTON | TX | 77023 | HARRIS | CN604013359 | RN100868702 | Overfill alarms; tank top sumps; automatic tank gauging; automatic line leak detectors; liquid fuel sensors installed between the double walls of tanks and pipes to monitor for leaks; the incremental difference in cost between one 30,000-gallon and one 20,000-gallon double-walled tank and comparable single-walled tanks; the incremental difference in cost between double-walled piping and single-walled piping; and the incremental difference in cost between the concrete paving covering the underground tanks and pipes and the other paving at the facility calculated using the difference in cost per square foot. | The following property is used 100% for pollution control to meet or exceed federal or state regulations: Overfill alarms; tank top sumps; automatic tank gauging; automatic line leak detectors; liquid fuel sensors installed between the double walls of tanks and pipes to monitor for leaks; the incremental difference in cost between one 30,000-gallon and one 20,000-gallon double-walled tank and comparable single-walled tanks; the incremental difference in cost between double-walled piping and single-walled piping; and the incremental difference in cost between the concrete paving covering the underground tanks and pipes and the other paving at the facility calculated using the difference in cost per square foot. | 2022-12-14 | 1111050 | 100
24666 | T1 | ATMOS ENERGY CORPORATION | MID-TEX PIPELINE SEGMENT IN JOHNSON COUNTY | MID-TEX PIPELINE SEGMENT IN JOHNSON COUNTY | Johnson County | TX | 76031 | JOHNSON | CN602730319 | RN111619516 | Sedimentation and erosion controls consisting of slope breakers, silt fences, sedimentation barriers, staked hay or straw bales, matting and diking. | The following property is used 100% for pollution control to meet or exceed federal or state regulations: Sedimentation and erosion controls consisting of slope breakers, silt fences, sedimentation barriers, staked hay or straw bales, matting and diking. | 2022-12-21 | 130913 | 100
24667 | T1 | ATMOS ENERGY CORPORATION | MID-TEX PIPELINE SEGMENT IN TARRANT COUNTY | MID-TEX PIPELINE SEGMENT IN TARRANT COUNTY | Tarrant County | TX | 76006 | TARRANT | CN602730319 | RN111619524 | Sedimentation and erosion controls consisting of slope breakers, silt fences, sedimentation barriers, staked hay or straw bales, matting and diking. | The following property is used 100% for pollution control to meet or exceed federal or state regulations: Sedimentation and erosion controls consisting of slope breakers, silt fences, sedimentation barriers, staked hay or straw bales, matting and diking. | 2022-12-21 | 141809 | 100
24668 | T1 | ATMOS ENERGY CORPORATION | MID-TEX PIPELINE SEGMENT IN TOM GREEN COUNTY | MID-TEX PIPELINE SEGMENT IN TOM GREEN COUNTY | Tom Green County | TX | 76901 | TOM GREEN | CN602730319 | RN111619532 | Sedimentation and erosion controls consisting of slope breakers, silt fences, sedimentation barriers, staked hay or straw bales, matting and diking. | The following property is used 100% for pollution control to meet or exceed federal or state regulations: Sedimentation and erosion controls consisting of slope breakers, silt fences, sedimentation barriers, staked hay or straw bales, matting and diking. | 2022-12-21 | 154771 | 100
24669 | T1 | ATMOS ENERGY CORPORATION | MID-TEX PIPELINE SEGMENT IN HILL COUNTY | MID-TEX PIPELINE SEGMENT IN HILL COUNTY | Hill County | TX | 76645 | HILL | CN602730319 | RN111619540 | Sedimentation and erosion controls consisting of slope breakers, silt fences, sedimentation barriers, staked hay or straw bales, matting and diking. | The following property is used 100% for pollution control to meet or exceed federal or state regulations: Sedimentation and erosion controls consisting of slope breakers, silt fences, sedimentation barriers, staked hay or straw bales, matting and diking. | 2022-12-21 | 188918 | 100
24670 | T1 | ATMOS ENERGY CORPORATION | MID-TEX PIPELINE SEGMENT IN NOLAN COUNTY | MID-TEX PIPELINE SEGMENT IN NOLAN COUNTY | Nolan County | TX | 79556 | NOLAN | CN602730319 | RN111619557 | Sedimentation and erosion controls consisting of slope breakers, silt fences, sedimentation barriers, staked hay or straw bales, matting and diking. | The following property is used 100% for pollution control to meet or exceed federal or state regulations: Sedimentation and erosion controls consisting of slope breakers, silt fences, sedimentation barriers, staked hay or straw bales, matting and diking. | 2022-12-21 | 191917 | 100
24671 | T1 | ATMOS ENERGY CORPORATION | MID-TEX PIPELINE SEGMENT IN THROCKMORTON COUNTY | MID-TEX PIPELINE SEGMENT IN THROCKMORTON COUNTY | Throckmorton County | TX | 76483 | THROCKMORTON | CN602730319 | RN111619565 | Sedimentation and erosion controls consisting of slope breakers, silt fences, sedimentation barriers, staked hay or straw bales, matting and diking. | The following property is used 100% for pollution control to meet or exceed federal or state regulations: Sedimentation and erosion controls consisting of slope breakers, silt fences, sedimentation barriers, staked hay or straw bales, matting and diking. | 2022-12-21 | 244750 | 100
24672 | T1 | ATMOS ENERGY CORPORATION | MID-TEX PIPELINE SEGMENT IN GRIMES COUNTY | MID-TEX PIPELINE SEGMENT IN GRIMES COUNTY | Grimes County | TX | 77830 | GRIMES | CN602730319 | RN111619573 | Sedimentation and erosion controls consisting of slope breakers, silt fences, sedimentation barriers, staked hay or straw bales, matting and diking. | The following property is used 100% for pollution control to meet or exceed federal or state regulations: Sedimentation and erosion controls consisting of slope breakers, silt fences, sedimentation barriers, staked hay or straw bales, matting and diking. | 2022-12-21 | 246113 | 100
24673 | T1 | ATMOS ENERGY CORPORATION | MID-TEX PIPELINE SEGMENT IN HUNT COUNTY | MID-TEX PIPELINE SEGMENT IN HUNT COUNTY | Hunt County | TX | 75401 | HUNT | CN602730319 | RN111619581 | Sedimentation and erosion controls consisting of slope breakers, silt fences, sedimentation barriers, staked hay or straw bales, matting and diking. | The following property is used 100% for pollution control to meet or exceed federal or state regulations: Sedimentation and erosion controls consisting of slope breakers, silt fences, sedimentation barriers, staked hay or straw bales, matting and diking. | 2022-12-21 | 293286 | 100
24674 | T1 | ATMOS ENERGY CORPORATION | MID-TEX PIPELINE SEGMENT IN FISHER COUNTY | MID-TEX PIPELINE SEGMENT IN FISHER COUNTY | Fisher County | TX | 79543 | FISHER | CN602730319 | RN111619599 | Sedimentation and erosion controls consisting of slope breakers, silt fences, sedimentation barriers, staked hay or straw bales, matting and diking. | The following property is used 100% for pollution control to meet or exceed federal or state regulations: Sedimentation and erosion controls consisting of slope breakers, silt fences, sedimentation barriers, staked hay or straw bales, matting and diking. | 2022-12-21 | 294256 | 100
24675 | T1 | ATMOS ENERGY CORPORATION | MID-TEX PIPELINE SEGMENT IN DENTON COUNTY | MID-TEX PIPELINE SEGMENT IN DENTON COUNTY | Denton County | TX | 75065 | DENTON | CN602730319 | RN111619607 | Sedimentation and erosion controls consisting of slope breakers, silt fences, sedimentation barriers, staked hay or straw bales, matting and diking. | The following property is used 100% for pollution control to meet or exceed federal or state regulations: Sedimentation and erosion controls consisting of slope breakers, silt fences, sedimentation barriers, staked hay or straw bales, matting and diking. | 2022-12-21 | 407460 | 100
24676 | T1 | ATMOS ENERGY CORPORATION | MID-TEX PIPELINE SEGMENT IN MADISON COUNTY | MID-TEX PIPELINE SEGMENT IN MADISON COUNTY | Madison County | TX | 77864 | MADISON | CN602730319 | RN111619615 | Sedimentation and erosion controls consisting of slope breakers, silt fences, sedimentation barriers, staked hay or straw bales, matting and diking. | The following property is used 100% for pollution control to meet or exceed federal or state regulations: Sedimentation and erosion controls consisting of slope breakers, silt fences, sedimentation barriers, staked hay or straw bales, matting and diking. | 2022-12-21 | 419656 | 100
24677 | T1 | ATMOS ENERGY CORPORATION | MID-TEX PIPELINE SEGMENT IN SAN SABA COUNTY | MID-TEX PIPELINE SEGMENT IN SAN SABA COUNTY | San Saba County | TX | 76877 | SAN SABA | CN602730319 | RN111619623 | Sedimentation and erosion controls consisting of slope breakers, silt fences, sedimentation barriers, staked hay or straw bales, matting and diking. | The following property is used 100% for pollution control to meet or exceed federal or state regulations: Sedimentation and erosion controls consisting of slope breakers, silt fences, sedimentation barriers, staked hay or straw bales, matting and diking. | 2022-12-21 | 430742 | 100
24678 | T1 | ATMOS ENERGY CORPORATION | MID-TEX PIPELINE SEGMENT IN HAMILTON COUNTY | MID-TEX PIPELINE SEGMENT IN HAMILTON COUNTY | Hamilton County | TX | 76531 | HAMILTON | CN602730319 | RN111619631 | Sedimentation and erosion controls consisting of slope breakers, silt fences, sedimentation barriers, staked hay or straw bales, matting and diking. | The following property is used 100% for pollution control to meet or exceed federal or state regulations: Sedimentation and erosion controls consisting of slope breakers, silt fences, sedimentation barriers, staked hay or straw bales, matting and diking. | 2022-12-21 | 459291 | 100
24679 | T1 | ATMOS ENERGY CORPORATION | MID-TEX PIPELINE SEGMENT IN CLAY COUNTY | MID-TEX PIPELINE SEGMENT IN CLAY COUNTY | Clay County | TX | 76365 | CLAY | CN602730319 | RN111619649 | Sedimentation and erosion controls consisting of slope breakers, silt fences, sedimentation barriers, staked hay or straw bales, matting and diking. | The following property is used 100% for pollution control to meet or exceed federal or state regulations: Sedimentation and erosion controls consisting of slope breakers, silt fences, sedimentation barriers, staked hay or straw bales, matting and diking. | 2022-12-21 | 480658 | 100
24680 | T1 | ATMOS ENERGY CORPORATION | MID-TEX PIPELINE SEGMENT IN LAMAR COUNTY | MID-TEX PIPELINE SEGMENT IN LAMAR COUNTY | Lamar County | TX | 75460 | LAMAR | CN602730319 | RN111619656 | Sedimentation and erosion controls consisting of slope breakers, silt fences, sedimentation barriers, staked hay or straw bales, matting and diking. | The following property is used 100% for pollution control to meet or exceed federal or state regulations: Sedimentation and erosion controls consisting of slope breakers, silt fences, sedimentation barriers, staked hay or straw bales, matting and diking. | 2022-12-22 | 487752 | 100
24681 | T1 | ATMOS ENERGY CORPORATION | MID-TEX PIPELINE SEGMENT IN DALLAS COUNTY | MID-TEX PIPELINE SEGMENT IN DALLAS COUNTY | Dallas County | TX | 75001 | DALLAS | CN602730319 | RN111619664 | Sedimentation and erosion controls consisting of slope breakers, silt fences, sedimentation barriers, staked hay or straw bales, matting and diking. | The following property is used 100% for pollution control to meet or exceed federal or state regulations: Sedimentation and erosion controls consisting of slope breakers, silt fences, sedimentation barriers, staked hay or straw bales, matting and diking. | 2022-12-22 | 492409 | 100
24682 | T1 | ATMOS ENERGY CORPORATION | MID-TEX PIPELINE SEGMENT IN TRAVIS COUNTY | MID-TEX PIPELINE SEGMENT IN TRAVIS COUNTY | Travis County | TX | 73301 | TRAVIS | CN602730319 | RN111619672 | Sedimentation and erosion controls consisting of slope breakers, silt fences, sedimentation barriers, staked hay or straw bales, matting and diking. | The following property is used 100% for pollution control to meet or exceed federal or state regulations: Sedimentation and erosion controls consisting of slope breakers, silt fences, sedimentation barriers, staked hay or straw bales, matting and diking. | 2022-12-22 | 531329 | 100
24683 | T1 | ATMOS ENERGY CORPORATION | MID-TEX PIPELINE SEGMENT IN MCLENNAN COUNTY | MID-TEX PIPELINE SEGMENT IN MCLENNAN COUNTY | Mclennan County | TX | 76633 | MCLENNAN | CN602730319 | RN111619680 | Sedimentation and erosion controls consisting of slope breakers, silt fences, sedimentation barriers, staked hay or straw bales, matting and diking. | The following property is used 100% for pollution control to meet or exceed federal or state regulations: Sedimentation and erosion controls consisting of slope breakers, silt fences, sedimentation barriers, staked hay or straw bales, matting and diking. | 2022-12-22 | 532726 | 100
24684 | T1 | ATMOS ENERGY CORPORATION | MID-TEX PIPELINE SEGMENT IN ROBERTSON COUNTY | MID-TEX PIPELINE SEGMENT IN ROBERTSON COUNTY | Robertson County | TX | 77856 | ROBERTSON | CN602730319 | RN111619698 | Sedimentation and erosion controls consisting of slope breakers, silt fences, sedimentation barriers, staked hay or straw bales, matting and diking. | The following property is used 100% for pollution control to meet or exceed federal or state regulations: Sedimentation and erosion controls consisting of slope breakers, silt fences, sedimentation barriers, staked hay or straw bales, matting and diking. | 2022-12-22 | 555809 | 100
24685 | T1 | ATMOS ENERGY CORPORATION | MID-TEX PIPELINE SEGMENT IN FREESTONE COUNTY | MID-TEX PIPELINE SEGMENT IN FREESTONE COUNTY | Freestone County | TX | 75840 | FREESTONE | CN602730319 | RN111619706 | Sedimentation and erosion controls consisting of slope breakers, silt fences, sedimentation barriers, staked hay or straw bales, matting and diking. | The following property is used 100% for pollution control to meet or exceed federal or state regulations: Sedimentation and erosion controls consisting of slope breakers, silt fences, sedimentation barriers, staked hay or straw bales, matting and diking. | 2022-12-22 | 580844 | 100
24686 | T1 | ATMOS ENERGY CORPORATION | MID-TEX PIPELINE SEGMENT IN LEON COUNTY | MID-TEX PIPELINE SEGMENT IN LEON COUNTY | Leon County | TX | 75833 | LEON | CN602730319 | RN111619714 | Sedimentation and erosion controls consisting of slope breakers, silt fences, sedimentation barriers, staked hay or straw bales, matting and diking. | The following property is used 100% for pollution control to meet or exceed federal or state regulations: Sedimentation and erosion controls consisting of slope breakers, silt fences, sedimentation barriers, staked hay or straw bales, matting and diking. | 2022-12-22 | 586659 | 100
24687 | T1 | ATMOS ENERGY CORPORATION | MID-TEX PIPELINE SEGMENT IN WISE COUNTY | MID-TEX PIPELINE SEGMENT IN WISE COUNTY | Wise County | TX | 76234 | WISE | CN602730319 | RN111619722 | Sedimentation and erosion controls consisting of slope breakers, silt fences, sedimentation barriers, staked hay or straw bales, matting and diking. | The following property is used 100% for pollution control to meet or exceed federal or state regulations: Sedimentation and erosion controls consisting of slope breakers, silt fences, sedimentation barriers, staked hay or straw bales, matting and diking. | 2022-12-22 | 591764 | 100
24688 | T1 | ATMOS ENERGY CORPORATION | MID-TEX PIPELINE SEGMENT IN NAVARRO COUNTY | MID-TEX PIPELINE SEGMENT IN NAVARRO COUNTY | Navarro County | TX | 75109 | NAVARRO | CN602730319 | RN111619730 | Sedimentation and erosion controls consisting of slope breakers, silt fences, sedimentation barriers, staked hay or straw bales, matting and diking. | The following property is used 100% for pollution control to meet or exceed federal or state regulations: Sedimentation and erosion controls consisting of slope breakers, silt fences, sedimentation barriers, staked hay or straw bales, matting and diking. | 2022-12-22 | 610493 | 100
24689 | T1 | ATMOS ENERGY CORPORATION | MID-TEX PIPELINE SEGMENT IN BOSQUE COUNTY | MID-TEX PIPELINE SEGMENT IN BOSQUE COUNTY | Bosque County | TX | 76663 | BOSQUE | CN602730319 | RN111619748 | Sedimentation and erosion controls consisting of slope breakers, silt fences, sedimentation barriers, staked hay or straw bales, matting and diking. | The following property is used 100% for pollution control to meet or exceed federal or state regulations: Sedimentation and erosion controls consisting of slope breakers, silt fences, sedimentation barriers, staked hay or straw bales, matting and diking. | 2022-12-22 | 697205 | 100
24690 | T1 | ATMOS ENERGY CORPORATION | MID-TEX PIPELINE SEGMENT IN WILBARGER COUNTY | MID-TEX PIPELINE SEGMENT IN WILBARGER COUNTY | Wilbarger County | TX | 76384 | WILBARGER | CN602730319 | RN111619755 | Sedimentation and erosion controls consisting of slope breakers, silt fences, sedimentation barriers, staked hay or straw bales, matting and diking. | The following property is used 100% for pollution control to meet or exceed federal or state regulations: Sedimentation and erosion controls consisting of slope breakers, silt fences, sedimentation barriers, staked hay or straw bales, matting and diking. | 2022-12-22 | 742301 | 100
24691 | T1 | ATMOS ENERGY CORPORATION | MID-TEX PIPELINE SEGMENT IN BRAZOS COUNTY | MID-TEX PIPELINE SEGMENT IN BRAZOS COUNTY | Brazos County | TX | 77801 | BRAZOS | CN602730319 | RN111619763 | Sedimentation and erosion controls consisting of slope breakers, silt fences, sedimentation barriers, staked hay or straw bales, matting and diking. | The following property is used 100% for pollution control to meet or exceed federal or state regulations: Sedimentation and erosion controls consisting of slope breakers, silt fences, sedimentation barriers, staked hay or straw bales, matting and diking. | 2022-12-23 | 846193 | 100
24692 | T1 | ATMOS ENERGY CORPORATION | MID-TEX PIPELINE SEGMENT IN MONTAGUE COUNTY | MID-TEX PIPELINE SEGMENT IN MONTAGUE COUNTY | Montague County | TX | 76251 | MONTAGUE | CN602730319 | RN111619771 | Sedimentation and erosion controls consisting of slope breakers, silt fences, sedimentation barriers, staked hay or straw bales, matting and diking. | The following property is used 100% for pollution control to meet or exceed federal or state regulations: Sedimentation and erosion controls consisting of slope breakers, silt fences, sedimentation barriers, staked hay or straw bales, matting and diking. | 2022-12-23 | 1009359 | 100
24693 | T1 | ATMOS ENERGY CORPORATION | MID-TEX PIPELINE SEGMENT IN HOPKINS COUNTY | MID-TEX PIPELINE SEGMENT IN HOPKINS COUNTY | Hopkins County | TX | 75482 | HOPKINS | CN602730319 | RN111619789 | Sedimentation and erosion controls consisting of slope breakers, silt fences, sedimentation barriers, staked hay or straw bales, matting and diking. | The following property is used 100% for pollution control to meet or exceed federal or state regulations: Sedimentation and erosion controls consisting of slope breakers, silt fences, sedimentation barriers, staked hay or straw bales, matting and diking. | 2022-12-23 | 1053212 | 100
24694 | T1 | ATMOS ENERGY CORPORATION | MID-TEX PIPELINE SEGMENT IN BELL COUNTY | MID-TEX PIPELINE SEGMENT IN BELL COUNTY | Bell County | TX | 76513 | BELL | CN602730319 | RN111619797 | Sedimentation and erosion controls consisting of slope breakers, silt fences, sedimentation barriers, staked hay or straw bales, matting and diking. | The following property is used 100% for pollution control to meet or exceed federal or state regulations: Sedimentation and erosion controls consisting of slope breakers, silt fences, sedimentation barriers, staked hay or straw bales, matting and diking. | 2022-12-23 | 1305733 | 100
24695 | T1 | ATMOS ENERGY CORPORATION | MID-TEX PIPELINE SEGMENT IN TAYLOR COUNTY | MID-TEX PIPELINE SEGMENT IN TAYLOR COUNTY | Taylor County | TX | 79601 | TAYLOR | CN602730319 | RN111619805 | Sedimentation and erosion controls consisting of slope breakers, silt fences, sedimentation barriers, staked hay or straw bales, matting and diking. | The following property is used 100% for pollution control to meet or exceed federal or state regulations: Sedimentation and erosion controls consisting of slope breakers, silt fences, sedimentation barriers, staked hay or straw bales, matting and diking. | 2022-12-23 | 1481850 | 100
24696 | T1 | ATMOS ENERGY CORPORATION | MID-TEX PIPELINE SEGMENT IN KAUFMAN COUNTY | MID-TEX PIPELINE SEGMENT IN KAUFMAN COUNTY | Kaufman County | TX | 75142 | KAUFMAN | CN602730319 | RN111619813 | Sedimentation and erosion controls consisting of slope breakers, silt fences, sedimentation barriers, staked hay or straw bales, matting and diking. | The following property is used 100% for pollution control to meet or exceed federal or state regulations: Sedimentation and erosion controls consisting of slope breakers, silt fences, sedimentation barriers, staked hay or straw bales, matting and diking. | 2022-12-23 | 2944007 | 100
24697 | T1 | ATMOS ENERGY CORPORATION | MID-TEX PIPELINE SEGMENT IN GREGG COUNTY | MID-TEX PIPELINE SEGMENT IN GREGG COUNTY | Gregg County | TX | 75601 | GREGG | CN602730319 | RN111619821 | Sedimentation and erosion controls consisting of slope breakers, silt fences, sedimentation barriers, staked hay or straw bales, matting and diking. | The following property is used 100% for pollution control to meet or exceed federal or state regulations: Sedimentation and erosion controls consisting of slope breakers, silt fences, sedimentation barriers, staked hay or straw bales, matting and diking. | 2022-12-23 | 2955311 | 100
24698 | T1 | ATMOS ENERGY CORPORATION | MID-TEX PIPELINE SEGMENT IN MCLENNAN COUNTY | MID-TEX PIPELINE SEGMENT IN MCLENNAN COUNTY | Mclennan County | TX | 76633 | MCLENNAN | CN602730319 | RN111619680 | Cathodic protection on the Mid-Tex pipeline segment in McLennan County. | The following property is used 100% for pollution control to meet or exceed federal or state regulations: Cathodic protection on the Mid-Tex pipeline segment in McLennan County. | 2022-12-27 | 136702 | 100
24699 | T1 | ATMOS ENERGY CORPORATION | MID-TEX PIPELINE SEGMENT IN PALO PINTO COUNTY | MID-TEX PIPELINE SEGMENT IN PALO PINTO COUNTY | Palo Pinto County | TX | 76484 | PALO PINTO | CN602730319 | RN111620613 | Cathodic protection on the Mid-Tex pipeline segment in Palo Pinto County. | The following property is used 100% for pollution control to meet or exceed federal or state regulations: Cathodic protection on the Mid-Tex pipeline segment in Palo Pinto County. | 2022-12-28 | 142077 | 100
24700 | T1 | ATMOS ENERGY CORPORATION | MID-TEX PIPELINE SEGMENT IN HOOD COUNTY | MID-TEX PIPELINE SEGMENT IN HOOD COUNTY | Hood County | TX | 76048 | HOOD | CN602730319 | RN111620621 | Cathodic protection on the Mid-Tex pipeline segment in Hood County. | The following property is used 100% for pollution control to meet or exceed federal or state regulations: Cathodic protection on the Mid-Tex pipeline segment in Hood County. | 2022-12-28 | 160369 | 100
24701 | T1 | ATMOS ENERGY CORPORATION | MID-TEX PIPELINE SEGMENT IN NOLAN COUNTY | MID-TEX PIPELINE SEGMENT IN NOLAN COUNTY | Nolan County | TX | 79556 | NOLAN | CN602730319 | RN111619557 | Cathodic protection on the Mid-Tex pipeline segment in Nolan County. | The following property is used 100% for pollution control to meet or exceed federal or state regulations: Cathodic protection on the Mid-Tex pipeline segment in Nolan County. | 2022-12-28 | 162954 | 100
24702 | T1 | ATMOS ENERGY CORPORATION | MID-TEX PIPELINE SEGMENT IN JOHNSON COUNTY | MID-TEX PIPELINE SEGMENT IN JOHNSON COUNTY | Johnson County | TX | 76031 | JOHNSON | CN602730319 | RN111619516 | Cathodic protection on the Mid-Tex pipeline segment in Johnson County. | The following property is used 100% for pollution control to meet or exceed federal or state regulations: Cathodic protection on the Mid-Tex pipeline segment in Johnson County. | 2022-12-28 | 175337 | 100
24703 | T1 | ATMOS ENERGY CORPORATION | MID-TEX PIPELINE SEGMENT IN HUNT COUNTY | MID-TEX PIPELINE SEGMENT IN HUNT COUNTY | Hunt County | TX | 75401 | HUNT | CN602730319 | RN111619581 | Cathodic protection on the Mid-Tex pipeline segment in Hunt County. | The following property is used 100% for pollution control to meet or exceed federal or state regulations: Cathodic protection on the Mid-Tex pipeline segment in Hunt County. | 2022-12-28 | 181380 | 100
24704 | T1 | ATMOS ENERGY CORPORATION | MID-TEX PIPELINE SEGMENT IN FISHER COUNTY | MID-TEX PIPELINE SEGMENT IN FISHER COUNTY | Fisher County | TX | 79543 | FISHER | CN602730319 | RN111619599 | Cathodic protection on the Mid-Tex pipeline segment in Fisher County. | The following property is used 100% for pollution control to meet or exceed federal or state regulations: Cathodic protection on the Mid-Tex pipeline segment in Fisher County. | 2022-12-28 | 185531 | 100
24705 | T1 | ATMOS ENERGY CORPORATION | MID-TEX PIPELINE SEGMENT IN HOPKINS COUNTY | MID-TEX PIPELINE SEGMENT IN HOPKINS COUNTY | Hopkins County | TX | 75482 | HOPKINS | CN602730319 | RN111619789 | Cathodic protection on the Mid-Tex pipeline segment in Hopkins County. | The following property is used 100% for pollution control to meet or exceed federal or state regulations: Cathodic protection on the Mid-Tex pipeline segment in Hopkins County. | 2023-01-06 | 188610 | 100
24706 | T1 | ATMOS ENERGY CORPORATION | MID-TEX PIPELINE SEGMENT IN LLANO COUNTY | MID-TEX PIPELINE SEGMENT IN LLANO COUNTY | Llano County | TX | 78643 | LLANO | CN602730319 | RN111620639 | Cathodic protection on the Mid-Tex pipeline segment in Llano County. | The following property is used 100% for pollution control to meet or exceed federal or state regulations: Cathodic protection on the Mid-Tex pipeline segment in Llano County. | 2022-12-28 | 201306 | 100
24707 | T1 | ATMOS ENERGY CORPORATION | MID-TEX PIPELINE SEGMENT IN BRAZOS COUNTY | MID-TEX PIPELINE SEGMENT IN BRAZOS COUNTY | Brazos County | TX | 77801 | BRAZOS | CN602730319 | RN111619763 | Cathodic protection on the Mid-Tex pipeline segment in Brazos County. | The following property is used 100% for pollution control to meet or exceed federal or state regulations: Cathodic protection on the Mid-Tex pipeline segment in Brazos County. | 2022-12-28 | 202100 | 100
24708 | T1 | ATMOS ENERGY CORPORATION | MID-TEX PIPELINE SEGMENT IN EASTLAND COUNTY | MID-TEX PIPELINE SEGMENT IN EASTLAND COUNTY | Eastland County | TX | 76448 | EASTLAND | CN602730319 | RN111620647 | Cathodic protection on the Mid-Tex pipeline segment in Eastland County. | The following property is used 100% for pollution control to meet or exceed federal or state regulations: Cathodic protection on the Mid-Tex pipeline segment in Eastland County. | 2022-12-28 | 217910 | 100
24709 | T1 | ATMOS ENERGY CORPORATION | MID-TEX PIPELINE SEGMENT IN BOSQUE COUNTY | MID-TEX PIPELINE SEGMENT IN BOSQUE COUNTY | Bosque County | TX | 76663 | BOSQUE | CN602730319 | RN111619748 | Cathodic protection on the Mid-Tex pipeline segment in Bosque County. | The following property is used 100% for pollution control to meet or exceed federal or state regulations: Cathodic protection on the Mid-Tex pipeline segment in Bosque County. | 2022-12-28 | 222292 | 100
24710 | T1 | ATMOS ENERGY CORPORATION | MID-TEX PIPELINE SEGMENT IN GREGG COUNTY | MID-TEX PIPELINE SEGMENT IN GREGG COUNTY | Gregg County | TX | 75601 | GREGG | CN602730319 | RN111619821 | Cathodic protection on the Mid-Tex pipeline segment in Gregg County. | The following property is used 100% for pollution control to meet or exceed federal or state regulations: Cathodic protection on the Mid-Tex pipeline segment in Gregg County. | 2023-01-02 | 223162 | 100
24711 | T1 | ATMOS ENERGY CORPORATION | MID-TEX PIPELINE SEGMENT IN DENTON COUNTY | MID-TEX PIPELINE SEGMENT IN DENTON COUNTY | Denton County | TX | 75065 | DENTON | CN602730319 | RN111619607 | Cathodic protection on the Mid-Tex pipeline segment in Denton County. | The following property is used 100% for pollution control to meet or exceed federal or state regulations: Cathodic protection on the Mid-Tex pipeline segment in Denton County. | 2023-01-02 | 230754 | 100
24712 | T1 | ATMOS ENERGY CORPORATION | MID-TEX PIPELINE SEGMENT IN SCURRY COUNTY | MID-TEX PIPELINE SEGMENT IN SCURRY COUNTY | Scurry County | TX | 79549 | SCURRY | CN602730319 | RN111620654 | Cathodic protection on the Mid-Tex pipeline segment in Scurry County. | The following property is used 100% for pollution control to meet or exceed federal or state regulations: Cathodic protection on the Mid-Tex pipeline segment in Scurry County. | 2023-01-02 | 233127 | 100
24713 | T1 | ATMOS ENERGY CORPORATION | MID-TEX PIPELINE SEGMENT IN WILLIAMSON COUNTY | MID-TEX PIPELINE SEGMENT IN WILLIAMSON COUNTY | Williamson County | TX | 78626 | WILLIAMSON | CN602730319 | RN111620662 | Cathodic protection on the Mid-Tex pipeline segment in Williamson County. | The following property is used 100% for pollution control to meet or exceed federal or state regulations: Cathodic protection on the Mid-Tex pipeline segment in Scurry County. | 2023-01-02 | 238072 | 100
24714 | T1 | ATMOS ENERGY CORPORATION | MID-TEX PIPELINE SEGMENT IN BURNET COUNTY | MID-TEX PIPELINE SEGMENT IN BURNET COUNTY | Burnet County | TX | 78611 | BURNET | CN602730319 | RN111620670 | Cathodic protection on the Mid-Tex pipeline segment in Burnet County. | The following property is used 100% for pollution control to meet or exceed federal or state regulations: Cathodic protection on the Mid-Tex pipeline segment in Burnet County. | 2023-01-03 | 248541 | 100
24715 | T1 | ATMOS ENERGY CORPORATION | MID-TEX PIPELINE SEGMENT IN SMITH COUNTY | MID-TEX PIPELINE SEGMENT IN SMITH COUNTY | Smith County | TX | 75701 | SMITH | CN602730319 | RN111620688 | Cathodic protection on the Mid-Tex pipeline segment in Smith County. | The following property is used 100% for pollution control to meet or exceed federal or state regulations: Cathodic protection on the Mid-Tex pipeline segment in Smith County. | 2023-01-03 | 252411 | 100
24716 | T1 | ATMOS ENERGY CORPORATION | MID-TEX PIPELINE SEGMENT IN ANDERSON COUNTY | MID-TEX PIPELINE SEGMENT IN ANDERSON COUNTY | Anderson County | TX | 75801 | ANDERSON | CN602730319 | RN111620696 | Cathodic protection on the Mid-Tex pipeline segment in Anderson County. | The following property is used 100% for pollution control to meet or exceed federal or state regulations: Cathodic protection on the Mid-Tex pipeline segment in Anderson County. | 2023-01-03 | 253957 | 100
24717 | T1 | ATMOS ENERGY CORPORATION | MID-TEX PIPELINE SEGMENT IN GRIMES COUNTY | MID-TEX PIPELINE SEGMENT IN GRIMES COUNTY | Grimes County | TX | 77830 | GRIMES | CN602730319 | RN111619573 | Cathodic protection on the Mid-Tex pipeline segment in Grimes County. | The following property is used 100% for pollution control to meet or exceed federal or state regulations: Cathodic protection on the Mid-Tex pipeline segment in Grimes County. | 2023-01-03 | 291814 | 100
24718 | T1 | ATMOS ENERGY CORPORATION | MID-TEX PIPELINE SEGMENT IN ELLIS COUNTY | MID-TEX PIPELINE SEGMENT IN ELLIS COUNTY | Ellis County | TX | 75165 | ELLIS | CN602730319 | RN111620704 | Cathodic protection on the Mid-Tex pipeline segment in Ellis County. | The following property is used 100% for pollution control to meet or exceed federal or state regulations: Cathodic protection on the Mid-Tex pipeline segment in Ellis County. | 2023-01-03 | 303836 | 100
24719 | T1 | ATMOS ENERGY CORPORATION | MID-TEX PIPELINE SEGMENT IN NAVARRO COUNTY | MID-TEX PIPELINE SEGMENT IN NAVARRO COUNTY | Navarro County | TX | 75109 | NAVARRO | CN602730319 | RN111619730 | Cathodic protection on the Mid-Tex pipeline segment in Navarro County. | The following property is used 100% for pollution control to meet or exceed federal or state regulations: Cathodic protection on the Mid-Tex pipeline segment in Navarro County. | 2023-01-03 | 309656 | 100
24720 | T1 | ATMOS ENERGY CORPORATION | MID-TEX PIPELINE SEGMENT IN HENDERSON COUNTY | MID-TEX PIPELINE SEGMENT IN HENDERSON COUNTY | Henderson County | TX | 75751 | HENDERSON | CN602730319 | RN111620720 | Cathodic protection on the Mid-Tex pipeline segment in Henderson County. | The following property is used 100% for pollution control to meet or exceed federal or state regulations: Cathodic protection on the Mid-Tex pipeline segment in Henderson County. | 2023-01-03 | 338923 | 100
24721 | T1 | ATMOS ENERGY CORPORATION | MID-TEX PIPELINE SEGMENT IN BELL COUNTY | MID-TEX PIPELINE SEGMENT IN BELL COUNTY | Bell County | TX | 76513 | BELL | CN602730319 | RN111619797 | Cathodic protection on the Mid-Tex pipeline segment in Bell County. | The following property is used 100% for pollution control to meet or exceed federal or state regulations: Cathodic protection on the Mid-Tex pipeline segment in Bell County. | 2023-01-03 | 350088 | 100
24722 | T1 | ATMOS ENERGY CORPORATION | MID-TEX PIPELINE SEGMENT IN DALLAS COUNTY | MID-TEX PIPELINE SEGMENT IN DALLAS COUNTY | Dallas County | TX | 75001 | DALLAS | CN602730319 | RN111619664 | Cathodic protection on the Mid-Tex pipeline segment in Dallas County. | The following property is used 100% for pollution control to meet or exceed federal or state regulations: Cathodic protection on the Mid-Tex pipeline segment in Dallas County. | 2023-01-04 | 355470 | 100
24723 | T1 | ATMOS ENERGY CORPORATION | MID-TEX PIPELINE SEGMENT IN JONES COUNTY | MID-TEX PIPELINE SEGMENT IN JONES COUNTY | Jones County | TX | 79501 | JONES | CN602730319 | RN111620738 | Cathodic protection on the Mid-Tex pipeline segment in Jones County. | The following property is used 100% for pollution control to meet or exceed federal or state regulations: Cathodic protection on the Mid-Tex pipeline segment in Jones County. | 2023-01-04 | 374559 | 100
24724 | T1 | ATMOS ENERGY CORPORATION | MID-TEX PIPELINE SEGMENT IN TAYLOR COUNTY | MID-TEX PIPELINE SEGMENT IN TAYLOR COUNTY | Taylor County | TX | 79601 | TAYLOR | CN602730319 | RN111619805 | Cathodic protection on the Mid-Tex pipeline segment in Taylor County. | The following property is used 100% for pollution control to meet or exceed federal or state regulations: Cathodic protection on the Mid-Tex pipeline segment in Taylor County. | 2023-01-04 | 390560 | 100
24725 | T1 | ATMOS ENERGY CORPORATION | MID-TEX PIPELINE SEGMENT IN CLAY COUNTY | MID-TEX PIPELINE SEGMENT IN CLAY COUNTY | Clay County | TX | 76365 | CLAY | CN602730319 | RN111619649 | Cathodic protection on the Mid-Tex pipeline segment in Clay County. | The following property is used 100% for pollution control to meet or exceed federal or state regulations: Cathodic protection on the Mid-Tex pipeline segment in Clay County. | 2023-01-04 | 475492 | 100
24726 | T1 | ATMOS ENERGY CORPORATION | MID-TEX PIPELINE SEGMENT IN WICHITA COUNTY | MID-TEX PIPELINE SEGMENT IN WICHITA COUNTY | Wichita County | TX | 76301 | WICHITA | CN602730319 | RN111620746 | Cathodic protection on the Mid-Tex pipeline segment in Wichita County. | The following property is used 100% for pollution control to meet or exceed federal or state regulations: Cathodic protection on the Mid-Tex pipeline segment in Wichita County. | 2023-01-04 | 519553 | 100
24727 | T1 | ATMOS ENERGY CORPORATION | MID-TEX PIPELINE SEGMENT IN VAN ZANDT COUNTY | MID-TEX PIPELINE SEGMENT IN VAN ZANDT COUNTY | Van Zandt County | TX | 75103 | VAN ZANDT | CN602730319 | RN111620753 | Cathodic protection on the Mid-Tex pipeline segment in Clay County. | The following property is used 100% for pollution control to meet or exceed federal or state regulations: Cathodic protection on the Mid-Tex pipeline segment in Van Zandt County. | 2023-01-04 | 712331 | 100
24728 | T1 | ATMOS ENERGY CORPORATION | MID-TEX PIPELINE SEGMENT IN COLLIN COUNTY | MID-TEX PIPELINE SEGMENT IN COLLIN COUNTY | Collin County | TX | 75069 | COLLIN | CN602730319 | RN111620761 | Cathodic protection on the Mid-Tex pipeline segment in Van Zandt County. | The following property is used 100% for pollution control to meet or exceed federal or state regulations: Cathodic protection on the Mid-Tex pipeline segment in Collin County. | 2023-01-04 | 919241 | 100
24729 | T1 | ATMOS ENERGY CORPORATION | MID-TEX PIPELINE SEGMENT IN TRAVIS COUNTY | MID-TEX PIPELINE SEGMENT IN TRAVIS COUNTY | Travis County | TX | 73301 | TRAVIS | CN602730319 | RN111619672 | Cathodic protection on the Mid-Tex pipeline segment in Collin County. | The following property is used 100% for pollution control to meet or exceed federal or state regulations: Cathodic protection on the Mid-Tex pipeline segment in Travis County. | 2023-01-04 | 1027836 | 100
24730 | T1 | ATMOS ENERGY CORPORATION | MID-TEX PIPELINE SEGMENT IN LIMESTONE COUNTY | MID-TEX PIPELINE SEGMENT IN LIMESTONE COUNTY | Limestone County | TX | 76642 | LIMESTONE | CN602730319 | RN111620779 | Cathodic protection on the Mid-Tex pipeline segment in Travis County. | The following property is used 100% for pollution control to meet or exceed federal or state regulations: Cathodic protection on the Mid-Tex pipeline segment in Limestone County. | 2023-01-04 | 1169800 | 100
24731 | T1 | ATMOS ENERGY CORPORATION | MID-TEX PIPELINE SEGMENT IN MADISON COUNTY | MID-TEX PIPELINE SEGMENT IN MADISON COUNTY | Madison County | TX | 77864 | MADISON | CN602730319 | RN111619615 | A pipeline inspection gauge, or PIG, is a technology used to detect breach and wear in a pipeline. PIGs used for inspection are sometimes referred to as in-line inspection, intelligent, or smart PIGs. The PIG utilizes magnetic flux leakage MFL technology that detects corrosion and pitting in the pipeline. Information that can be provided by a PIG may include the following Temperature and pressure recording, Metal-loss and corrosion detection, Photographic inspection, Crack detection, Leak detection, and Mapping. The PIG is introduced to the Pipeline in a module known as a PIG Launcher. The PIG is inserted and then launched from a PIG trap. When the inspection is complete, the PIG is received in a PIG Receiver and removed. The PIG is propelled by the pressure of the natural gas in the Pipeline and collects real-time data while traveling through the Pipeline. The sophisticated MFL technology allows the PIG to detect defects as small as 1 x 1 cm. After a PIG run is complete, positional data and Pipeline evaluation data are collected from the PIG to ultimately provide a specific defect map of the Pipeline. By evaluating these defects, the pipeline can be repaired before any leakage or environmental damage develops. Furthermore, if leakage occurs, leaked natural gas is a fugitive material that can contribute to the pollution of the waters and lands of the State of Texas. The Pipeline Systems Intelligent PIG Launchers and Receivers are used in conjunction with intelligent PIGs to detect and locate pipeline leaks and defects that can lead to inadvertent leaks or spills, contaminating groundwater, surface water, and lands of the State of Texas. | The following property is used 100% for pollution control to meet or exceed federal or state regulations: Intelligent pipeline inspection gauge (PIG) launchers located at 30.964138803, -95.936761450; 30.921639980, -96.178163761; and 30.903452504, -95.791745317. | 2023-01-04 | 144994 | 100
24732 | T1 | ATMOS ENERGY CORPORATION | MID-TEX PIPELINE SEGMENT IN BRAZOS COUNTY | MID-TEX PIPELINE SEGMENT IN BRAZOS COUNTY | Brazos County | TX | 77801 | BRAZOS | CN602730319 | RN111619763 | A pipeline inspection gauge, or PIG, is a technology used to detect breach and wear in a pipeline. PIGs used for inspection are sometimes referred to as in-line inspection, intelligent, or smart PIGs. The PIG utilizes magnetic flux leakage MFL technology that detects corrosion and pitting in the pipeline. Information that can be provided by a PIG may include the following Temperature and pressure recording, Metal-loss and corrosion detection, Photographic inspection, Crack detection, Leak detection, and Mapping. The PIG is introduced to the Pipeline in a module known as a PIG Launcher. The PIG is inserted and then launched from a PIG trap. When the inspection is complete, the PIG is received in a PIG Receiver and removed. The PIG is propelled by the pressure of the natural gas in the Pipeline and collects real-time data while traveling through the Pipeline. The sophisticated MFL technology allows the PIG to detect defects as small as 1 x 1 cm. After a PIG run is complete, positional data and Pipeline evaluation data are collected from the PIG to ultimately provide a specific defect map of the Pipeline. By evaluating these defects, the pipeline can be repaired before any leakage or environmental damage develops. Furthermore, if leakage occurs, leaked natural gas is a fugitive material that can contribute to the pollution of the waters and lands of the State of Texas. The Pipeline Systems Intelligent PIG Launchers and Receivers are used in conjunction with intelligent PIGs to detect and locate pipeline leaks and defects that can lead to inadvertent leaks or spills, contaminating groundwater, surface water, and lands of the State of Texas. | The following property is used 100% for pollution control to meet or exceed federal or state regulations: Intelligent pipeline inspection gauge (PIG) launchers located at 30.705543198, -96.338409148 and 30.809972307, -96.261967140. | 2022-12-19 12:17 | 153502 | 100
24733 | T1 | ATMOS ENERGY CORPORATION | MID-TEX PIPELINE SEGMENT IN WALLER COUNTY | MID-TEX PIPELINE SEGMENT IN WALLER COUNTY | Waller County | TX | 77445 | WALLER | CN602730319 | RN111621967 | A pipeline inspection gauge, or PIG, is a technology used to detect breach and wear in a pipeline. PIGs used for inspection are sometimes referred to as in-line inspection, intelligent, or smart PIGs. The PIG utilizes magnetic flux leakage MFL technology that detects corrosion and pitting in the pipeline. Information that can be provided by a PIG may include the following Temperature and pressure recording, Metal-loss and corrosion detection, Photographic inspection, Crack detection, Leak detection, and Mapping. The PIG is introduced to the Pipeline in a module known as a PIG Launcher. The PIG is inserted and then launched from a PIG trap. When the inspection is complete, the PIG is received in a PIG Receiver and removed. The PIG is propelled by the pressure of the natural gas in the Pipeline and collects real-time data while traveling through the Pipeline. The sophisticated MFL technology allows the PIG to detect defects as small as 1 x 1 cm. After a PIG run is complete, positional data and Pipeline evaluation data are collected from the PIG to ultimately provide a specific defect map of the Pipeline. By evaluating these defects, the pipeline can be repaired before any leakage or environmental damage develops. Furthermore, if leakage occurs, leaked natural gas is a fugitive material that can contribute to the pollution of the waters and lands of the State of Texas. The Pipeline Systems Intelligent PIG Launchers and Receivers are used in conjunction with intelligent PIGs to detect and locate pipeline leaks and defects that can lead to inadvertent leaks or spills, contaminating groundwater, surface water, and lands of the State of Texas. | Application withdrawn by applicant | 2022-12-19 12:17 | 169530 | 100
24734 | T1 | ATMOS ENERGY CORPORATION | MID-TEX PIPELINE SEGMENT IN HENDERSON COUNTY | MID-TEX PIPELINE SEGMENT IN HENDERSON COUNTY | Henderson County | TX | 75751 | HENDERSON | CN602730319 | RN111620720 | A pipeline inspection gauge, or PIG, is a technology used to detect breach and wear in a pipeline. PIGs used for inspection are sometimes referred to as in-line inspection, intelligent, or smart PIGs. The PIG utilizes magnetic flux leakage MFL technology that detects corrosion and pitting in the pipeline. Information that can be provided by a PIG may include the following Temperature and pressure recording, Metal-loss and corrosion detection, Photographic inspection, Crack detection, Leak detection, and Mapping. The PIG is introduced to the Pipeline in a module known as a PIG Launcher. The PIG is inserted and then launched from a PIG trap. When the inspection is complete, the PIG is received in a PIG Receiver and removed. The PIG is propelled by the pressure of the natural gas in the Pipeline and collects real-time data while traveling through the Pipeline. The sophisticated MFL technology allows the PIG to detect defects as small as 1 x 1 cm. After a PIG run is complete, positional data and Pipeline evaluation data are collected from the PIG to ultimately provide a specific defect map of the Pipeline. By evaluating these defects, the pipeline can be repaired before any leakage or environmental damage develops. Furthermore, if leakage occurs, leaked natural gas is a fugitive material that can contribute to the pollution of the waters and lands of the State of Texas. The Pipeline Systems Intelligent PIG Launchers and Receivers are used in conjunction with intelligent PIGs to detect and locate pipeline leaks and defects that can lead to inadvertent leaks or spills, contaminating groundwater, surface water, and lands of the State of Texas. | The following property is used 100% for pollution control to meet or exceed federal or state regulations: Intelligent pipeline inspection gauge (PIG) launchers located at 32.305718190, -95.686891180; 32.638399080, -96.865395200; and 32.304726680, -95.691299330. | 2023-01-04 | 192293 | 100
24735 | T1 | ATMOS ENERGY CORPORATION | MID-TEX PIPELINE SEGMENT IN LIMESTONE COUNTY | MID-TEX PIPELINE SEGMENT IN LIMESTONE COUNTY | Limestone County | TX | 76642 | LIMESTONE | CN602730319 | RN111620779 | A pipeline inspection gauge, or PIG, is a technology used to detect breach and wear in a pipeline. PIGs used for inspection are sometimes referred to as in-line inspection, intelligent, or smart PIGs. The PIG utilizes magnetic flux leakage MFL technology that detects corrosion and pitting in the pipeline. Information that can be provided by a PIG may include the following Temperature and pressure recording, Metal-loss and corrosion detection, Photographic inspection, Crack detection, Leak detection, and Mapping. The PIG is introduced to the Pipeline in a module known as a PIG Launcher. The PIG is inserted and then launched from a PIG trap. When the inspection is complete, the PIG is received in a PIG Receiver and removed. The PIG is propelled by the pressure of the natural gas in the Pipeline and collects real-time data while traveling through the Pipeline. The sophisticated MFL technology allows the PIG to detect defects as small as 1 x 1 cm. After a PIG run is complete, positional data and Pipeline evaluation data are collected from the PIG to ultimately provide a specific defect map of the Pipeline. By evaluating these defects, the pipeline can be repaired before any leakage or environmental damage develops. Furthermore, if leakage occurs, leaked natural gas is a fugitive material that can contribute to the pollution of the waters and lands of the State of Texas. The Pipeline Systems Intelligent PIG Launchers and Receivers are used in conjunction with intelligent PIGs to detect and locate pipeline leaks and defects that can lead to inadvertent leaks or spills, contaminating groundwater, surface water, and lands of the State of Texas. | Application withdrawn by applicant | 2022-12-19 12:17 | 233217 | 100
24736 | T1 | ATMOS ENERGY CORPORATION | MID-TEX PIPELINE SEGMENT IN BELL COUNTY | MID-TEX PIPELINE SEGMENT IN BELL COUNTY | Bell County | TX | 76513 | BELL | CN602730319 | RN111619797 | A pipeline inspection gauge, or PIG, is a technology used to detect breach and wear in a pipeline. PIGs used for inspection are sometimes referred to as in-line inspection, intelligent, or smart PIGs. The PIG utilizes magnetic flux leakage MFL technology that detects corrosion and pitting in the pipeline. Information that can be provided by a PIG may include the following Temperature and pressure recording, Metal-loss and corrosion detection, Photographic inspection, Crack detection, Leak detection, and Mapping. The PIG is introduced to the Pipeline in a module known as a PIG Launcher. The PIG is inserted and then launched from a PIG trap. When the inspection is complete, the PIG is received in a PIG Receiver and removed. The PIG is propelled by the pressure of the natural gas in the Pipeline and collects real-time data while traveling through the Pipeline. The sophisticated MFL technology allows the PIG to detect defects as small as 1 x 1 cm. After a PIG run is complete, positional data and Pipeline evaluation data are collected from the PIG to ultimately provide a specific defect map of the Pipeline. By evaluating these defects, the pipeline can be repaired before any leakage or environmental damage develops. Furthermore, if leakage occurs, leaked natural gas is a fugitive material that can contribute to the pollution of the waters and lands of the State of Texas. The Pipeline Systems Intelligent PIG Launchers and Receivers are used in conjunction with intelligent PIGs to detect and locate pipeline leaks and defects that can lead to inadvertent leaks or spills, contaminating groundwater, surface water, and lands of the State of Texas. | The following property is used 100% for pollution control to meet or exceed federal or state regulations: Intelligent pipeline inspection gauge (PIG) launchers located at 31.025291000, -97.350318000 and 31.025290797, -97.350317373. | 2022-12-19 12:18 | 246257 | 100
24737 | T1 | ATMOS ENERGY CORPORATION | MID-TEX PIPELINE SEGMENT IN DALLAS COUNTY | MID-TEX PIPELINE SEGMENT IN DALLAS COUNTY | Dallas County | TX | 75001 | DALLAS | CN602730319 | RN111619664 | A pipeline inspection gauge, or PIG, is a technology used to detect breach and wear in a pipeline. PIGs used for inspection are sometimes referred to as in-line inspection, intelligent, or smart PIGs. The PIG utilizes magnetic flux leakage MFL technology that detects corrosion and pitting in the pipeline. Information that can be provided by a PIG may include the following Temperature and pressure recording, Metal-loss and corrosion detection, Photographic inspection, Crack detection, Leak detection, and Mapping. The PIG is introduced to the Pipeline in a module known as a PIG Launcher. The PIG is inserted and then launched from a PIG trap. When the inspection is complete, the PIG is received in a PIG Receiver and removed. The PIG is propelled by the pressure of the natural gas in the Pipeline and collects real-time data while traveling through the Pipeline. The sophisticated MFL technology allows the PIG to detect defects as small as 1 x 1 cm. After a PIG run is complete, positional data and Pipeline evaluation data are collected from the PIG to ultimately provide a specific defect map of the Pipeline. By evaluating these defects, the pipeline can be repaired before any leakage or environmental damage develops. Furthermore, if leakage occurs, leaked natural gas is a fugitive material that can contribute to the pollution of the waters and lands of the State of Texas. The Pipeline Systems Intelligent PIG Launchers and Receivers are used in conjunction with intelligent PIGs to detect and locate pipeline leaks and defects that can lead to inadvertent leaks or spills, contaminating groundwater, surface water, and lands of the State of Texas. | The following property is used 100% for pollution control to meet or exceed federal or state regulations: Intelligent pipeline inspection gauge (PIG) launchers located at 32.757165860, -96.524348300; 33.189173960, -96.817842920; 32.954229740, -96.976419220; and 32.951706748, -96.923535689. | 2022-12-19 12:18 | 301999 | 100
24738 | T1 | ATMOS ENERGY CORPORATION | MID-TEX PIPELINE SEGMENT IN HUNT COUNTY | MID-TEX PIPELINE SEGMENT IN HUNT COUNTY | Hunt County | TX | 75401 | HUNT | CN602730319 | RN111619581 | A pipeline inspection gauge, or PIG, is a technology used to detect breach and wear in a pipeline. PIGs used for inspection are sometimes referred to as in-line inspection, intelligent, or smart PIGs. The PIG utilizes magnetic flux leakage MFL technology that detects corrosion and pitting in the pipeline. Information that can be provided by a PIG may include the following Temperature and pressure recording, Metal-loss and corrosion detection, Photographic inspection, Crack detection, Leak detection, and Mapping. The PIG is introduced to the Pipeline in a module known as a PIG Launcher. The PIG is inserted and then launched from a PIG trap. When the inspection is complete, the PIG is received in a PIG Receiver and removed. The PIG is propelled by the pressure of the natural gas in the Pipeline and collects real-time data while traveling through the Pipeline. The sophisticated MFL technology allows the PIG to detect defects as small as 1 x 1 cm. After a PIG run is complete, positional data and Pipeline evaluation data are collected from the PIG to ultimately provide a specific defect map of the Pipeline. By evaluating these defects, the pipeline can be repaired before any leakage or environmental damage develops. Furthermore, if leakage occurs, leaked natural gas is a fugitive material that can contribute to the pollution of the waters and lands of the State of Texas. The Pipeline Systems Intelligent PIG Launchers and Receivers are used in conjunction with intelligent PIGs to detect and locate pipeline leaks and defects that can lead to inadvertent leaks or spills, contaminating groundwater, surface water, and lands of the State of Texas. | The following property is used 100% for pollution control to meet or exceed federal or state regulations: Intelligent pipeline inspection gauge (PIG) launchers located at 33.167361263, -95.929896917; 33.368524169, -95.980309077; and 32.955358000, -96.422881000. | 2022-12-19 12:18 | 404998 | 100
24739 | T1 | ATMOS ENERGY CORPORATION | MID-TEX PIPELINE SEGMENT IN LAMAR COUNTY | MID-TEX PIPELINE SEGMENT IN LAMAR COUNTY | Lamar County | TX | 75460 | LAMAR | CN602730319 | RN111619656 | A pipeline inspection gauge, or PIG, is a technology used to detect breach and wear in a pipeline. PIGs used for inspection are sometimes referred to as in-line inspection, intelligent, or smart PIGs. The PIG utilizes magnetic flux leakage MFL technology that detects corrosion and pitting in the pipeline. Information that can be provided by a PIG may include the following Temperature and pressure recording, Metal-loss and corrosion detection, Photographic inspection, Crack detection, Leak detection, and Mapping. The PIG is introduced to the Pipeline in a module known as a PIG Launcher. The PIG is inserted and then launched from a PIG trap. When the inspection is complete, the PIG is received in a PIG Receiver and removed. The PIG is propelled by the pressure of the natural gas in the Pipeline and collects real-time data while traveling through the Pipeline. The sophisticated MFL technology allows the PIG to detect defects as small as 1 x 1 cm. After a PIG run is complete, positional data and Pipeline evaluation data are collected from the PIG to ultimately provide a specific defect map of the Pipeline. By evaluating these defects, the pipeline can be repaired before any leakage or environmental damage develops. Furthermore, if leakage occurs, leaked natural gas is a fugitive material that can contribute to the pollution of the waters and lands of the State of Texas. The Pipeline Systems Intelligent PIG Launchers and Receivers are used in conjunction with intelligent PIGs to detect and locate pipeline leaks and defects that can lead to inadvertent leaks or spills, contaminating groundwater, surface water, and lands of the State of Texas. | The following property is used 100% for pollution control to meet or exceed federal or state regulations: Intelligent pipeline inspection gauge (PIG) launchers located at 33.461506136, -95.697814181 and 33.628381610, -95.722651570. | 2022-12-19 12:18 | 410206 | 100
24740 | T1 | ATMOS ENERGY CORPORATION | MID-TEX PIPELINE SEGMENT IN DENTON COUNTY | MID-TEX PIPELINE SEGMENT IN DENTON COUNTY | Denton County | TX | 75065 | DENTON | CN602730319 | RN111619607 | A pipeline inspection gauge, or PIG, is a technology used to detect breach and wear in a pipeline. PIGs used for inspection are sometimes referred to as in-line inspection, intelligent, or smart PIGs. The PIG utilizes magnetic flux leakage MFL technology that detects corrosion and pitting in the pipeline. Information that can be provided by a PIG may include the following Temperature and pressure recording, Metal-loss and corrosion detection, Photographic inspection, Crack detection, Leak detection, and Mapping. The PIG is introduced to the Pipeline in a module known as a PIG Launcher. The PIG is inserted and then launched from a PIG trap. When the inspection is complete, the PIG is received in a PIG Receiver and removed. The PIG is propelled by the pressure of the natural gas in the Pipeline and collects real-time data while traveling through the Pipeline. The sophisticated MFL technology allows the PIG to detect defects as small as 1 x 1 cm. After a PIG run is complete, positional data and Pipeline evaluation data are collected from the PIG to ultimately provide a specific defect map of the Pipeline. By evaluating these defects, the pipeline can be repaired before any leakage or environmental damage develops. Furthermore, if leakage occurs, leaked natural gas is a fugitive material that can contribute to the pollution of the waters and lands of the State of Texas. The Pipeline Systems Intelligent PIG Launchers and Receivers are used in conjunction with intelligent PIGs to detect and locate pipeline leaks and defects that can lead to inadvertent leaks or spills, contaminating groundwater, surface water, and lands of the State of Texas. | The following property is used 100% for pollution control to meet or exceed federal or state regulations: Intelligent pipeline inspection gauge (PIG) launchers located at 33.129716310, -97.296429660 and 33.325341915, -96.903951395. | 2022-12-19 12:18 | 420281 | 100
24741 | T1 | ATMOS ENERGY CORPORATION | MID-TEX PIPELINE SEGMENT IN MIDLAND COUNTY | MID-TEX PIPELINE SEGMENT IN MIDLAND COUNTY | Midland County | TX | 79701 | MIDLAND | CN602730319 | RN111621983 | A pipeline inspection gauge, or PIG, is a technology used to detect breach and wear in a pipeline. PIGs used for inspection are sometimes referred to as in-line inspection, intelligent, or smart PIGs. The PIG utilizes magnetic flux leakage MFL technology that detects corrosion and pitting in the pipeline. Information that can be provided by a PIG may include the following Temperature and pressure recording, Metal-loss and corrosion detection, Photographic inspection, Crack detection, Leak detection, and Mapping. The PIG is introduced to the Pipeline in a module known as a PIG Launcher. The PIG is inserted and then launched from a PIG trap. When the inspection is complete, the PIG is received in a PIG Receiver and removed. The PIG is propelled by the pressure of the natural gas in the Pipeline and collects real-time data while traveling through the Pipeline. The sophisticated MFL technology allows the PIG to detect defects as small as 1 x 1 cm. After a PIG run is complete, positional data and Pipeline evaluation data are collected from the PIG to ultimately provide a specific defect map of the Pipeline. By evaluating these defects, the pipeline can be repaired before any leakage or environmental damage develops. Furthermore, if leakage occurs, leaked natural gas is a fugitive material that can contribute to the pollution of the waters and lands of the State of Texas. The Pipeline Systems Intelligent PIG Launchers and Receivers are used in conjunction with intelligent PIGs to detect and locate pipeline leaks and defects that can lead to inadvertent leaks or spills, contaminating groundwater, surface water, and lands of the State of Texas. | The following property is used 100% for pollution control to meet or exceed federal or state regulations: Intelligent pipeline inspection gauge (PIG) launcher located at 32.325131700, -98.303945580. | 2022-12-19 12:19 | 472846 | 100
24742 | T1 | ATMOS ENERGY CORPORATION | MID-TEX PIPELINE SEGMENT IN DELTA COUNTY | MID-TEX PIPELINE SEGMENT IN DELTA COUNTY | Delta County | TX | 75432 | DELTA | CN602730319 | RN111621991 | A pipeline inspection gauge, or PIG, is a technology used to detect breach and wear in a pipeline. PIGs used for inspection are sometimes referred to as in-line inspection, intelligent, or smart PIGs. The PIG utilizes magnetic flux leakage MFL technology that detects corrosion and pitting in the pipeline. Information that can be provided by a PIG may include the following Temperature and pressure recording, Metal-loss and corrosion detection, Photographic inspection, Crack detection, Leak detection, and Mapping. The PIG is introduced to the Pipeline in a module known as a PIG Launcher. The PIG is inserted and then launched from a PIG trap. When the inspection is complete, the PIG is received in a PIG Receiver and removed. The PIG is propelled by the pressure of the natural gas in the Pipeline and collects real-time data while traveling through the Pipeline. The sophisticated MFL technology allows the PIG to detect defects as small as 1 x 1 cm. After a PIG run is complete, positional data and Pipeline evaluation data are collected from the PIG to ultimately provide a specific defect map of the Pipeline. By evaluating these defects, the pipeline can be repaired before any leakage or environmental damage develops. Furthermore, if leakage occurs, leaked natural gas is a fugitive material that can contribute to the pollution of the waters and lands of the State of Texas. The Pipeline Systems Intelligent PIG Launchers and Receivers are used in conjunction with intelligent PIGs to detect and locate pipeline leaks and defects that can lead to inadvertent leaks or spills, contaminating groundwater, surface water, and lands of the State of Texas. | The following property is used 100% for pollution control to meet or exceed federal or state regulations: Intelligent pipeline inspection gauge (PIG) launchers located at 33.461506136, -95.697814181 and 33.325341915, -96.903951395. | 2022-12-19 12:19 | 566497 | 100
24743 | T1 | ATMOS ENERGY CORPORATION | MID-TEX PIPELINE SEGMENT IN SCHLEICHER COUNTY | MID-TEX PIPELINE SEGMENT IN SCHLEICHER COUNTY | Schleicher County | TX | 76936 | SCHLEICHER | CN602730319 | RN111622007 | A pipeline inspection gauge, or PIG, is a technology used to detect breach and wear in a pipeline. PIGs used for inspection are sometimes referred to as in-line inspection, intelligent, or smart PIGs. The PIG utilizes magnetic flux leakage MFL technology that detects corrosion and pitting in the pipeline. Information that can be provided by a PIG may include the following Temperature and pressure recording, Metal-loss and corrosion detection, Photographic inspection, Crack detection, Leak detection, and Mapping. The PIG is introduced to the Pipeline in a module known as a PIG Launcher. The PIG is inserted and then launched from a PIG trap. When the inspection is complete, the PIG is received in a PIG Receiver and removed. The PIG is propelled by the pressure of the natural gas in the Pipeline and collects real-time data while traveling through the Pipeline. The sophisticated MFL technology allows the PIG to detect defects as small as 1 x 1 cm. After a PIG run is complete, positional data and Pipeline evaluation data are collected from the PIG to ultimately provide a specific defect map of the Pipeline. By evaluating these defects, the pipeline can be repaired before any leakage or environmental damage develops. Furthermore, if leakage occurs, leaked natural gas is a fugitive material that can contribute to the pollution of the waters and lands of the State of Texas. The Pipeline Systems Intelligent PIG Launchers and Receivers are used in conjunction with intelligent PIGs to detect and locate pipeline leaks and defects that can lead to inadvertent leaks or spills, contaminating groundwater, surface water, and lands of the State of Texas. | The following property is used 100% for pollution control to meet or exceed federal or state regulations: Intelligent pipeline inspection gauge (PIG) launcher located at 30.795552434, -100.457212120. | 2022-12-19 12:19 | 1948399 | 100
24744 | T1 | ATMOS ENERGY CORPORATION | MID-TEX PIPELINE SEGMENT IN ELLIS COUNTY | MID-TEX PIPELINE SEGMENT IN ELLIS COUNTY | Ellis County | TX | 75165 | ELLIS | CN602730319 | RN111620704 | A pipeline inspection gauge, or PIG, is a technology used to detect breach and wear in a pipeline. PIGs used for inspection are sometimes referred to as in-line inspection, intelligent, or smart PIGs. The PIG utilizes magnetic flux leakage MFL technology that detects corrosion and pitting in the pipeline. Information that can be provided by a PIG may include the following Temperature and pressure recording, Metal-loss and corrosion detection, Photographic inspection, Crack detection, Leak detection, and Mapping. The PIG is introduced to the Pipeline in a module known as a PIG Launcher. The PIG is inserted and then launched from a PIG trap. When the inspection is complete, the PIG is received in a PIG Receiver and removed. The PIG is propelled by the pressure of the natural gas in the Pipeline and collects real-time data while traveling through the Pipeline. The sophisticated MFL technology allows the PIG to detect defects as small as 1 x 1 cm. After a PIG run is complete, positional data and Pipeline evaluation data are collected from the PIG to ultimately provide a specific defect map of the Pipeline. By evaluating these defects, the pipeline can be repaired before any leakage or environmental damage develops. Furthermore, if leakage occurs, leaked natural gas is a fugitive material that can contribute to the pollution of the waters and lands of the State of Texas. The Pipeline Systems Intelligent PIG Launchers and Receivers are used in conjunction with intelligent PIGs to detect and locate pipeline leaks and defects that can lead to inadvertent leaks or spills, contaminating groundwater, surface water, and lands of the State of Texas. | The following property is used 100% for pollution control to meet or exceed federal or state regulations: Intelligent pipeline inspection gauge (PIG) launcher located at 32.325131700, -98.303945580. | 2022-12-19 12:19 | 5181003 | 100
24745 | T1 | ATMOS ENERGY CORPORATION | MID-TEX PIPELINE SEGMENT IN WICHITA COUNTY | MID-TEX PIPELINE SEGMENT IN WICHITA COUNTY | Wichita County | TX | 76301 | WICHITA | CN602730319 | RN111624870 | A pipeline inspection gauge, or PIG, is a technology used to detect breach and wear in a pipeline. PIGs used for inspection are sometimes referred to as in-line inspection, intelligent, or smart PIGs. The PIG utilizes magnetic flux leakage MFL technology that detects corrosion and pitting in the pipeline. Information that can be provided by a PIG may include the following Temperature and pressure recording, Metal-loss and corrosion detection, Photographic inspection, Crack detection, Leak detection, and Mapping. The PIG is introduced to the Pipeline in a module known as a PIG Launcher. The PIG is inserted and then launched from a PIG trap. When the inspection is complete, the PIG is received in a PIG Receiver and removed. The PIG is propelled by the pressure of the natural gas in the Pipeline and collects real-time data while traveling through the Pipeline. The sophisticated MFL technology allows the PIG to detect defects as small as 1 x 1 cm. After a PIG run is complete, positional data and Pipeline evaluation data are collected from the PIG to ultimately provide a specific defect map of the Pipeline. By evaluating these defects, the pipeline can be repaired before any leakage or environmental damage develops. Furthermore, if leakage occurs, leaked natural gas is a fugitive material that can contribute to the pollution of the waters and lands of the State of Texas. The Pipeline Systems Intelligent PIG Launchers and Receivers are used in conjunction with intelligent PIGs to detect and locate pipeline leaks and defects that can lead to inadvertent leaks or spills, contaminating groundwater, surface water, and lands of the State of Texas. | The following property is used 100% for pollution control to meet or exceed federal or state regulations: Intelligent pipeline inspection gauge (PIG) launcher located at 33.918213, -98.460446. | 2022-12-27 10:54 | 947483 | 100
24746 | T1 | ATMOS ENERGY CORPORATION | MID-TEX PIPELINE SEGMENT IN NOLAN COUNTY | MID-TEX PIPELINE SEGMENT IN NOLAN COUNTY | Nolan County | TX | 79556 | NOLAN | CN602730319 | RN111624888 | A pipeline inspection gauge, or PIG, is a technology used to detect breach and wear in a pipeline. PIGs used for inspection are sometimes referred to as in-line inspection, intelligent, or smart PIGs. The PIG utilizes magnetic flux leakage MFL technology that detects corrosion and pitting in the pipeline. Information that can be provided by a PIG may include the following Temperature and pressure recording, Metal-loss and corrosion detection, Photographic inspection, Crack detection, Leak detection, and Mapping. The PIG is introduced to the Pipeline in a module known as a PIG Launcher. The PIG is inserted and then launched from a PIG trap. When the inspection is complete, the PIG is received in a PIG Receiver and removed. The PIG is propelled by the pressure of the natural gas in the Pipeline and collects real-time data while traveling through the Pipeline. The sophisticated MFL technology allows the PIG to detect defects as small as 1 x 1 cm. After a PIG run is complete, positional data and Pipeline evaluation data are collected from the PIG to ultimately provide a specific defect map of the Pipeline. By evaluating these defects, the pipeline can be repaired before any leakage or environmental damage develops. Furthermore, if leakage occurs, leaked natural gas is a fugitive material that can contribute to the pollution of the waters and lands of the State of Texas. The Pipeline Systems Intelligent PIG Launchers and Receivers are used in conjunction with intelligent PIGs to detect and locate pipeline leaks and defects that can lead to inadvertent leaks or spills, contaminating groundwater, surface water, and lands of the State of Texas. | The following property is used 100% for pollution control to meet or exceed federal or state regulations: Intelligent pipeline inspection gauge (PIG) launcher located at 32.224745, -100.454833. | 2022-12-27 10:54 | 7606222 | 100
24747 | T1 | ATMOS ENERGY CORPORATION | MID-TEX PIPELINE SEGMENT IN ERATH COUNTY | MID-TEX PIPELINE SEGMENT IN ERATH COUNTY | Erath County | TX | 76401 | ERATH | CN602730319 | RN111624896 | A pipeline inspection gauge, or PIG, is a technology used to detect breach and wear in a pipeline. PIGs used for inspection are sometimes referred to as in-line inspection, intelligent, or smart PIGs. The PIG utilizes magnetic flux leakage MFL technology that detects corrosion and pitting in the pipeline. Information that can be provided by a PIG may include the following Temperature and pressure recording, Metal-loss and corrosion detection, Photographic inspection, Crack detection, Leak detection, and Mapping. The PIG is introduced to the Pipeline in a module known as a PIG Launcher. The PIG is inserted and then launched from a PIG trap. When the inspection is complete, the PIG is received in a PIG Receiver and removed. The PIG is propelled by the pressure of the natural gas in the Pipeline and collects real-time data while traveling through the Pipeline. The sophisticated MFL technology allows the PIG to detect defects as small as 1 x 1 cm. After a PIG run is complete, positional data and Pipeline evaluation data are collected from the PIG to ultimately provide a specific defect map of the Pipeline. By evaluating these defects, the pipeline can be repaired before any leakage or environmental damage develops. Furthermore, if leakage occurs, leaked natural gas is a fugitive material that can contribute to the pollution of the waters and lands of the State of Texas. The Pipeline Systems Intelligent PIG Launchers and Receivers are used in conjunction with intelligent PIGs to detect and locate pipeline leaks and defects that can lead to inadvertent leaks or spills, contaminating groundwater, surface water, and lands of the State of Texas. | The following property is used 100% for pollution control to meet or exceed federal or state regulations: Intelligent pipeline inspection gauge (PIG) launcher located at 32.325120, -98.303773. | 2022-12-27 10:54 | 1256852 | 100
24748 | T1 | ATMOS ENERGY CORPORATION | MID-TEX PIPELINE SEGMENT IN WISE COUNTY | MID-TEX PIPELINE SEGMENT IN WISE COUNTY | Wise County | TX | 76234 | WISE | CN602730319 | RN111619722 | During Pipeline operations, a potential for unintended natural gas releases exist from unexpected Pipeline ruptures or leaks due to Pipeline damage or defects. Mitigating the consequences of an unintended natural gas methane release requires the limitation of natural gas methane release from the Pipeline into the atmosphere. Remote Controlled Valves RCVs are installed at intervals along the Pipeline to reduce or prevent any such negative impacts to the environment caused by such an inadvertent natural gas methane release. An RCV is a block valve equipped with an electric, pneumatic, or natural gas-powered actuator capable of closing the valve remotely when a change in pressure or flow rate exceeds a specified limit. Data needed to determine a change are provided by sensors attached to the pipeline. Isolating the compromised Pipeline segment by quickly closing the upstream and downstream block valves is an effective method of mitigating the consequences of an unintended natural gas fugitives release, and reducing the risk of environmental damage from such fugitives, by controlling the overall volume of any natural gas release. The subjects RCVs are used to control and/or prevent a natural gas fugitives release which may cause adverse impacts to the atmosphere of the State of Texas. | The following property is used 100% for pollution control to meet or exceed federal or state regulations: Remote controlled valve located at 33.230178, -97.621334. | 2022-12-29 09:10 | 215227 | 100
24749 | T1 | ATMOS ENERGY CORPORATION | MID-TEX PIPELINE SEGMENT IN WILLIAMSON COUNTY | MID-TEX PIPELINE SEGMENT IN WILLIAMSON COUNTY | Williamson County | TX | 78626 | WILLIAMSON | CN602730319 | RN111620662 | During Pipeline operations, a potential for unintended natural gas releases exist from unexpected Pipeline ruptures or leaks due to Pipeline damage or defects. Mitigating the consequences of an unintended natural gas methane release requires the limitation of natural gas methane release from the Pipeline into the atmosphere. Remote Controlled Valves RCVs are installed at intervals along the Pipeline to reduce or prevent any such negative impacts to the environment caused by such an inadvertent natural gas methane release. An RCV is a block valve equipped with an electric, pneumatic, or natural gas-powered actuator capable of closing the valve remotely when a change in pressure or flow rate exceeds a specified limit. Data needed to determine a change are provided by sensors attached to the pipeline. Isolating the compromised Pipeline segment by quickly closing the upstream and downstream block valves is an effective method of mitigating the consequences of an unintended natural gas fugitives release, and reducing the risk of environmental damage from such fugitives, by controlling the overall volume of any natural gas release. The subjects RCVs are used to control and/or prevent a natural gas fugitives release which may cause adverse impacts to the atmosphere of the State of Texas. | The following property is used 100% for pollution control to meet or exceed federal or state regulations: Remote controlled valves located at 30.589224, -97.396770; 30.513601, -97.530958; 30.620640, -97.511496; and 30.713090, -97.458585. | 2022-12-29 09:10 | 1759539 | 100
24750 | T1 | ATMOS ENERGY CORPORATION | MID-TEX PIPELINE SEGMENT IN WICHITA COUNTY | MID-TEX PIPELINE SEGMENT IN WICHITA COUNTY | Wichita County | TX | 76301 | WICHITA | CN602730319 | RN111620746 | During Pipeline operations, a potential for unintended natural gas releases exist from unexpected Pipeline ruptures or leaks due to Pipeline damage or defects. Mitigating the consequences of an unintended natural gas methane release requires the limitation of natural gas methane release from the Pipeline into the atmosphere. Remote Controlled Valves RCVs are installed at intervals along the Pipeline to reduce or prevent any such negative impacts to the environment caused by such an inadvertent natural gas methane release. An RCV is a block valve equipped with an electric, pneumatic, or natural gas-powered actuator capable of closing the valve remotely when a change in pressure or flow rate exceeds a specified limit. Data needed to determine a change are provided by sensors attached to the pipeline. Isolating the compromised Pipeline segment by quickly closing the upstream and downstream block valves is an effective method of mitigating the consequences of an unintended natural gas fugitives release, and reducing the risk of environmental damage from such fugitives, by controlling the overall volume of any natural gas release. The subjects RCVs are used to control and/or prevent a natural gas fugitives release which may cause adverse impacts to the atmosphere of the State of Texas. | The following property is used 100% for pollution control to meet or exceed federal or state regulations: Remote controlled valves located at 33.904538, -98.538231 and 33.932515, -98.561105. | 2022-12-29 09:11 | 218738 | 100
24751 | T1 | ATMOS ENERGY CORPORATION | MID-TEX PIPELINE SEGMENT IN TAYLOR COUNTY | MID-TEX PIPELINE SEGMENT IN TAYLOR COUNTY | Taylor County | TX | 79601 | TAYLOR | CN602730319 | RN111619805 | During Pipeline operations, a potential for unintended natural gas releases exist from unexpected Pipeline ruptures or leaks due to Pipeline damage or defects. Mitigating the consequences of an unintended natural gas methane release requires the limitation of natural gas methane release from the Pipeline into the atmosphere. Remote Controlled Valves RCVs are installed at intervals along the Pipeline to reduce or prevent any such negative impacts to the environment caused by such an inadvertent natural gas methane release. An RCV is a block valve equipped with an electric, pneumatic, or natural gas-powered actuator capable of closing the valve remotely when a change in pressure or flow rate exceeds a specified limit. Data needed to determine a change are provided by sensors attached to the pipeline. Isolating the compromised Pipeline segment by quickly closing the upstream and downstream block valves is an effective method of mitigating the consequences of an unintended natural gas fugitives release, and reducing the risk of environmental damage from such fugitives, by controlling the overall volume of any natural gas release. The subjects RCVs are used to control and/or prevent a natural gas fugitives release which may cause adverse impacts to the atmosphere of the State of Texas. | The following property is used 100% for pollution control to meet or exceed federal or state regulations: Remote controlled valve located at 32.426228, -99.794209. | 2022-12-29 09:11 | 1169947 | 100
24752 | T1 | ATMOS ENERGY CORPORATION | MID-TEX PIPELINE SEGMENT IN TARRANT COUNTY | MID-TEX PIPELINE SEGMENT IN TARRANT COUNTY | Tarrant County | TX | 76006 | TARRANT | CN602730319 | RN111619524 | During Pipeline operations, a potential for unintended natural gas releases exist from unexpected Pipeline ruptures or leaks due to Pipeline damage or defects. Mitigating the consequences of an unintended natural gas methane release requires the limitation of natural gas methane release from the Pipeline into the atmosphere. Remote Controlled Valves RCVs are installed at intervals along the Pipeline to reduce or prevent any such negative impacts to the environment caused by such an inadvertent natural gas methane release. An RCV is a block valve equipped with an electric, pneumatic, or natural gas-powered actuator capable of closing the valve remotely when a change in pressure or flow rate exceeds a specified limit. Data needed to determine a change are provided by sensors attached to the pipeline. Isolating the compromised Pipeline segment by quickly closing the upstream and downstream block valves is an effective method of mitigating the consequences of an unintended natural gas fugitives release, and reducing the risk of environmental damage from such fugitives, by controlling the overall volume of any natural gas release. The subjects RCVs are used to control and/or prevent a natural gas fugitives release which may cause adverse impacts to the atmosphere of the State of Texas. | The following property is used 100% for pollution control to meet or exceed federal or state regulations: Remote controlled valves located at 32.649927, -97.154616 and 32.629802, -97.150182. | 2022-12-29 09:11 | 612472 | 100
24753 | T1 | ATMOS ENERGY CORPORATION | MID-TEX PIPELINE SEGMENT IN SMITH COUNTY | MID-TEX PIPELINE SEGMENT IN SMITH COUNTY | Smith County | TX | 75701 | SMITH | CN602730319 | RN111620688 | During Pipeline operations, a potential for unintended natural gas releases exist from unexpected Pipeline ruptures or leaks due to Pipeline damage or defects. Mitigating the consequences of an unintended natural gas methane release requires the limitation of natural gas methane release from the Pipeline into the atmosphere. Remote Controlled Valves RCVs are installed at intervals along the Pipeline to reduce or prevent any such negative impacts to the environment caused by such an inadvertent natural gas methane release. An RCV is a block valve equipped with an electric, pneumatic, or natural gas-powered actuator capable of closing the valve remotely when a change in pressure or flow rate exceeds a specified limit. Data needed to determine a change are provided by sensors attached to the pipeline. Isolating the compromised Pipeline segment by quickly closing the upstream and downstream block valves is an effective method of mitigating the consequences of an unintended natural gas fugitives release, and reducing the risk of environmental damage from such fugitives, by controlling the overall volume of any natural gas release. The subjects RCVs are used to control and/or prevent a natural gas fugitives release which may cause adverse impacts to the atmosphere of the State of Texas. | Application withdrawn by applicant | 2022-12-29 09:11 | 214681 | 100
24754 | T1 | ATMOS ENERGY CORPORATION | MID-TEX PIPELINE SEGMENT IN SHACKELFORD COUNTY | MID-TEX PIPELINE SEGMENT IN SHACKELFORD COUNTY | Shackelford County | TX | 76430 | SHACKELFORD | CN602730319 | RN111625810 | During Pipeline operations, a potential for unintended natural gas releases exist from unexpected Pipeline ruptures or leaks due to Pipeline damage or defects. Mitigating the consequences of an unintended natural gas methane release requires the limitation of natural gas methane release from the Pipeline into the atmosphere. Remote Controlled Valves RCVs are installed at intervals along the Pipeline to reduce or prevent any such negative impacts to the environment caused by such an inadvertent natural gas methane release. An RCV is a block valve equipped with an electric, pneumatic, or natural gas-powered actuator capable of closing the valve remotely when a change in pressure or flow rate exceeds a specified limit. Data needed to determine a change are provided by sensors attached to the pipeline. Isolating the compromised Pipeline segment by quickly closing the upstream and downstream block valves is an effective method of mitigating the consequences of an unintended natural gas fugitives release, and reducing the risk of environmental damage from such fugitives, by controlling the overall volume of any natural gas release. The subjects RCVs are used to control and/or prevent a natural gas fugitives release which may cause adverse impacts to the atmosphere of the State of Texas. | Application withdrawn by applicant | 2022-12-29 09:11 | 188598 | 100
24755 | T1 | ATMOS ENERGY CORPORATION | MID-TEX PIPELINE SEGMENT IN SCURRY COUNTY | MID-TEX PIPELINE SEGMENT IN SCURRY COUNTY | Scurry County | TX | 79549 | SCURRY | CN602730319 | RN111620654 | During Pipeline operations, a potential for unintended natural gas releases exist from unexpected Pipeline ruptures or leaks due to Pipeline damage or defects. Mitigating the consequences of an unintended natural gas methane release requires the limitation of natural gas methane release from the Pipeline into the atmosphere. Remote Controlled Valves RCVs are installed at intervals along the Pipeline to reduce or prevent any such negative impacts to the environment caused by such an inadvertent natural gas methane release. An RCV is a block valve equipped with an electric, pneumatic, or natural gas-powered actuator capable of closing the valve remotely when a change in pressure or flow rate exceeds a specified limit. Data needed to determine a change are provided by sensors attached to the pipeline. Isolating the compromised Pipeline segment by quickly closing the upstream and downstream block valves is an effective method of mitigating the consequences of an unintended natural gas fugitives release, and reducing the risk of environmental damage from such fugitives, by controlling the overall volume of any natural gas release. The subjects RCVs are used to control and/or prevent a natural gas fugitives release which may cause adverse impacts to the atmosphere of the State of Texas. | The following property is used 100% for pollution control to meet or exceed federal or state regulations: Remote controlled valve located at 32.682965, -100.889712. | 2022-12-29 09:12 | 192563 | 100
24756 | T1 | ATMOS ENERGY CORPORATION | MID-TEX PIPELINE SEGMENT IN ROCKWALL COUNTY | MID-TEX PIPELINE SEGMENT IN ROCKWALL COUNTY | Rockwall County | TX | 75032 | ROCKWALL | CN602730319 | RN111625828 | During Pipeline operations, a potential for unintended natural gas releases exist from unexpected Pipeline ruptures or leaks due to Pipeline damage or defects. Mitigating the consequences of an unintended natural gas methane release requires the limitation of natural gas methane release from the Pipeline into the atmosphere. Remote Controlled Valves RCVs are installed at intervals along the Pipeline to reduce or prevent any such negative impacts to the environment caused by such an inadvertent natural gas methane release. An RCV is a block valve equipped with an electric, pneumatic, or natural gas-powered actuator capable of closing the valve remotely when a change in pressure or flow rate exceeds a specified limit. Data needed to determine a change are provided by sensors attached to the pipeline. Isolating the compromised Pipeline segment by quickly closing the upstream and downstream block valves is an effective method of mitigating the consequences of an unintended natural gas fugitives release, and reducing the risk of environmental damage from such fugitives, by controlling the overall volume of any natural gas release. The subjects RCVs are used to control and/or prevent a natural gas fugitives release which may cause adverse impacts to the atmosphere of the State of Texas. | The following property is used 100% for pollution control to meet or exceed federal or state regulations: Remote controlled valve located at 32.987638, -96.339068. | 2022-12-29 09:12 | 149370 | 100
24757 | T1 | ATMOS ENERGY CORPORATION | MID-TEX PIPELINE SEGMENT IN NAVARRO COUNTY | MID-TEX PIPELINE SEGMENT IN NAVARRO COUNTY | Navarro County | TX | 75109 | NAVARRO | CN602730319 | RN111619730 | During Pipeline operations, a potential for unintended natural gas releases exist from unexpected Pipeline ruptures or leaks due to Pipeline damage or defects. Mitigating the consequences of an unintended natural gas methane release requires the limitation of natural gas methane release from the Pipeline into the atmosphere. Remote Controlled Valves RCVs are installed at intervals along the Pipeline to reduce or prevent any such negative impacts to the environment caused by such an inadvertent natural gas methane release. An RCV is a block valve equipped with an electric, pneumatic, or natural gas-powered actuator capable of closing the valve remotely when a change in pressure or flow rate exceeds a specified limit. Data needed to determine a change are provided by sensors attached to the pipeline. Isolating the compromised Pipeline segment by quickly closing the upstream and downstream block valves is an effective method of mitigating the consequences of an unintended natural gas fugitives release, and reducing the risk of environmental damage from such fugitives, by controlling the overall volume of any natural gas release. The subjects RCVs are used to control and/or prevent a natural gas fugitives release which may cause adverse impacts to the atmosphere of the State of Texas. | The following property is used 100% for pollution control to meet or exceed federal or state regulations: Remote controlled valves located at 32.065671, -96.464198; 32.093161, -96.381581; and 32.105301 -96.496187. | 2022-12-29 09:12 | 143390 | 100
24758 | T1 | ATMOS ENERGY CORPORATION | MID-TEX PIPELINE SEGMENT IN MITCHELL COUNTY | MID-TEX PIPELINE SEGMENT IN MITCHELL COUNTY | Mitchell County | TX | 79512 | MITCHELL | CN602730319 | RN111625992 | During Pipeline operations, a potential for unintended natural gas releases exist from unexpected Pipeline ruptures or leaks due to Pipeline damage or defects. Mitigating the consequences of an unintended natural gas methane release requires the limitation of natural gas methane release from the Pipeline into the atmosphere. Remote Controlled Valves RCVs are installed at intervals along the Pipeline to reduce or prevent any such negative impacts to the environment caused by such an inadvertent natural gas methane release. An RCV is a block valve equipped with an electric, pneumatic, or natural gas-powered actuator capable of closing the valve remotely when a change in pressure or flow rate exceeds a specified limit. Data needed to determine a change are provided by sensors attached to the pipeline. Isolating the compromised Pipeline segment by quickly closing the upstream and downstream block valves is an effective method of mitigating the consequences of an unintended natural gas fugitives release, and reducing the risk of environmental damage from such fugitives, by controlling the overall volume of any natural gas release. The subjects RCVs are used to control and/or prevent a natural gas fugitives release which may cause adverse impacts to the atmosphere of the State of Texas. | The following property is used 100% for pollution control to meet or exceed federal or state regulations: Remote controlled valves located at 32.418198, -100.862362 and 32.410950, -100.861732. | 2022-12-29 10:20 | 366148 | 100
24759 | T1 | ATMOS ENERGY CORPORATION | MID-TEX PIPELINE SEGMENT IN MCLENNAN COUNTY | MID-TEX PIPELINE SEGMENT IN MCLENNAN COUNTY | Mclennan County | TX | 76633 | MCLENNAN | CN602730319 | RN111619680 | During Pipeline operations, a potential for unintended natural gas releases exist from unexpected Pipeline ruptures or leaks due to Pipeline damage or defects. Mitigating the consequences of an unintended natural gas methane release requires the limitation of natural gas methane release from the Pipeline into the atmosphere. Remote Controlled Valves RCVs are installed at intervals along the Pipeline to reduce or prevent any such negative impacts to the environment caused by such an inadvertent natural gas methane release. An RCV is a block valve equipped with an electric, pneumatic, or natural gas-powered actuator capable of closing the valve remotely when a change in pressure or flow rate exceeds a specified limit. Data needed to determine a change are provided by sensors attached to the pipeline. Isolating the compromised Pipeline segment by quickly closing the upstream and downstream block valves is an effective method of mitigating the consequences of an unintended natural gas fugitives release, and reducing the risk of environmental damage from such fugitives, by controlling the overall volume of any natural gas release. The subjects RCVs are used to control and/or prevent a natural gas fugitives release which may cause adverse impacts to the atmosphere of the State of Texas. | The following property is used 100% for pollution control to meet or exceed federal or state regulations: Remote controlled valves located at 31.802432, -97.109513; 31.419997, -97.444109; 31.542638, -97.090065; and 31.397279, -97.256698. | 2022-12-29 10:20 | 1037328 | 100
24760 | T1 | ATMOS ENERGY CORPORATION | MID-TEX PIPELINE SEGMENT IN LIMESTONE COUNTY | MID-TEX PIPELINE SEGMENT IN LIMESTONE COUNTY | Limestone County | TX | 76642 | LIMESTONE | CN602730319 | RN111620779 | During Pipeline operations, a potential for unintended natural gas releases exist from unexpected Pipeline ruptures or leaks due to Pipeline damage or defects. Mitigating the consequences of an unintended natural gas methane release requires the limitation of natural gas methane release from the Pipeline into the atmosphere. Remote Controlled Valves RCVs are installed at intervals along the Pipeline to reduce or prevent any such negative impacts to the environment caused by such an inadvertent natural gas methane release. An RCV is a block valve equipped with an electric, pneumatic, or natural gas-powered actuator capable of closing the valve remotely when a change in pressure or flow rate exceeds a specified limit. Data needed to determine a change are provided by sensors attached to the pipeline. Isolating the compromised Pipeline segment by quickly closing the upstream and downstream block valves is an effective method of mitigating the consequences of an unintended natural gas fugitives release, and reducing the risk of environmental damage from such fugitives, by controlling the overall volume of any natural gas release. The subjects RCVs are used to control and/or prevent a natural gas fugitives release which may cause adverse impacts to the atmosphere of the State of Texas. | Application withdrawn by applicant | 2022-12-29 10:20 | 1339547 | 100
24761 | T1 | ATMOS ENERGY CORPORATION | MID-TEX PIPELINE SEGMENT IN JOHNSON COUNTY | MID-TEX PIPELINE SEGMENT IN JOHNSON COUNTY | Johnson County | TX | 76031 | JOHNSON | CN602730319 | RN111619516 | During Pipeline operations, a potential for unintended natural gas releases exist from unexpected Pipeline ruptures or leaks due to Pipeline damage or defects. Mitigating the consequences of an unintended natural gas methane release requires the limitation of natural gas methane release from the Pipeline into the atmosphere. Remote Controlled Valves RCVs are installed at intervals along the Pipeline to reduce or prevent any such negative impacts to the environment caused by such an inadvertent natural gas methane release. An RCV is a block valve equipped with an electric, pneumatic, or natural gas-powered actuator capable of closing the valve remotely when a change in pressure or flow rate exceeds a specified limit. Data needed to determine a change are provided by sensors attached to the pipeline. Isolating the compromised Pipeline segment by quickly closing the upstream and downstream block valves is an effective method of mitigating the consequences of an unintended natural gas fugitives release, and reducing the risk of environmental damage from such fugitives, by controlling the overall volume of any natural gas release. The subjects RCVs are used to control and/or prevent a natural gas fugitives release which may cause adverse impacts to the atmosphere of the State of Texas. | The following property is used 100% for pollution control to meet or exceed federal or state regulations: Remote controlled valves located at 32.478860, -97.313240; 32.446149, -97.372338; and 32.446528, -97.372333. | 2022-12-29 10:20 | 915833 | 100
24762 | T1 | ATMOS ENERGY CORPORATION | MID-TEX PIPELINE SEGMENT IN HOOD COUNTY | MID-TEX PIPELINE SEGMENT IN HOOD COUNTY | Hood County | TX | 76048 | HOOD | CN602730319 | RN111620621 | During Pipeline operations, a potential for unintended natural gas releases exist from unexpected Pipeline ruptures or leaks due to Pipeline damage or defects. Mitigating the consequences of an unintended natural gas methane release requires the limitation of natural gas methane release from the Pipeline into the atmosphere. Remote Controlled Valves RCVs are installed at intervals along the Pipeline to reduce or prevent any such negative impacts to the environment caused by such an inadvertent natural gas methane release. An RCV is a block valve equipped with an electric, pneumatic, or natural gas-powered actuator capable of closing the valve remotely when a change in pressure or flow rate exceeds a specified limit. Data needed to determine a change are provided by sensors attached to the pipeline. Isolating the compromised Pipeline segment by quickly closing the upstream and downstream block valves is an effective method of mitigating the consequences of an unintended natural gas fugitives release, and reducing the risk of environmental damage from such fugitives, by controlling the overall volume of any natural gas release. The subjects RCVs are used to control and/or prevent a natural gas fugitives release which may cause adverse impacts to the atmosphere of the State of Texas. | Application withdrawn by applicant | 2022-12-29 10:20 | 271216 | 100
24763 | T1 | ATMOS ENERGY CORPORATION | MID-TEX PIPELINE SEGMENT IN GRIMES COUNTY | MID-TEX PIPELINE SEGMENT IN GRIMES COUNTY | Grimes County | TX | 77830 | GRIMES | CN602730319 | RN111619573 | During Pipeline operations, a potential for unintended natural gas releases exist from unexpected Pipeline ruptures or leaks due to Pipeline damage or defects. Mitigating the consequences of an unintended natural gas methane release requires the limitation of natural gas methane release from the Pipeline into the atmosphere. Remote Controlled Valves RCVs are installed at intervals along the Pipeline to reduce or prevent any such negative impacts to the environment caused by such an inadvertent natural gas methane release. An RCV is a block valve equipped with an electric, pneumatic, or natural gas-powered actuator capable of closing the valve remotely when a change in pressure or flow rate exceeds a specified limit. Data needed to determine a change are provided by sensors attached to the pipeline. Isolating the compromised Pipeline segment by quickly closing the upstream and downstream block valves is an effective method of mitigating the consequences of an unintended natural gas fugitives release, and reducing the risk of environmental damage from such fugitives, by controlling the overall volume of any natural gas release. The subjects RCVs are used to control and/or prevent a natural gas fugitives release which may cause adverse impacts to the atmosphere of the State of Texas. | The following property is used 100% for pollution control to meet or exceed federal or state regulations: Remote controlled valves located at 30.387579, -95.948469 and 30.356418, -96.060644. | 2022-12-29 10:21 | 422076 | 100
24764 | T1 | ATMOS ENERGY CORPORATION | MID-TEX PIPELINE SEGMENT IN ERATH COUNTY | MID-TEX PIPELINE SEGMENT IN ERATH COUNTY | Erath County | TX | 76401 | ERATH | CN602730319 | RN111624896 | During Pipeline operations, a potential for unintended natural gas releases exist from unexpected Pipeline ruptures or leaks due to Pipeline damage or defects. Mitigating the consequences of an unintended natural gas methane release requires the limitation of natural gas methane release from the Pipeline into the atmosphere. Remote Controlled Valves RCVs are installed at intervals along the Pipeline to reduce or prevent any such negative impacts to the environment caused by such an inadvertent natural gas methane release. An RCV is a block valve equipped with an electric, pneumatic, or natural gas-powered actuator capable of closing the valve remotely when a change in pressure or flow rate exceeds a specified limit. Data needed to determine a change are provided by sensors attached to the pipeline. Isolating the compromised Pipeline segment by quickly closing the upstream and downstream block valves is an effective method of mitigating the consequences of an unintended natural gas fugitives release, and reducing the risk of environmental damage from such fugitives, by controlling the overall volume of any natural gas release. The subjects RCVs are used to control and/or prevent a natural gas fugitives release which may cause adverse impacts to the atmosphere of the State of Texas. | The following property is used 100% for pollution control to meet or exceed federal or state regulations: Remote controlled valve located at 32.356673, -97.999078. | 2022-12-29 10:21 | 1050963 | 100
24765 | T1 | ATMOS ENERGY CORPORATION | MID-TEX PIPELINE SEGMENT IN ELLIS COUNTY | MID-TEX PIPELINE SEGMENT IN ELLIS COUNTY | Ellis County | TX | 75165 | ELLIS | CN602730319 | RN111620704 | During Pipeline operations, a potential for unintended natural gas releases exist from unexpected Pipeline ruptures or leaks due to Pipeline damage or defects. Mitigating the consequences of an unintended natural gas methane release requires the limitation of natural gas methane release from the Pipeline into the atmosphere. Remote Controlled Valves RCVs are installed at intervals along the Pipeline to reduce or prevent any such negative impacts to the environment caused by such an inadvertent natural gas methane release. An RCV is a block valve equipped with an electric, pneumatic, or natural gas-powered actuator capable of closing the valve remotely when a change in pressure or flow rate exceeds a specified limit. Data needed to determine a change are provided by sensors attached to the pipeline. Isolating the compromised Pipeline segment by quickly closing the upstream and downstream block valves is an effective method of mitigating the consequences of an unintended natural gas fugitives release, and reducing the risk of environmental damage from such fugitives, by controlling the overall volume of any natural gas release. The subjects RCVs are used to control and/or prevent a natural gas fugitives release which may cause adverse impacts to the atmosphere of the State of Texas. | The following property is used 100% for pollution control to meet or exceed federal or state regulations: Remote controlled valve located at 32.186180, -96.714500. | 2022-12-29 10:21 | 829029 | 100
24766 | T1 | ATMOS ENERGY CORPORATION | MID-TEX PIPELINE SEGMENT IN DALLAS COUNTY | MID-TEX PIPELINE SEGMENT IN DALLAS COUNTY | Dallas County | TX | 75001 | DALLAS | CN602730319 | RN111619664 | During Pipeline operations, a potential for unintended natural gas releases exist from unexpected Pipeline ruptures or leaks due to Pipeline damage or defects. Mitigating the consequences of an unintended natural gas methane release requires the limitation of natural gas methane release from the Pipeline into the atmosphere. Remote Controlled Valves RCVs are installed at intervals along the Pipeline to reduce or prevent any such negative impacts to the environment caused by such an inadvertent natural gas methane release. An RCV is a block valve equipped with an electric, pneumatic, or natural gas-powered actuator capable of closing the valve remotely when a change in pressure or flow rate exceeds a specified limit. Data needed to determine a change are provided by sensors attached to the pipeline. Isolating the compromised Pipeline segment by quickly closing the upstream and downstream block valves is an effective method of mitigating the consequences of an unintended natural gas fugitives release, and reducing the risk of environmental damage from such fugitives, by controlling the overall volume of any natural gas release. The subjects RCVs are used to control and/or prevent a natural gas fugitives release which may cause adverse impacts to the atmosphere of the State of Texas. | The following property is used 100% for pollution control to meet or exceed federal or state regulations: Remote controlled valves located at 32.954207, -96.976287; 32.757478, -96.524381; 32.602023, -96.908161; 32.690577, -96.891996; 32.954994, -96.977799; and 32.634366, -96.874127. | 2022-12-29 10:21 | 1406610 | 100
24767 | T1 | ATMOS ENERGY CORPORATION | MID-TEX PIPELINE SEGMENT IN BURNET COUNTY | MID-TEX PIPELINE SEGMENT IN BURNET COUNTY | Burnet County | TX | 78611 | BURNET | CN602730319 | RN111620670 | During Pipeline operations, a potential for unintended natural gas releases exist from unexpected Pipeline ruptures or leaks due to Pipeline damage or defects. Mitigating the consequences of an unintended natural gas methane release requires the limitation of natural gas methane release from the Pipeline into the atmosphere. Remote Controlled Valves RCVs are installed at intervals along the Pipeline to reduce or prevent any such negative impacts to the environment caused by such an inadvertent natural gas methane release. An RCV is a block valve equipped with an electric, pneumatic, or natural gas-powered actuator capable of closing the valve remotely when a change in pressure or flow rate exceeds a specified limit. Data needed to determine a change are provided by sensors attached to the pipeline. Isolating the compromised Pipeline segment by quickly closing the upstream and downstream block valves is an effective method of mitigating the consequences of an unintended natural gas fugitives release, and reducing the risk of environmental damage from such fugitives, by controlling the overall volume of any natural gas release. The subjects RCVs are used to control and/or prevent a natural gas fugitives release which may cause adverse impacts to the atmosphere of the State of Texas. | The following property is used 100% for pollution control to meet or exceed federal or state regulations: Remote controlled valve located at 30.784289, -98.235177. | 2022-12-29 10:22 | 144400 | 100
24768 | T1 | ATMOS ENERGY CORPORATION | MID-TEX PIPELINE SEGMENT IN BOSQUE COUNTY | MID-TEX PIPELINE SEGMENT IN BOSQUE COUNTY | Bosque County | TX | 76663 | BOSQUE | CN602730319 | RN111619748 | During Pipeline operations, a potential for unintended natural gas releases exist from unexpected Pipeline ruptures or leaks due to Pipeline damage or defects. Mitigating the consequences of an unintended natural gas methane release requires the limitation of natural gas methane release from the Pipeline into the atmosphere. Remote Controlled Valves RCVs are installed at intervals along the Pipeline to reduce or prevent any such negative impacts to the environment caused by such an inadvertent natural gas methane release. An RCV is a block valve equipped with an electric, pneumatic, or natural gas-powered actuator capable of closing the valve remotely when a change in pressure or flow rate exceeds a specified limit. Data needed to determine a change are provided by sensors attached to the pipeline. Isolating the compromised Pipeline segment by quickly closing the upstream and downstream block valves is an effective method of mitigating the consequences of an unintended natural gas fugitives release, and reducing the risk of environmental damage from such fugitives, by controlling the overall volume of any natural gas release. The subjects RCVs are used to control and/or prevent a natural gas fugitives release which may cause adverse impacts to the atmosphere of the State of Texas. | The following property is used 100% for pollution control to meet or exceed federal or state regulations: Remote controlled valve located at 32.058747, -97.737628. | 2022-12-29 10:22 | 1185409 | 100
24769 | T1 | ATMOS ENERGY CORPORATION | MID-TEX PIPELINE SEGMENT IN BELL COUNTY | MID-TEX PIPELINE SEGMENT IN BELL COUNTY | Bell County | TX | 76513 | BELL | CN602730319 | RN111619797 | During Pipeline operations, a potential for unintended natural gas releases exist from unexpected Pipeline ruptures or leaks due to Pipeline damage or defects. Mitigating the consequences of an unintended natural gas methane release requires the limitation of natural gas methane release from the Pipeline into the atmosphere. Remote Controlled Valves RCVs are installed at intervals along the Pipeline to reduce or prevent any such negative impacts to the environment caused by such an inadvertent natural gas methane release. An RCV is a block valve equipped with an electric, pneumatic, or natural gas-powered actuator capable of closing the valve remotely when a change in pressure or flow rate exceeds a specified limit. Data needed to determine a change are provided by sensors attached to the pipeline. Isolating the compromised Pipeline segment by quickly closing the upstream and downstream block valves is an effective method of mitigating the consequences of an unintended natural gas fugitives release, and reducing the risk of environmental damage from such fugitives, by controlling the overall volume of any natural gas release. The subjects RCVs are used to control and/or prevent a natural gas fugitives release which may cause adverse impacts to the atmosphere of the State of Texas. | The following property is used 100% for pollution control to meet or exceed federal or state regulations: Remote controlled valve located at 31.136822, -97.752694. | 2022-12-29 10:22 | 306944 | 100
24770 | T1 | ASCEND PERFORMANCE MATERIALS INC | ASCEND PERFORMANCE MATERIALS CHOCOLATE BAYOU PLANT | Latitude = 29.255833, Longitude = -95.210277 | Brazoria County | TX | 77512 | BRAZORIA | CN604272468 | RN100238682 | This capital expenditure will construct a permanent treatment and dewatering facility for 331 solids. This is a compliance project, and it is intended to address the EPA findings and subsequent Consent Decree. A permanent solids treatment facility for 331 solids will be installed. This will replace the current temporary solids treatment facility of 331 solids. In addition, this new facility will dewater treated solids from IWPF. IWPF solids treatment will continue to be performed in the existing T1 tanks of IWPF. Treated solids will be dewatered in a filter press and stored in roll-off boxes until they are transferred to the onsite landfill. The new treatment and dewatering facility will be RCRA compliant and will align with the EPA definition of compliance. Specified existing equipment can be converted from temporary status to permanent. IWPF sludge in-situ treatment will remain as-installed with previous 332T1-2 Sludge Treatment Project and not be impacted by this project. Treatment and handling will be compatible with MAC-3 catalyst and other catalyst transitions in LRP including Fe-Sb and Mo-Bi A PE consultant will certify all necessary design elements as compliant. | NOD response not received | 2023-03-08 | 8500000 | 100
24771 | T1 | ATMOS ENERGY CORPORATION | MID-TEX PIPELINE SEGMENT IN HENDERSON COUNTY | MID-TEX PIPELINE SEGMENT IN HENDERSON COUNTY | Henderson County | TX | 75751 | HENDERSON | CN602730319 | RN111620720 | During Pipeline operations, a potential for unintended natural gas releases exist from unexpected Pipeline ruptures or leaks due to Pipeline damage or defects. Mitigating the consequences of an unintended natural gas methane release requires the limitation of natural gas methane release from the Pipeline into the atmosphere. Remote Controlled Valves RCVs are installed at intervals along the Pipeline to reduce or prevent any such negative impacts to the environment caused by such an inadvertent natural gas methane release. An RCV is a block valve equipped with an electric, pneumatic, or natural gas-powered actuator capable of closing the valve remotely when a change in pressure or flow rate exceeds a specified limit. Data needed to determine a change are provided by sensors attached to the pipeline. Isolating the compromised Pipeline segment by quickly closing the upstream and downstream block valves is an effective method of mitigating the consequences of an unintended natural gas fugitives release, and reducing the risk of environmental damage from such fugitives, by controlling the overall volume of any natural gas release. The subjects RCVs are used to control and/or prevent a natural gas fugitives release which may cause adverse impacts to the atmosphere of the State of Texas. | The following property is used 100% for pollution control to meet or exceed federal or state regulations: Remote controlled valves located at 32.305617, -95.686893 and 32.130429, -95.940963. | 2023-01-06 12:35 | 201315 | 100
24772 | T1 | ATMOS ENERGY CORPORATION | MID-TEX PIPELINE SEGMENT IN FREESTONE COUNTY | MID-TEX PIPELINE SEGMENT IN FREESTONE COUNTY | Freestone County | TX | 75840 | FREESTONE | CN602730319 | RN111619706 | During Pipeline operations, a potential for unintended natural gas releases exist from unexpected Pipeline ruptures or leaks due to Pipeline damage or defects. Mitigating the consequences of an unintended natural gas methane release requires the limitation of natural gas methane release from the Pipeline into the atmosphere. Remote Controlled Valves RCVs are installed at intervals along the Pipeline to reduce or prevent any such negative impacts to the environment caused by such an inadvertent natural gas methane release. An RCV is a block valve equipped with an electric, pneumatic, or natural gas-powered actuator capable of closing the valve remotely when a change in pressure or flow rate exceeds a specified limit. Data needed to determine a change are provided by sensors attached to the pipeline. Isolating the compromised Pipeline segment by quickly closing the upstream and downstream block valves is an effective method of mitigating the consequences of an unintended natural gas fugitives release, and reducing the risk of environmental damage from such fugitives, by controlling the overall volume of any natural gas release. The subjects RCVs are used to control and/or prevent a natural gas fugitives release which may cause adverse impacts to the atmosphere of the State of Texas. | The following property is used 100% for pollution control to meet or exceed federal or state regulations: Remote controlled valves located at 31.784800, -96.462500; 31.586096, -96.228359; 31.586148, -96.228363; 31.586082, -96.228359; 31.591322, -96.141587; and 31.582834 -96.285974. | 2023-01-06 12:35 | 2271411 | 100
24773 | T1 | ATMOS ENERGY CORPORATION | MID-TEX PIPELINE SEGMENT IN DENTON COUNTY | MID-TEX PIPELINE SEGMENT IN DENTON COUNTY | Denton County | TX | 75065 | DENTON | CN602730319 | RN111619607 | During Pipeline operations, a potential for unintended natural gas releases exist from unexpected Pipeline ruptures or leaks due to Pipeline damage or defects. Mitigating the consequences of an unintended natural gas methane release requires the limitation of natural gas methane release from the Pipeline into the atmosphere. Remote Controlled Valves RCVs are installed at intervals along the Pipeline to reduce or prevent any such negative impacts to the environment caused by such an inadvertent natural gas methane release. An RCV is a block valve equipped with an electric, pneumatic, or natural gas-powered actuator capable of closing the valve remotely when a change in pressure or flow rate exceeds a specified limit. Data needed to determine a change are provided by sensors attached to the pipeline. Isolating the compromised Pipeline segment by quickly closing the upstream and downstream block valves is an effective method of mitigating the consequences of an unintended natural gas fugitives release, and reducing the risk of environmental damage from such fugitives, by controlling the overall volume of any natural gas release. The subjects RCVs are used to control and/or prevent a natural gas fugitives release which may cause adverse impacts to the atmosphere of the State of Texas. | The following property is used 100% for pollution control to meet or exceed federal or state regulations: Remote controlled valves located at 32.997230, -96.911040; 33.082300, -97.196194; 33.283659, -97.188174; 33.173639, -97.276393; 33.259527, -97.222423; 33.144388, -97.039572; and 33.195472, -97.096890. | 2023-01-06 12:36 | 890335 | 100
24774 | T1 | ATMOS ENERGY CORPORATION | MID-TEX PIPELINE SEGMENT IN COLLIN COUNTY | MID-TEX PIPELINE SEGMENT IN COLLIN COUNTY | Collin County | TX | 75069 | COLLIN | CN602730319 | RN111620761 | During Pipeline operations, a potential for unintended natural gas releases exist from unexpected Pipeline ruptures or leaks due to Pipeline damage or defects. Mitigating the consequences of an unintended natural gas methane release requires the limitation of natural gas methane release from the Pipeline into the atmosphere. Remote Controlled Valves RCVs are installed at intervals along the Pipeline to reduce or prevent any such negative impacts to the environment caused by such an inadvertent natural gas methane release. An RCV is a block valve equipped with an electric, pneumatic, or natural gas-powered actuator capable of closing the valve remotely when a change in pressure or flow rate exceeds a specified limit. Data needed to determine a change are provided by sensors attached to the pipeline. Isolating the compromised Pipeline segment by quickly closing the upstream and downstream block valves is an effective method of mitigating the consequences of an unintended natural gas fugitives release, and reducing the risk of environmental damage from such fugitives, by controlling the overall volume of any natural gas release. The subjects RCVs are used to control and/or prevent a natural gas fugitives release which may cause adverse impacts to the atmosphere of the State of Texas. | The following property is used 100% for pollution control to meet or exceed federal or state regulations: Remote controlled valves located at 33.189078, -96.817228; 33.358827, -96.671387; and 33.011126, -96.414346. | 2023-01-06 12:36 | 5472441 | 100
24775 | T1 | PERMIAN EXPRESS PARTNERS LLC | WICHITA COUNTY PERMIAN EXPRESS PARTNERS PIPELINE | PERMIAN EXPRESS PARTNERS PIPELINE LOCATED IN WICHITA COUNTY | Wichita County | TX | 76305 | WICHITA | CN605351865 | RN111634119 | Pipeline coating and cathodic protection on the Permian Express Partners Pipeline Segment in Wichita County. | The following property is used 100% for pollution control to meet or exceed federal or state regulations: Pipeline coating and cathodic protection on the Permian Express Partners Pipeline Segment in Wichita County. | 2023-01-30 | 16000 | 100
24776 | T1 | PERMIAN EXPRESS PARTNERS LLC | TAYLOR COUNTY PERMIAN EXPRESS PARTNERS PIPELINE | PERMIAN EXPRESS PARTNERS PIPELINE LOCATED IN TAYLOR COUNTY | Taylor County | TX | 79561 | TAYLOR | CN605351865 | RN111634127 | Pipeline coating and cathodic protection on the Permian Express Partners Pipeline Segment in Taylor County. | The following property is used 100% for pollution control to meet or exceed federal or state regulations: Pipeline coating and cathodic protection on the Permian Express Partners Pipeline Segment in Taylor County. | 2023-01-30 | 221933 | 100
24777 | T1 | PERMIAN EXPRESS PARTNERS LLC | STERLING COUNTY PERMIAN EXPRESS PARTNERS PIPELINE | PERMIAN EXPRESS PARTNERS PIPELINE LOCATED IN STERLING COUNTY | Sterling County | TX | 76951 | STERLING | CN605351865 | RN111634135 | Pipeline coating and cathodic protection on the Permian Express Partners Pipeline Segment in Sterling County. | The following property is used 100% for pollution control to meet or exceed federal or state regulations: Pipeline coating and cathodic protection on the Permian Express Partners Pipeline Segment in Sterling County. | 2023-01-30 | 18976 | 100
24778 | T1 | PERMIAN EXPRESS PARTNERS LLC | SOMERVELL COUNTY PERMIAN EXPRESS PARTNERS PIPELINE | PERMIAN EXPRESS PARTNERS PIPELINE LOCATED IN SOMERVELL COUNTY | Somervell County | TX | 76077 | SOMERVELL | CN605351865 | RN111634143 | Pipeline coating and cathodic protection on the Permian Express Partners Pipeline Segment in Somervell County. | The following property is used 100% for pollution control to meet or exceed federal or state regulations: Pipeline coating and cathodic protection on the Permian Express Partners Pipeline Segment in Somervell County. | 2023-01-30 | 275098 | 100
24779 | T1 | PERMIAN EXPRESS PARTNERS LLC | SHACKELFORD CO PERMIAN EXPRESS PARTNERS PIPELINE | PERMIAN EXPRESS PARTNERS PIPELINE LOCATED IN SHACKELFORD COUNTY | Shackelford County | TX | 76430 | SHACKELFORD | CN605351865 | RN111634150 | Pipeline coating and cathodic protection on the Permian Express Partners Pipeline Segment in Shackelford County. | The following property is used 100% for pollution control to meet or exceed federal or state regulations: Pipeline coating and cathodic protection on the Permian Express Partners Pipeline Segment in Shackelford County. | 2023-01-30 | 281338 | 100
24780 | T1 | PERMIAN EXPRESS PARTNERS LLC | SCURRY COUNTY PERMIAN EXPRESS PARTNERS PIPELINE | PERMIAN EXPRESS PARTNER PIPELINE LOCATED IN SCURRY COUNTY | Scurry County | TX | 28334 | SCURRY | CN605351865 | RN111634168 | Pipeline coating and cathodic protection on the Permian Express Partners Pipeline Segment in Scurry County. | The following property is used 100% for pollution control to meet or exceed federal or state regulations: Pipeline coating and cathodic protection on the Permian Express Partners Pipeline Segment in Scurry County. | 2023-01-30 | 29632 | 100
24781 | T1 | PERMIAN EXPRESS PARTNERS LLC | NOLAN COUNTY PERMIAN EXPRESS PARTNERS PIPELINE | PERMIAN EXPRESS PARTNERS PIPELINE LOCATED IN NOLAN COUNTY | Nolan County | TX | 79556 | NOLAN | CN605351865 | RN111634176 | Pipeline coating and cathodic protection on the Permian Express Partners Pipeline Segment in Nolan County. | The following property is used 100% for pollution control to meet or exceed federal or state regulations: Pipeline coating and cathodic protection on the Permian Express Partners Pipeline Segment in Nolan County. | 2023-01-30 | 624864 | 100
24782 | T1 | PERMIAN EXPRESS PARTNERS LLC | NAVARRO COUNTY PERMIAN EXPRESS PARTNER PIPELINE | PERMIAN EXPRESS PARTNERS PIPELINE LOCATED IN NAVARRO COUNTY | Navarro County | TX | 75109 | NAVARRO | CN605351865 | RN111634184 | Pipeline coating and cathodic protection on the Permian Express Partners Pipeline Segment in Navarro County. | The following property is used 100% for pollution control to meet or exceed federal or state regulations: Pipeline coating and cathodic protection on the Permian Express Partners Pipeline Segment in Navarro County. | 2023-01-30 | 495216 | 100
24783 | T1 | PERMIAN EXPRESS PARTNERS LLC | MITCHELL COUNTY PERMIAN EXPRESS PARTNERS PIPELINE | PERMIAN EXPRESS PARTNERS PIPELINE LOCATED IN MITCHELL COUNTY | Mitchell County | TX | 79512 | MITCHELL | CN605351865 | RN111634192 | Pipeline coating and cathodic protection on the Permian Express Partners Pipeline Segment in Mitchell County. | The following property is used 100% for pollution control to meet or exceed federal or state regulations: Pipeline coating and cathodic protection on the Permian Express Partners Pipeline Segment in Mitchell County. | 2023-01-30 | 728493 | 100
24784 | T1 | PERMIAN EXPRESS PARTNERS LLC | JONES COUNTY PERMIAN EXPRESS PARTNERS PIPELINE | PERMIAN EXPRESS PARTNERS PIPELINE LOCATED IN JONES COUNTY | Jones County | TX | 79525 | JONES | CN605351865 | RN111634200 | Pipeline coating and cathodic protection on the Permian Express Partners Pipeline Segment in Jones County. | The following property is used 100% for pollution control to meet or exceed federal or state regulations: Pipeline coating and cathodic protection on the Permian Express Partners Pipeline Segment in Jones County. | 2023-02-03 | 486298 | 100
24785 | T1 | PERMIAN EXPRESS PARTNERS LLC | JOHNSON COUNTY PERMIAN EXPRESS PARTNERS PIPELINE | PERMIAN EXPRESS PARTNERS PIPELINE LOCATED IN JOHNSON COUNTY | Johnson County | TX | 76093 | JOHNSON | CN605351865 | RN111634531 | Pipeline coating and cathodic protection on the Permian Express Partners Pipeline Segment in Johnson County. | The following property is used 100% for pollution control to meet or exceed federal or state regulations: Pipeline coating and cathodic protection on the Permian Express Partners Pipeline Segment in Johnson County. | 2023-01-30 | 193459 | 100
24786 | T1 | PERMIAN EXPRESS PARTNERS LLC | HOWARD COUNTY PERMIAN EXPRESS PARTNERS PIPELINE | PERMIAN EXPRESS PARTNERS PIPELINE LOCATED IN HOWARD COUNTY | Howard County | TX | 79720 | HOWARD | CN605351865 | RN111634549 | Pipeline coating and cathodic protection on the Permian Express Partners Pipeline Segment in Howard County. | The following property is used 100% for pollution control to meet or exceed federal or state regulations: Pipeline coating and cathodic protection on the Permian Express Partners Pipeline Segment in Howard County. | 2023-01-30 | 101008 | 100
24787 | T1 | PERMIAN EXPRESS PARTNERS LLC | HOOD COUNTY PERMIAN EXPRESS PARTNERS PIPELINE | PERMIAN EXPRESS PARTNERS PIPELINE LOCATED IN HOOD COUNTY | Hood County | TX | 76476 | HOOD | CN605351865 | RN111634556 | Pipeline coating and cathodic protection on the Permian Express Partners Pipeline Segment in Hood County. | The following property is used 100% for pollution control to meet or exceed federal or state regulations: Pipeline coating and cathodic protection on the Permian Express Partners Pipeline Segment in Hood County. | 2023-01-30 | 222490 | 100
24788 | T1 | PERMIAN EXPRESS PARTNERS LLC | HILL COUNTY PERMIAN EXPRESS PARTNERS PIPELINE | PERMIAN EXPRESS PARTNERS PIPELINE LOCATED IN HILL COUNTY | Hill County | TX | 75165 | HILL | CN605351865 | RN111634564 | Pipeline coating and cathodic protection on the Permian Express Partners Pipeline Segment in Hill County. | The following property is used 100% for pollution control to meet or exceed federal or state regulations: Pipeline coating and cathodic protection on the Permian Express Partners Pipeline Segment in Hill County. | 2023-01-30 | 728237 | 100
24789 | T1 | PERMIAN EXPRESS PARTNERS LLC | GLASSCOCK COUNTY PERMIAN EXPRESS PARTNERS PIPELINE | PERMIAN EXPRESS PARTNERS PIPELINE LOCATED IN GLASSCOCK PIPELINE | Glasscock County | TX | 79739 | GLASSCOCK | CN605351865 | RN111634572 | Pipeline coating and cathodic protection on the Permian Express Partners Pipeline Segment in Glasscock County. | The following property is used 100% for pollution control to meet or exceed federal or state regulations: Pipeline coating and cathodic protection on the Permian Express Partners Pipeline Segment in Glasscock County. | 2023-01-30 | 268720 | 100
24790 | T1 | PERMIAN EXPRESS PARTNERS LLC | ERATH COUNTY PERMIAN EXPRESS PARTNERS PIPELINE | PERMIAN EXPRESS PARTNERS PIPELINE LOCATED IN ERATH COUNTY | Erath County | TX | 76401 | ERATH | CN605351865 | RN111634580 | Pipeline coating and cathodic protection on the Permian Express Partners Pipeline Segment in Erath County. | The following property is used 100% for pollution control to meet or exceed federal or state regulations: Pipeline coating and cathodic protection on the Permian Express Partners Pipeline Segment in Erath County. | 2023-01-30 | 557491 | 100
24791 | T1 | PERMIAN EXPRESS PARTNERS LLC | EASTLAND COUNTY PERMIAN EXPRESS PARTNERS PIPELINE | PERMIAN EXPRESS PARTNERS PIPELINE LOCATED IN EASTLAND COUNTY | Eastland County | TX | 76470 | EASTLAND | CN605351865 | RN111634598 | Pipeline coating and cathodic protection on the Permian Express Partners Pipeline Segment in Eastland County. | The following property is used 100% for pollution control to meet or exceed federal or state regulations: Pipeline coating and cathodic protection on the Permian Express Partners Pipeline Segment in Eastland County. | 2023-01-30 | 739507 | 100
24792 | T1 | PERMIAN EXPRESS PARTNERS LLC | CLAY COUNTY PERMIAN EXPRESS PARTNERS PIPELINE | PERMIAN EXPRESS PARTNERS PIPELINE LOCATED IN CLAY COUNTY | Clay County | TX | 76365 | CLAY | CN605351865 | RN111634606 | Pipeline coating and cathodic protection on the Permian Express Partners Pipeline Segment in Clay County. | The following property is used 100% for pollution control to meet or exceed federal or state regulations: Pipeline coating and cathodic protection on the Permian Express Partners Pipeline Segment in Clay County. | 2023-01-30 | 391296 | 100
24793 | T1 | PERMIAN EXPRESS PARTNERS LLC | CALLAHAN COUNTY PERMIAN EXPRESS PARTNERS PIPELINE | PERMIAN EXPRESS PARTNERS PIPELINE LOCATED WITHIN CALLAHAN COUNTY MAINLY ON THE NORTHEAST PORTION OF THE COUNTY | Callahan County | TX | 79504 | CALLAHAN | CN605351865 | RN111634614 | Pipeline coating and cathodic protection on the Permian Express Partners Pipeline Segment in Callahan County. | The following property is used 100% for pollution control to meet or exceed federal or state regulations: Pipeline coating and cathodic protection on the Permian Express Partners Pipeline Segment in Callahan County. | 2023-01-30 | 322925 | 100
24794 | T1 | TRANS-PECOS PIPELINE LLC | TRANS-PECOS PIPELINE WARD COUNTY PIPELINE | TRANS-PECOS PIPELINE, LLC WARD COUNTY PIPELINE | Ward County | TX | 79777 | WARD | CN604926535 | RN111636114 | Pipeline Coatings and Cathodic Protection are protective Pipe Coatings used to minimize the risk of corrosion which in turn reduces the risk of product spillage during the pipeline transportation process. The pipe coatings and CP are used to control and/or prevent the degradation of metal piping through which the inadvertent release of product could be released to waters and lands of the State of Texas. If leakage occurs, the product becomes nonrecoverable and ceases to retain monetary value. | Pending as of April 1, 2023 | 2023-01-31 | 96000 | 100
24795 | T1 | COMANCHE TRAIL PIPELINE LLC | COMANCHE TRAIL REEVES COUNTY PIPELINES | COMANCHE TRAIL PIPELINE REEVES COUNTY PIPELINE SEGMENT | Reeves County | TX | 79772 | REEVES | CN605296797 | RN111636130 | Pipeline Coatings and Cathodic Protection are protective Pipe Coatings used to minimize the risk of corrosion which in turn reduces the risk of product spillage during the pipeline transportation process. The pipe coatings and CP are used to control and/or prevent the degradation of metal piping through which the inadvertent release of product could be released to waters and lands of the State of Texas. If leakage occurs, the product becomes nonrecoverable and ceases to retain monetary value. | Pending as of April 1, 2023 | 2023-01-31 | 991200 | 100
24796 | T1 | TRANS-PECOS PIPELINE LLC | TRANS-PECOS PIPELINE PRESIDIO COUNTY PIPELINES | TRANS-PECOS PIPELINE, LLC PIPELINE SEGMENTS IN PRESIDIO COUNTY | Presidio County | TX | 79843 | PRESIDIO | CN604926535 | RN111636148 | Pipeline Coatings and Cathodic Protection are protective Pipe Coatings used to minimize the risk of corrosion which in turn reduces the risk of product spillage during the pipeline transportation process. The pipe coatings and CP are used to control and/or prevent the degradation of metal piping through which the inadvertent release of product could be released to waters and lands of the State of Texas. If leakage occurs, the product becomes nonrecoverable and ceases to retain monetary value. | Pending as of April 1, 2023 | 2023-01-31 | 1125600 | 100
24797 | T1 | TRANS-PECOS PIPELINE LLC | TRANS-PECOS PIPELINE PECOS COUNTY PIPELINES | TRANS-PECOS PIPELINE, LLC PIPELINE SEGMENTS IN PECOS COUNTY. | Pecos County | TX | 79735 | PECOS | CN604926535 | RN111636155 | Pipeline Coatings and Cathodic Protection are protective Pipe Coatings used to minimize the risk of corrosion which in turn reduces the risk of product spillage during the pipeline transportation process. The pipe coatings and CP are used to control and/or prevent the degradation of metal piping through which the inadvertent release of product could be released to waters and lands of the State of Texas. If leakage occurs, the product becomes nonrecoverable and ceases to retain monetary value. | Pending as of April 1, 2023 | 2023-01-31 | 849600 | 100
24798 | T1 | COMANCHE TRAIL PIPELINE LLC | COMANCHE TRAIL PECOS COUNTY PIPELINE | COMANCHE TRAIL PIPELINE, LLC PIPELINE IN PECOS COUNTY. | Pecos County | TX | 79735 | PECOS | CN605296797 | RN111636163 | Pipeline Coatings and Cathodic Protection are protective Pipe Coatings used to minimize the risk of corrosion which in turn reduces the risk of product spillage during the pipeline transportation process. The pipe coatings and CP are used to control and/or prevent the degradation of metal piping through which the inadvertent release of product could be released to waters and lands of the State of Texas. If leakage occurs, the product becomes nonrecoverable and ceases to retain monetary value. | Pending as of April 1, 2023 | 2023-01-31 | 3192 | 100
24799 | T1 | COMANCHE TRAIL PIPELINE LLC | COMANCHE TRAIL HUDSPETH COUNTY PIPELINES | COMANCHE TRAIL PIPELINE, LLC PIPELINE SEGMENTS IN HUDSPETH COUNTY. | Hudspeth County | TX | 79839 | HUDSPETH | CN605296797 | RN111636171 | Pipeline Coatings and Cathodic Protection are protective Pipe Coatings used to minimize the risk of corrosion which in turn reduces the risk of product spillage during the pipeline transportation process. The pipe coatings and CP are used to control and/or prevent the degradation of metal piping through which the inadvertent release of product could be released to waters and lands of the State of Texas. If leakage occurs, the product becomes nonrecoverable and ceases to retain monetary value. | Pending as of April 1, 2023 | 2023-01-31 | 1092000 | 100
24800 | T1 | COMANCHE TRAIL PIPELINE LLC | COMANCHE TRAIL EL PASO COUNTY PIPELINES | COMANCHE TRAIL PIPELINE, LLC PIPELINE SEGMENTS IN EL PASO COUNTY | El Paso County | TX | 79836 | EL PASO | CN605296797 | RN111636189 | Pipeline Coatings and Cathodic Protection are protective Pipe Coatings used to minimize the risk of corrosion which in turn reduces the risk of product spillage during the pipeline transportation process. The pipe coatings and CP are used to control and/or prevent the degradation of metal piping through which the inadvertent release of product could be released to waters and lands of the State of Texas. If leakage occurs, the product becomes nonrecoverable and ceases to retain monetary value. | Pending as of April 1, 2023 | 2023-01-31 | 287385 | 100
24801 | T1 | COMANCHE TRAIL PIPELINE LLC | COMANCHE TRAIL CULBERSON COUNTY PIPELINES | COMANCHE TRAIL PIPELINE, LLC PIPELINE IN CULBERSON COUNTY | Culberson County | TX | 79855 | CULBERSON | CN605296797 | RN111636197 | Pipeline Coatings and Cathodic Protection are protective Pipe Coatings used to minimize the risk of corrosion which in turn reduces the risk of product spillage during the pipeline transportation process. The pipe coatings and CP are used to control and/or prevent the degradation of metal piping through which the inadvertent release of product could be released to waters and lands of the State of Texas. If leakage occurs, the product becomes nonrecoverable and ceases to retain monetary value. | Pending as of April 1, 2023 | 2023-01-31 | 856800 | 100
24802 | T1 | TRANS-PECOS PIPELINE LLC | TRANS-PECOS PIPELINE LLC BREWSTER COUNTY PIPELINES | TRANS-PECOS PIPELINES IN BREWSTER COUNTY | Brewster County | TX | 79832 | BREWSTER | CN604926535 | RN111636205 | Pipeline Coatings and Cathodic Protection are protective Pipe Coatings used to minimize the risk of corrosion which in turn reduces the risk of product spillage during the pipeline transportation process. The pipe coatings and CP are used to control and/or prevent the degradation of metal piping through which the inadvertent release of product could be released to waters and lands of the State of Texas. If leakage occurs, the product becomes nonrecoverable and ceases to retain monetary value. | Pending as of April 1, 2023 | 2023-01-31 | 571200 | 100
24803 | T1 | ENERGY TRANSFER GC NGL PIPELINES LP | ENERGY TRANSFER GC NGL ZAVALA COUNTY PIPELINE SEGMENTS | ENERGY TRANSFER GC NGL ZAVALA COUNTY PIPELINE SEGMENTS | Zavala County | TX | 78829 | ZAVALA | CN604265710 | RN111636650 | Pipeline Coatings and Cathodic Protection are protective Pipe Coatings used to minimize the risk of corrosion which in turn reduces the risk of product spillage during the pipeline transportation process. The pipe coatings and CP are used to control and/or prevent the degradation of metal piping through which the inadvertent release of product could be released to waters and lands of the State of Texas. If leakage occurs, the product becomes nonrecoverable and ceases to retain monetary value. | Pending as of April 1, 2023 | 2023-03-01 16:19 | 563200 | 100
24804 | T1 | ENERGY TRANSFER GC NGL PIPELINES LP | ENERGY TRANSFER GC NGL WINKLER COUNTY PIPELINE SEGMENTS | ENERGY TRANSFER GC NGL WINKLER COUNTY PIPELINE SEGMENTS | Winkler County | TX | 79745 | WINKLER | CN604265710 | RN111636668 | Pipeline Coatings and Cathodic Protection are protective Pipe Coatings used to minimize the risk of corrosion which in turn reduces the risk of product spillage during the pipeline transportation process. The pipe coatings and CP are used to control and/or prevent the degradation of metal piping through which the inadvertent release of product could be released to waters and lands of the State of Texas. If leakage occurs, the product becomes nonrecoverable and ceases to retain monetary value. | Pending as of April 1, 2023 | 2023-03-01 16:23 | 1138281 | 100
24805 | T1 | ENERGY TRANSFER GC NGL PIPELINES LP | ENERGY TRANSFER GC NGL WARD COUNTY PIPELINE SEGMENTS | ENERGY TRANSFER GC NGL WARD COUNTY PIPELINE SEGMENTS | Ward County | TX | 79777 | WARD | CN604265710 | RN111636676 | Pipeline coatings and cathodic protection on the Energy Transfer GC NGL Pipeline Segments in Ward County. | The following property is used 100% for pollution control and is installed to meet or exceed federal or state regulations: Pipeline coatings and cathodic protection on the Energy Transfer GC NGL Pipeline Segments in Ward County. | 2023-02-22 | 431283 | 100
24806 | T1 | ENERGY TRANSFER GC NGL PIPELINES LP | ENERGY TRANSFER GC NGL WALKER COUNTY PIPELINE SEGMENTS | ENERGY TRANSFER GC NGL WALKER COUNTY PIPELINE SEGMENTS | Walker County | TX | 77367 | WALKER | CN604265710 | RN111636684 | Pipeline coatings and cathodic protection on the Energy Transfer GC NGL Pipelines LP Segments in Walker County. | The following property is used 100% for pollution control and is installed to meet or exceed federal or state regulations: Pipeline coatings and cathodic protection on the Energy Transfer GC NGL Pipelines LP Segments in Walker County. | 2023-02-22 | 598440 | 100
24807 | T1 | ENERGY TRANSFER GC NGL PIPELINES LP | ENERGY TRANSFER GC NGL VAL VERDE COUNTY PIPELINE SEGMENTS | ENERGY TRANSFER GC NGL VAL VERDE COUNTY PIPELINE SEGMENTS | Val Verde County | TX | 78837 | VAL VERDE | CN604265710 | RN111636692 | Pipeline coatings and cathodic protection on the Energy Transfer GC NGL Pipelines LP Segments in Val Verde County. | The following property is used 100% for pollution control and is installed to meet or exceed federal or state regulations: Pipeline coatings and cathodic protection on the Energy Transfer GC NGL Pipelines LP Segments in Val Verde County. | 2023-02-24 | 744704 | 100
24808 | T1 | ENERGY TRANSFER GC NGL PIPELINES LP | ENERGY TRANSFER GC NGL UVALDE COUNTY PIPELINE SEGMENTS | ENERGY TRANSFER GC NGL UVALDE COUNTY PIPELINE SEGMENTS | Uvalde County | TX | 78801 | UVALDE | CN604265710 | RN111636700 | Pipeline coatings and cathodic protection on the Energy Transfer GC NGL Pipelines LP Segments in Uvalde County. | The following property is used 100% for pollution control and is installed to meet or exceed federal or state regulations: Pipeline coatings and cathodic protection on the Energy Transfer GC NGL Pipelines LP Segments in Uvalde County. | 2023-02-24 | 27008 | 100
24809 | T1 | ENERGY TRANSFER GC NGL PIPELINES LP | ENERGY TRANSFER GC NGL UPTON COUNTY PIPELINE SEGMENTS | ENERGY TRANSFER GC NGL UPTON COUNTY PIPELINE SEGMENTS | Upton County | TX | 79778 | UPTON | CN604265710 | RN111636718 | Pipeline coatings and cathodic protection on the Energy Transfer GC NGL Pipelines LP Segments in Upton County. | The following property is used 100% for pollution control and is installed to meet or exceed federal or state regulations: Pipeline coatings and cathodic protection on the Energy Transfer GC NGL Pipelines LP Segments in Upton County. | 2023-02-24 | 545254 | 100
24810 | T1 | ENERGY TRANSFER GC NGL PIPELINES LP | ENERGY TRANSFER GC NGL TAYLOR COUNTY PIPELINE SEGMENTS | ENERGY TRANSFER GC NGL TAYLOR COUNTY PIPELINE SEGMENTS | Taylor County | TX | 79508 | TAYLOR | CN604265710 | RN111636726 | Pipeline coatings and cathodic protection on the Energy Transfer GC NGL Pipelines LP Segments in Taylor County. | The following property is used 100% for pollution control and is installed to meet or exceed federal or state regulations: Pipeline coatings and cathodic protection on the Energy Transfer GC NGL Pipelines LP Segments in Taylor County. | 2023-02-24 | 1253260 | 100
24811 | T1 | ENERGY TRANSFER GC NGL PIPELINES LP | ENERGY TRANSFER GC NGL SAN JACINTO COUNTY PIPELINE SEGMENTS | ENERGY TRANSFER GC NGL SAN JACINTO COUNTY PIPELINE SEGMENTS | San Jacinto County | TX | 77331 | SAN JACINTO | CN604265710 | RN111636734 | Pipeline coatings and cathodic protection on the Energy Transfer GC NGL Pipelines LP Segments in San Jacinto County. | The following property is used 100% for pollution control and is installed to meet or exceed federal or state regulations: Pipeline coatings and cathodic protection on the Energy Transfer GC NGL Pipelines LP Segments in San Jacinto County. | 2023-02-24 | 775320 | 100
24812 | T1 | ENERGY TRANSFER GC NGL PIPELINES LP | ENERGY TRANSFER GC NGL REEVES COUNTY PIPELINE SEGMENTS | ENERGY TRANSFER GC NGL REEVES COUNTY PIPELINE SEGMENTS | Reeves County | TX | 79785 | REEVES | CN604265710 | RN111636742 | Pipeline coatings and cathodic protection on the Energy Transfer GC NGL Pipelines LP Segments in Reeves County. | The following property is used 100% for pollution control and is installed to meet or exceed federal or state regulations: Pipeline coatings and cathodic protection on the Energy Transfer GC NGL Pipelines LP Segments in Reeves County. | 2023-02-28 | 76185 | 100
24813 | T1 | ENERGY TRANSFER GC NGL PIPELINES LP | ENERGY TRANSFER GC NGL REAGAN COUNTY PIPELINE SEGMENTS | ENERGY TRANSFER GC NGL REAGAN COUNTY PIPELINE SEGMENTS | Reagan County | TX | 76932 | REAGAN | CN604265710 | RN111636981 | Pipeline coatings and cathodic protection on the Energy Transfer GC NGL Pipelines LP Segments in Reagan County. | The following property is used 100% for pollution control and is installed to meet or exceed federal or state regulations: Pipeline coatings and cathodic protection on the Energy Transfer GC NGL Pipelines LP Segments in Reagan County. | 2023-02-28 | 343936 | 100
24814 | T1 | ENERGY TRANSFER GC NGL PIPELINES LP | ENERGY TRANSFER GC NGL PECOS COUNTY PIPELINE SEGMENTS | ENERGY TRANSFER GC NGL PECOS COUNTY PIPELINE SEGMENTS | Pecos County | TX | 79735 | PECOS | CN604265710 | RN111636999 | Pipeline coatings and cathodic protection on the Energy Transfer GC NGL Pipelines LP Segments in Pecos County. | The following property is used 100% for pollution control and is installed to meet or exceed federal or state regulations: Pipeline coatings and cathodic protection on the Energy Transfer GC NGL Pipelines LP Segments in Pecos County. | 2023-02-28 | 155664 | 100
24815 | T1 | ENERGY TRANSFER GC NGL PIPELINES LP | ENERGY TRANSFER GC NGL NOLAN COUNTY PIPELINE SEGMENTS | ENERGY TRANSFER GC NGL NOLAN COUNTY PIPELINE SEGMENTS | Nolan County | TX | 79535 | NOLAN | CN604265710 | RN111637005 | Pipeline coatings and cathodic protection on the Energy Transfer GC NGL Pipelines LP Segments in Nolan County. | The following property is used 100% for pollution control and is installed to meet or exceed federal or state regulations: Pipeline coatings and cathodic protection on the Energy Transfer GC NGL Pipelines LP Segments in Nolan County. | 2023-02-28 | 1239571 | 100
24816 | T1 | ENERGY TRANSFER GC NGL PIPELINES LP | ENERGY TRANSFER GC NGL NAVARRO COUNTY PIPELINE SEGMENTS | ENERGY TRANSFER GC NGL NAVARRO COUNTY PIPELINE SEGMENTS | Navarro County | TX | 75153 | NAVARRO | CN604265710 | RN111637021 | Pipeline coatings and cathodic protection on the Energy Transfer GC NGL Pipelines LP Segments in Navarro County. | The following property is used 100% for pollution control and is installed to meet or exceed federal or state regulations: Pipeline coatings and cathodic protection on the Energy Transfer GC NGL Pipelines LP Segments in Navarro County. | 2023-02-28 | 430824 | 100
24817 | T1 | ENERGY TRANSFER GC NGL PIPELINES LP | ENERGY TRANSFER GC NGL MITCHELL COUNTY PIPELINE SEGMENTS | ENERGY TRANSFER GC NGL MITCHELL COUNTY PIPELINE SEGMENTS | Mitchell County | TX | 79512 | MITCHELL | CN604265710 | RN111637039 | Pipeline coatings and cathodic protection on the Energy Transfer GC NGL Pipelines LP Segments in Mitchell County. | The following property is used 100% for pollution control and is installed to meet or exceed federal or state regulations: Pipeline coatings and cathodic protection on the Energy Transfer GC NGL Pipelines LP Segments in Mitchell County. | 2023-02-28 | 1277049 | 100
24818 | T1 | ENERGY TRANSFER GC NGL PIPELINES LP | ENERGY TRANSFER GC NGL MIDLAND COUNTY PIPELINE SEGMENTS | ENERGY TRANSFER GC NGL MIDLAND COUNTY PIPELINE SEGMENTS | Midland County | TX | 79701 | MIDLAND | CN604265710 | RN111637047 | Pipeline coatings and cathodic protection on the Energy Transfer GC NGL Pipelines LP Segments in Midland County. | The following property is used 100% for pollution control and is installed to meet or exceed federal or state regulations: Pipeline coatings and cathodic protection on the Energy Transfer GC NGL Pipelines LP Segments in Midland County. | 2023-02-28 | 1290003 | 100
24819 | T1 | ENERGY TRANSFER GC NGL PIPELINES LP | ENERGY TRANSFER GC NGL MAVERICK COUNTY PIPELINE SEGMENTS | ENERGY TRANSFER GC NGL MAVERICK COUNTY PIPELINE SEGMENTS | Maverick County | TX | 78852 | MAVERICK | CN604265710 | RN111637054 | Pipeline coatings and cathodic protection on the Energy Transfer GC NGL Pipelines LP Segments in Maverick County. | The following property is used 100% for pollution control and is installed to meet or exceed federal or state regulations: Pipeline coatings and cathodic protection on the Energy Transfer GC NGL Pipelines LP Segments in Maverick County. | 2023-02-28 | 21504 | 100
24820 | T1 | ENERGY TRANSFER GC NGL PIPELINES LP | ENERGY TRANSFER GC NGL MARTIN COUNTY PIPELINE SEGMENTS | ENERGY TRANSFER GC NGL MARTIN COUNTY PIPELINE SEGMENTS | Martin County | TX | 79749 | MARTIN | CN604265710 | RN111637062 | Pipeline coatings and cathodic protection on the Energy Transfer GC NGL Pipelines LP Segments in Martin County. | The following property is used 100% for pollution control and is installed to meet or exceed federal or state regulations: Pipeline coatings and cathodic protection on the Energy Transfer GC NGL Pipelines LP Segments in Martin County. | 2023-02-28 | 582004 | 100
24821 | T1 | ENERGY TRANSFER GC NGL PIPELINES LP | ENERGY TRANSFER GC NGL LIBERTY COUNTY PIPELINE SEGMENTS | ENERGY TRANSFER GC NGL LIBERTY COUNTY PIPELINE SEGMENTS | Liberty County | TX | 77535 | LIBERTY | CN604265710 | RN111637070 | Pipeline coatings and cathodic protection on the Energy Transfer GC NGL Pipelines LP Segments in Liberty County. | The following property is used 100% for pollution control and is installed to meet or exceed federal or state regulations: Pipeline coatings and cathodic protection on the Energy Transfer GC NGL Pipelines LP Segments in Liberty County. | 2023-02-28 | 1047104 | 100
24822 | T1 | ENERGY TRANSFER GC NGL PIPELINES LP | ENERGY TRANSFER GC NGL LEON COUNTY PIPELINE SEGMENTS | ENERGY TRANSFER GC NGL LEON COUNTY PIPELINE SEGMENTS | Leon County | TX | 75833 | LEON | CN604265710 | RN111637088 | Pipeline coatings and cathodic protection on the Energy Transfer GC NGL Pipelines LP Segments in Leon County. | The following property is used 100% for pollution control and is installed to meet or exceed federal or state regulations: Pipeline coatings and cathodic protection on the Energy Transfer GC NGL Pipelines LP Segments in Leon County. | 2023-02-28 | 205728 | 100
24823 | T1 | ENERGY TRANSFER GC NGL PIPELINES LP | ENERGY TRANSFER GC NGL LAVACA COUNTY PIPELINE SEGMENTS | ENERGY TRANSFER GC NGL LAVACA COUNTY PIPELINE SEGMENTS | Lavaca County | TX | 77964 | LAVACA | CN604265710 | RN111637096 | Pipeline coatings and cathodic protection on the Energy Transfer GC NGL Pipelines LP Segments in Lavaca County. | The following property is used 100% for pollution control and is installed to meet or exceed federal or state regulations: Pipeline coatings and cathodic protection on the Energy Transfer GC NGL Pipelines LP Segments in Lavaca County. | 2023-02-28 | 98304 | 100
24824 | T1 | ENERGY TRANSFER GC NGL PIPELINES LP | ENERGY TRANSFER GC NGL KINNEY COUNTY PIPELINE SEGMENTS | ENERGY TRANSFER GC NGL KINNEY COUNTY PIPELINE SEGMENTS | Kinney County | TX | 78832 | KINNEY | CN604265710 | RN111637104 | Pipeline coatings and cathodic protection on the Energy Transfer GC NGL Pipelines LP Segments in Kinney County. | The following property is used 100% for pollution control and is installed to meet or exceed federal or state regulations: Pipeline coatings and cathodic protection on the Energy Transfer GC NGL Pipelines LP Segments in Kinney County. | 2023-02-28 | 653056 | 100
24825 | T1 | ENERGY TRANSFER GC NGL PIPELINES LP | ENERGY TRANSFER GC NGL KARNES COUNTY PIPELINE SEGMENTS | ENERGY TRANSFER GC NGL KARNES COUNTY PIPELINE SEGMENTS | Karnes County | TX | 78118 | KARNES | CN604265710 | RN111637112 | Pipeline coatings and cathodic protection on the Energy Transfer GC NGL Pipelines LP Segments in Karnes County. | The following property is used 100% for pollution control and is installed to meet or exceed federal or state regulations: Pipeline coatings and cathodic protection on the Energy Transfer GC NGL Pipelines LP Segments in Karnes County. | 2023-02-28 | 373248 | 100
24826 | T1 | ENERGY TRANSFER GC NGL PIPELINES LP | ENERGY TRANSFER GC NGL JOHNSON COUNTY PIPELINE SEGMENTS | ENERGY TRANSFER GC NGL JOHNSON COUNTY PIPELINE SEGMENTS | Johnson County | TX | 76044 | JOHNSON | CN604265710 | RN111637120 | Pipeline coatings and cathodic protection on the Energy Transfer GC NGL Pipelines LP Segments in Johnson County. | The following property is used 100% for pollution control and is installed to meet or exceed federal or state regulations: Pipeline coatings and cathodic protection on the Energy Transfer GC NGL Pipelines LP Segments in Johnson County. | 2023-03-07 | 146304 | 100
24827 | T1 | ENERGY TRANSFER GC NGL PIPELINES LP | ENERGY TRANSFER GC NGL JACKSON COUNTY PIPELINE SEGMENTS | ENERGY TRANSFER GC NGL JACKSON COUNTY PIPELINE SEGMENTS, EDNA, TX 77957 | Jackson County | TX | 77957 | JACKSON | CN604265710 | RN111637138 | Pipeline coatings and cathodic protection on the Energy Transfer GC NGL Pipelines LP Segments in Jackson County. | The following property is used 100% for pollution control and is installed to meet or exceed federal or state regulations: Pipeline coatings and cathodic protection on the Energy Transfer GC NGL Pipelines LP Segments in Jackson County. | 2023-03-07 | 252800 | 100
24828 | T1 | ENERGY TRANSFER GC NGL PIPELINES LP | ENERGY TRANSFER GC NGL HOWARD COUNTY PIPELINE SEGMENTS | ENERGY TRANSFER GC NGL HOWARD COUNTY PIPELINE SEGMENTS, BIG SPRING, TX 79721 | Howard County | TX | 79721 | HOWARD | CN604265710 | RN111637146 | Pipeline coatings and cathodic protection on the Energy Transfer GC NGL Pipelines LP Segments in Howard County. | The following property is used 100% for pollution control and is installed to meet or exceed federal or state regulations: Pipeline coatings and cathodic protection on the Energy Transfer GC NGL Pipelines LP Segments in Howard County. | 2023-03-07 | 1244217 | 100
24829 | T1 | ENERGY TRANSFER GC NGL PIPELINES LP | ENERGY TRANSFER GC NGL HOUSTON COUNTY PIPELINE SEGMENTS | ENERGY TRANSFER GC NGL HOUSTON COUNTY PIPELINE SEGMENTS, CROCKETT, TX 75835 | Houston County | TX | 75835 | HOUSTON | CN604265710 | RN111637153 | Pipeline coatings and cathodic protection on the Energy Transfer GC NGL Pipelines LP Segments in Houston County. | The following property is used 100% for pollution control and is installed to meet or exceed federal or state regulations: Pipeline coatings and cathodic protection on the Energy Transfer GC NGL Pipelines LP Segments in Houston County. | 2023-03-08 | 1003960 | 100
24830 | T1 | ENERGY TRANSFER GC NGL PIPELINES LP | ENERGY TRANSFER GC NGL HILL COUNTY PIPELINE SEGMENTS | ENERGY TRANSFER GC NGL HILL COUNTY PIPELINE SEGMENTS, HILLSBORO, TX 76645 | Hill County | TX | 76645 | HILL | CN604265710 | RN111637161 | Pipeline coatings and cathodic protection on the Energy Transfer GC NGL Pipelines LP Segments in Hill County. | The following property is used 100% for pollution control and is installed to meet or exceed federal or state regulations: Pipeline coatings and cathodic protection on the Energy Transfer GC NGL Pipelines LP Segments in Hill County. | 2023-03-08 | 1158024 | 100
24831 | T1 | ENERGY TRANSFER GC NGL PIPELINES LP | ENERGY TRANSFER GC NGL PIPELINES HARRIS COUNTY | 12353 EAGLE POINE DR | MONT BELVIEU | TX | 77535 | HARRIS | CN604265710 | RN111536462 | Pipeline coatings and cathodic protection on the Energy Transfer GC NGL Pipelines LP Segments in Harris County. | The following property is used 100% for pollution control and is installed to meet or exceed federal or state regulations: Pipeline coatings and cathodic protection on the Energy Transfer GC NGL Pipelines LP Segments in Harris County. | 2023-03-08 | 144624 | 100
24832 | T1 | ENERGY TRANSFER GC NGL PIPELINES LP | ENERGY TRANSFER GC NGL GLASSCOCK COUNTY PIPELINE SEGMENTS | ENERGY TRANSFER GC NGL GLASSCOCK COUNTY PIPELINE SEGMENTS, GARDEN CITY, TX 79739 | Glasscock County | TX | 79739 | GLASSCOCK | CN604265710 | RN111637179 | Pipeline coatings and cathodic protection on the Energy Transfer GC NGL Pipelines LP Segments in Glasscock County. | The following property is used 100% for pollution control and is installed to meet or exceed federal or state regulations: Pipeline coatings and cathodic protection on the Energy Transfer GC NGL Pipelines LP Segments in Glasscock County. | 2023-03-08 | 31808 | 100
24833 | T1 | ENERGY TRANSFER GC NGL PIPELINES LP | ENERGY TRANSFER GC NGL FRIO COUNTY PIPELINE SEGMENTS | ENERGY TRANSFER GC NGL FRIO COUNTY PIPELINE SEGMENTS, PEARSALL, TX 78061 | Frio County | TX | 78061 | FRIO | CN604265710 | RN111637187 | Pipeline coatings and cathodic protection on the Energy Transfer GC NGL Pipelines LP Segments in Frio County. | The following property is used 100% for pollution control and is installed to meet or exceed federal or state regulations: Pipeline coatings and cathodic protection on the Energy Transfer GC NGL Pipelines LP Segments in Frio County. | 2023-03-08 | 508672 | 100
24834 | T1 | ENERGY TRANSFER GC NGL PIPELINES LP | ENERGY TRANSFER GC NGL FREESTONE COUNTY PIPELINE SEGMENTS | ENERGY TRANSFER GC NGL FREESTONE COUNTY PIPELINE SEGMENTS, FAIRFIELD, TX 75840 | Freestone County | TX | 75840 | FREESTONE | CN604265710 | RN111637195 | Pipeline coatings and cathodic protection on the Energy Transfer GC NGL Pipelines LP Segments in Freestone County. | The following property is used 100% for pollution control and is installed to meet or exceed federal or state regulations: Pipeline coatings and cathodic protection on the Energy Transfer GC NGL Pipelines LP Segments in Freestone County. | 2023-03-08 | 1067928 | 100
24835 | T1 | ENERGY TRANSFER GC NGL PIPELINES LP | ENERGY TRANSFER GC NGL ERATH COUNTY PIPELINE SEGMENTS | ENERGY TRANSFER GC NGL ERATH COUNTY PIPELINE SEGMENTS, STEPHENVILLE, TX 76401 | Erath County | TX | 76401 | ERATH | CN604265710 | RN111637203 | Pipeline coatings and cathodic protection on the Energy Transfer GC NGL Pipelines LP Segments in Erath County. | The following property is used 100% for pollution control and is installed to meet or exceed federal or state regulations: Pipeline coatings and cathodic protection on the Energy Transfer GC NGL Pipelines LP Segments in Erath County. | 2023-03-08 | 1320480 | 100
24836 | T1 | ENERGY TRANSFER GC NGL PIPELINES LP | ENERGY TRANSFER GC NGL ECTOR COUNTY PIPELINE SEGMENTS | ENERGY TRANSFER GC NGL ECTOR COUNTY PIPELINE SEGMENTS, GOLDSMITH, TX 79741 | Ector County | TX | 79741 | ECTOR | CN604265710 | RN111637211 | Pipeline coatings and cathodic protection on the Energy Transfer GC NGL Pipelines LP Segments in Ector County. | The following property is used 100% for pollution control and is installed to meet or exceed federal or state regulations: Pipeline coatings and cathodic protection on the Energy Transfer GC NGL Pipelines LP Segments in Ector County. | 2023-03-08 | 1208524 | 100
24837 | T1 | ENERGY TRANSFER GC NGL PIPELINES LP | ENERGY TRANSFER GC NGL EASTLAND COUNTY PIPELINE SEGMENTS | ENERGY TRANSFER GC NGL EASTLAND COUNTY PIPELINE SEGMENT, CARBON, TX 76435 | Eastland County | TX | 76435 | EASTLAND | CN604265710 | RN111637229 | Pipeline coatings and cathodic protection on the Energy Transfer GC NGL Pipelines LP Segments in Eastland County. | The following property is used 100% for pollution control and is installed to meet or exceed federal or state regulations: Pipeline coatings and cathodic protection on the Energy Transfer GC NGL Pipelines LP Segments in Eastland County. | 2023-03-08 | 1041062 | 100
24838 | T1 | ENERGY TRANSFER GC NGL PIPELINES LP | ENERGY TRANSFER GC NGL DEWITT COUNTY PIPELINE SEGMENTS | ENERGY TRANSFER GC NGL DEWITT COUNTY PIPELINE SEGMENTS, CUERO, TX 77954 | Dewitt County | TX | 77954 | DEWITT | CN604265710 | RN111637237 | Pipeline coatings and cathodic protection on the Energy Transfer GC NGL Pipelines LP Segments in DeWitt County. | The following property is used 100% for pollution control and is installed to meet or exceed federal or state regulations: Pipeline coatings and cathodic protection on the Energy Transfer GC NGL Pipelines LP Segments in DeWitt County. | 2023-03-08 | 598912 | 100
24839 | T1 | ENERGY TRANSFER GC NGL PIPELINES LP | ENERGY TRANSFER GC NGL CROCKETT COUNTY PIPELINE SEGMENTS | ENERGY TRANSFER GC NGL CROCKETT COUNTY PIPELINE SEGMENTS, OZONA, TX 76943 | Crockett County | TX | 76943 | CROCKETT | CN604265710 | RN111637245 | Pipeline coatings and cathodic protection on the Energy Transfer GC NGL Pipelines LP Segments in Crockett County. | The following property is used 100% for pollution control and is installed to meet or exceed federal or state regulations: Pipeline coatings and cathodic protection on the Energy Transfer GC NGL Pipelines LP Segments in Crockett County. | 2023-03-08 | 818944 | 100
24840 | T1 | ENERGY TRANSFER GC NGL PIPELINES LP | ENERGY TRANSFER GC NGL COMANCHE PIPELINE SEGMENTS | ENERGY TRANSFER GC NGL COMANCHE PIPELINE SEGMENTS, DE LEON, TX 76444 | Comanche County | TX | 76444 | COMANCHE | CN604265710 | RN111637252 | Pipeline coatings and cathodic protection on the Energy Transfer GC NGL Pipelines LP Segments in Comanche County. | The following property is used 100% for pollution control and is installed to meet or exceed federal or state regulations: Pipeline coatings and cathodic protection on the Energy Transfer GC NGL Pipelines LP Segments in Comanche County. | 2023-03-08 | 432883 | 100
24841 | T1 | ENERGY TRANSFER GC NGL PIPELINES LP | ENERGY TRANSFER GC NGL CALLAHAN COUNTY PIPELINE | ENERGY TRANSFER GC NGL CALLAHAN COUNTY PIPELINE, CALLAHAN COUNTY, 79504 | Callahan County | TX | 79504 | CALLAHAN | CN604265710 | RN111637260 | Pipeline coatings and cathodic protection on the Energy Transfer GC NGL Pipelines LP Segments in Callahan County. | The following property is used 100% for pollution control and is installed to meet or exceed federal or state regulations: Pipeline coatings and cathodic protection on the Energy Transfer GC NGL Pipelines LP Segments in Callahan County. | 2023-03-08 | 1212691 | 100
24842 | T1 | ENERGY TRANSFER GC NGL PIPELINES LP | ENERGY TRANSFER GC NGL BOSQUE PIPELINE SEGMENTS | ENERGY TRANSFER GC NGL BOSQUE PIPELINE SEGMENTS | Bosque County | TX | 76671 | BOSQUE | CN604265710 | RN111637278 | Pipeline coatings and cathodic protection on the Energy Transfer GC NGL Pipelines LP Segments in Bosque County. | The following property is used 100% for pollution control and is installed to meet or exceed federal or state regulations: Pipeline coatings and cathodic protection on the Energy Transfer GC NGL Pipelines LP Segments in Bosque County. | 2023-03-08 09:39 | 712371 | 100
24843 | T1 | ENERGY TRANSFER GC NGL PIPELINES LP | ENERGY TRANSFER GC NGL ATASCOSA PIPELINE SEGMENTS | ATASCOSA COUNTY PIPELINE SEGMENTS, ATASCOSA, TX 78002 | Atascosa County | TX | 78002 | ATASCOSA | CN604265710 | RN111637286 | Pipeline coatings and cathodic protection on the Energy Transfer GC NGL Pipelines LP Segments in Atascosa County. | The following property is used 100% for pollution control and is installed to meet or exceed federal or state regulations: The following property is used 100% for pollution control and is installed to meet or exceed federal or state regulations: Pipeline coatings and cathodic protection on the Energy Transfer GC NGL Pipelines LP Segments in Atascosa County. | 2023-03-08 10:01 | 536832 | 100
24844 | T1 | ENERGY TRANSFER GC NGL PIPELINES LP | ENERGY TRANSFER GC NGL PIPELINES CHAMBERS COUNTY | 12353 EAGLE POINTE DR | MONT BELVIEU | TX | 77535 | CHAMBERS | CN604265710 | RN111536371 | Pipeline coatings and cathodic protection on the Energy Transfer GC NGL Pipelines Segments in Chambers County. | The following property is used 100% for pollution control and is installed to meet or exceed federal or state regulations: Pipeline coatings and cathodic protection on the Energy Transfer GC NGL Pipelines Segments in Chambers County. | 2023-03-20 | 196625 | 100
24845 | T1 | DOUBLE E PIPELINE LLC | DOUBLE E PIPELINE IN LOVING | DOUBLE E PIPELINE IN LOVING | Loving County | TX | 79754 | LOVING | CN606096873 | RN111637690 | Pipeline Coatings and Cathodic Protection are protective Pipe Coatings used to minimize the risk of corrosion which in turn reduces the risk of product spillage during the pipeline transportation process. The pipe coatings and CP are used to control and/or prevent the degradation of metal piping through which the inadvertent release of product could be released to waters and lands of the State of Texas. If leakage occurs, the product becomes nonrecoverable and ceases to retain monetary value. | Pending as of April 1, 2023 | 2023-02-03 | 1239840 | 100
24846 | T1 | MAGELLAN PIPELINE COMPANY LP | MAGELLAN PIPELINE COMPANY SEGMENT IN TAYLOR COUNTY | MAGELLAN PIPELINE COMPANY SEGMENT IN TAYLOR COUNTY | Taylor County | TX | 79606 | TAYLOR | CN605367739 | RN111637708 | Pipeline coatings and cathodic protection on the Magellan Pipeline Company LP Segments in Taylor County. | The following property is used 100% for pollution control and is installed to meet or exceed federal or state regulations: Pipeline coatings and cathodic protection on the Magellan Pipeline Company LP Segments in Taylor County. | 2023-03-07 | 1264581 | 100
24847 | T1 | MAGELLAN PIPELINE COMPANY LP | MAGELLAN PIPELINE COMPANY SEGMENT IN NOLAN COUNTY | MAGELLAN PIPELINE COMPANY SEGMENT IN NOLAN COUNTY | Nolan County | TX | 79556 | NOLAN | CN605367739 | RN111637716 | Pipeline coatings and cathodic protection on the Magellan Pipeline Company LP Segments in Nolan County. | The following property is used 100% for pollution control and is installed to meet or exceed federal or state regulations: Pipeline coatings and cathodic protection on the Magellan Pipeline Company LP Segments in Nolan County. | 2023-03-07 | 2503232 | 100
24848 | T1 | MAGELLAN PIPELINE COMPANY LP | MAGELLAN PIPELINE COMPANY SEGMENT IN MIDLAND COUNTY | MAGELLAN PIPELINE COMPANY SEGMENT IN MIDLAND COUNTY | Midland County | TX | 79706 | MIDLAND | CN605367739 | RN111637724 | Pipeline coatings and cathodic protection on the Magellan Pipeline Company LP Segments in Midland County. | The following property is used 100% for pollution control and is installed to meet or exceed federal or state regulations: Pipeline coatings and cathodic protection on the Magellan Pipeline Company LP Segments in Midland County. | 2023-03-07 | 2262882 | 100
24849 | T1 | MAGELLAN PIPELINE COMPANY LP | MAGELLAN PIPELINE COMPANY SEGMENT IN CALLAHAN CO | MAGELLAN PIPELINE COMPANY SEGMENT IN CALLAHAN COUNTY | Callahan County | TX | 79510 | CALLAHAN | CN605367739 | RN111637732 | Pipeline coatings and cathodic protection on the Magellan Pipeline Company LP Segments in Callahan County. | The following property is used 100% for pollution control and is installed to meet or exceed federal or state regulations: Pipeline coatings and cathodic protection on the Magellan Pipeline Company LP Segments in Callahan County. | 2023-03-07 | 526576 | 100
24850 | T1 | MAGELLAN PIPELINE COMPANY LP | MAGELLAN PIPELINE COMPANY SEGMENT IN MITCHELL CO | MAGELLAN PIPELINE COMPANY SEGMENT IN MITCHELL COUNTY | Mitchell County | TX | 79512 | MITCHELL | CN605367739 | RN111637757 | Pipeline coatings and cathodic protection on the Magellan Pipeline Company LP Segments in Mitchell County. | The following property is used 100% for pollution control and is installed to meet or exceed federal or state regulations: Pipeline coatings and cathodic protection on the Magellan Pipeline Company LP Segments in Mitchell County. | 2023-03-07 | 3127544 | 100
24851 | T1 | MAGELLAN PIPELINE COMPANY LP | MAGELLAN PIPELINE COMPANY SEGMENT IN ROBERSON CO | MAGELLAN PIPELINE COMPANY SEGMENT IN ROBERSON COUNTY | Robertson County | TX | 77859 | ROBERTSON | CN605367739 | RN111637765 | Pipeline coatings and cathodic protection on the Magellan Pipeline Company LP Segments in Robertson County. | The following property is used 100% for pollution control and is installed to meet or exceed federal or state regulations: Pipeline coatings and cathodic protection on the Magellan Pipeline Company LP Segments in Robertson County. | 2023-03-07 | 4140146 | 100
24852 | T1 | MAGELLAN PIPELINE COMPANY LP | MAGELLAN PIPELINE COMPANY SEGMENT IN MILAM COUNTY | MAGELLAN PIPELINE COMPANY SEGMENT IN MILAM COUNTY | Milam County | TX | 76020 | MILAM | CN605367739 | RN111637773 | Pipeline coatings and cathodic protection on the Magellan Pipeline Company LP Segments in Milam County. | The following property is used 100% for pollution control and is installed to meet or exceed federal or state regulations: Pipeline coatings and cathodic protection on the Magellan Pipeline Company LP Segments in Milam County. | 2023-03-07 | 1759114 | 100
24853 | T1 | MAGELLAN PIPELINE COMPANY LP | MAGELLAN PIPELINE COMPANY SEGMENT IN MCLENNAN CO | MAGELLAN PIPELINE COMPANY SEGMENT IN MCLENNAN CO | Mclennan County | TX | 76705 | MCLENNAN | CN605367739 | RN111637880 | Pipeline coatings and cathodic protection on the Magellan Pipeline Company LP Segments in McLennan County. | The following property is used 100% for pollution control and is installed to meet or exceed federal or state regulations: Pipeline coatings and cathodic protection on the Magellan Pipeline Company LP Segments in McLennan County. | 2023-03-09 | 995534 | 100
24854 | T1 | MAGELLAN PIPELINE COMPANY LP | MAGELLAN PIPELINE COMPANY SEGMENT IN HARRIS COUNTY | MAGELLAN PIPELINE COMPANY SEGMENT IN HARRIS COUNTY | Harris County | TX | 77029 | HARRIS | CN605367739 | RN111637898 | Pipeline coatings and cathodic protection on the Magellan Pipeline Company LP Segments in Harris County. | The following property is used 100% for pollution control and is installed to meet or exceed federal or state regulations: Pipeline coatings and cathodic protection on the Magellan Pipeline Company LP Segments in Harris County. | 2023-03-09 | 8000078 | 100
24855 | T1 | MAGELLAN PIPELINE COMPANY LP | MAGELLAN PIPELINE COMPANY SEGMENT IN HAMILTON CO | MAGELLAN PIPELINE COMPANY SEGMENT IN HAMILTON COUNTY | Hamilton County | TX | 76457 | HAMILTON | CN605367739 | RN111637906 | Pipeline coatings and cathodic protection on the Magellan Pipeline Company LP Segments in Hamilton County. | The following property is used 100% for pollution control and is installed to meet or exceed federal or state regulations: Pipeline coatings and cathodic protection on the Magellan Pipeline Company LP Segments in Hamilton County. | 2023-03-09 | 4530264 | 100
24856 | T1 | MAGELLAN PIPELINE COMPANY LP | MAGELLAN PIPELINE COMPANY SEGMENT IN GRIMES COUNTY | MAGELLAN PIPELINE COMPANY SEGMENT IN GRIMES COUNTY | Grimes County | TX | 77831 | GRIMES | CN605367739 | RN111637914 | Pipeline coatings and cathodic protection on the Magellan Pipeline Company LP Segments in Grimes County. | The following property is used 100% for pollution control and is installed to meet or exceed federal or state regulations: Pipeline coatings and cathodic protection on the Magellan Pipeline Company LP Segments in Grimes County. | 2023-03-09 | 5445471 | 100
24857 | T1 | MAGELLAN PIPELINE COMPANY LP | MAGELLAN PIPELINE COMPANY SEGMENT IN FALLS COUNTY | MAGELLAN PIPELINE COMPANY SEGMENT IN FALLS COUNTY | Falls County | TX | 76524 | FALLS | CN605367739 | RN111637922 | Pipeline coatings and cathodic protection on the Magellan Pipeline Company LP Segments in Falls County. | The following property is used 100% for pollution control and is installed to meet or exceed federal or state regulations: Pipeline coatings and cathodic protection on the Magellan Pipeline Company LP Segments in Falls County. | 2023-03-09 | 3580498 | 100
24858 | T1 | MAGELLAN PIPELINE COMPANY LP | MAGELLAN PIPELINE COMPANY SEGMENT IN ERATH COUNTY | MAGELLAN PIPELINE COMPANY SEGMENT IN ERATH COUNTY | Erath County | TX | 76457 | ERATH | CN605367739 | RN111637930 | Pipeline coatings and cathodic protection on the Magellan Pipeline Company LP Segments in Erath County. | The following property is used 100% for pollution control and is installed to meet or exceed federal or state regulations: Pipeline coatings and cathodic protection on the Magellan Pipeline Company LP Segments in Erath County. | 2023-03-09 | 1899221 | 100
24859 | T1 | MAGELLAN PIPELINE COMPANY LP | MAGELLAN PIPELINE COMPANY SEGMENT IN ECTOR COUNTY | MAGELLAN PIPELINE COMPANY SEGMENT IN ECTOR COUNTY | Ector County | TX | 79766 | ECTOR | CN605367739 | RN111637948 | Pipeline coatings and cathodic protection on the Magellan Pipeline Company LP Segments in Ector County. | The following property is used 100% for pollution control and is installed to meet or exceed federal or state regulations: Pipeline coatings and cathodic protection on the Magellan Pipeline Company LP Segments in Ector County. | 2023-03-09 | 439000 | 100
24860 | T1 | MAGELLAN PIPELINE COMPANY LP | MAGELLAN PIPELINE COMPANY SEGMENT IN CORYELL COUNT | MAGELLAN PIPELINE COMPANY SEGMENT IN CORYELL COUNTY | Coryell County | TX | 76528 | CORYELL | CN605367739 | RN111637955 | Pipeline coatings and cathodic protection on the Magellan Pipeline Company LP Segments in Coryell County. | The following property is used 100% for pollution control and is installed to meet or exceed federal or state regulations: Pipeline coatings and cathodic protection on the Magellan Pipeline Company LP Segments in Coryell County. | 2023-03-09 | 5399547 | 100
24861 | T1 | MAGELLAN PIPELINE COMPANY LP | MAGELLAN PIPELINE COMPANY SEGMENT IN BRAZOS COUNTY | MAGELLAN PIPELINE COMPANY SEGMENT IN BRAZOS COUNTY | Brazos County | TX | 77802 | BRAZOS | CN605367739 | RN111637963 | Pipeline coatings and cathodic protection on the Magellan Pipeline Company LP Segments in Brazos County. | The following property is used 100% for pollution control and is installed to meet or exceed federal or state regulations: Pipeline coatings and cathodic protection on the Magellan Pipeline Company LP Segments in Brazos County. | 2023-03-16 | 3308069 | 100
24862 | T1 | MAGELLAN PIPELINE COMPANY LP | MAGELLAN PIPELINE COMPANY SEGMENT IN BELL COUNTY | MAGELLAN PIPELINE COMPANY SEGMENT IN BELL COUNTY | Bell County | TX | 76501 | BELL | CN605367739 | RN111637971 | Pipeline coatings and cathodic protection on the Magellan Pipeline Company LP Segments in Bell County. | The following property is used 100% for pollution control and is installed to meet or exceed federal or state regulations: Pipeline coatings and cathodic protection on the Magellan Pipeline Company LP Segments in Bell County. | 2023-03-16 | 918476 | 100
24863 | T1 | PERMIAN EXPRESS PARTNERS LLC | WICHITA COUNTY PERMIAN EXPRESS PARTNERS PIPELINE | PERMIAN EXPRESS PARTNERS PIPELINE LOCATED IN WICHITA COUNTY | Wichita County | TX | 76305 | WICHITA | CN605351865 | RN111634119 | Automatic Shut Off Valves (block valves equipped with an actuator to close the valves) installed at intervals along the pipeline. | The following property is used 100% for pollution control and is installed to meet or exceed federal or state regulations: Automatic Shut Off Valves (block valves equipped with an actuator to close the valves) installed at intervals along the pipeline. | 2023-03-02 | 11000 | 100
24864 | T1 | PERMIAN EXPRESS PARTNERS LLC | TAYLOR COUNTY PERMIAN EXPRESS PARTNERS PIPELINE | PERMIAN EXPRESS PARTNERS PIPELINE LOCATED IN TAYLOR COUNTY | Taylor County | TX | 79561 | TAYLOR | CN605351865 | RN111634127 | Automatic Shut Off Valves (block valves equipped with an actuator to close the valves) installed at intervals along the pipeline. | The following property is used 100% for pollution control and is installed to meet or exceed federal or state regulations: Automatic Shut Off Valves (block valves equipped with an actuator to close the valves) installed at intervals along the pipeline. | 2023-03-13 | 152579 | 100
24865 | T1 | PERMIAN EXPRESS PARTNERS LLC | STERLING COUNTY PERMIAN EXPRESS PARTNERS PIPELINE | PERMIAN EXPRESS PARTNERS PIPELINE LOCATED IN STERLING COUNTY | Sterling County | TX | 76951 | STERLING | CN605351865 | RN111634135 | Automatic Shut Off Valves (block valves equipped with an actuator to close the valves) installed at intervals along the pipeline. | The following property is used 100% for pollution control and is installed to meet or exceed federal or state regulations: Automatic Shut Off Valves (block valves equipped with an actuator to close the valves) installed at intervals along the pipeline. | 2023-03-13 | 13046 | 100
24866 | T1 | PERMIAN EXPRESS PARTNERS LLC | SOMERVELL COUNTY PERMIAN EXPRESS PARTNERS PIPELINE | PERMIAN EXPRESS PARTNERS PIPELINE LOCATED IN SOMERVELL COUNTY | Somervell County | TX | 76077 | SOMERVELL | CN605351865 | RN111634143 | Automatic Shut Off Valves (block valves equipped with an actuator to close the valves) installed at intervals along the pipeline. | The following property is used 100% for pollution control and is installed to meet or exceed federal or state regulations: Automatic Shut Off Valves (block valves equipped with an actuator to close the valves) installed at intervals along the pipeline. | 2023-03-13 | 189130 | 100
24867 | T1 | PERMIAN EXPRESS PARTNERS LLC | SHACKELFORD CO PERMIAN EXPRESS PARTNERS PIPELINE | PERMIAN EXPRESS PARTNERS PIPELINE LOCATED IN SHACKELFORD COUNTY | Shackelford County | TX | 76430 | SHACKELFORD | CN605351865 | RN111634150 | Automatic Shut Off Valves (block valves equipped with an actuator to close the valves) installed at intervals along the pipeline. | The following property is used 100% for pollution control and is installed to meet or exceed federal or state regulations: Automatic Shut Off Valves (block valves equipped with an actuator to close the valves) installed at intervals along the pipeline. | 2023-03-13 | 193420 | 100
24868 | T1 | PERMIAN EXPRESS PARTNERS LLC | SCURRY COUNTY PERMIAN EXPRESS PARTNERS PIPELINE | PERMIAN EXPRESS PARTNER PIPELINE LOCATED IN SCURRY COUNTY | Scurry County | TX | 28334 | SCURRY | CN605351865 | RN111634168 | Automatic Shut Off Valves (block valves equipped with an actuator to close the valves) installed at intervals along the pipeline. | The following property is used 100% for pollution control and is installed to meet or exceed federal or state regulations: Automatic Shut Off Valves (block valves equipped with an actuator to close the valves) installed at intervals along the pipeline. | 2023-03-13 | 20372 | 100
24869 | T1 | PERMIAN EXPRESS PARTNERS LLC | NOLAN COUNTY PERMIAN EXPRESS PARTNERS PIPELINE | PERMIAN EXPRESS PARTNERS PIPELINE LOCATED IN NOLAN COUNTY | Nolan County | TX | 79556 | NOLAN | CN605351865 | RN111634176 | Automatic Shut Off Valves (block valves equipped with an actuator to close the valves) installed at intervals along the pipeline. | The following property is used 100% for pollution control and is installed to meet or exceed federal or state regulations: Automatic Shut Off Valves (block valves equipped with an actuator to close the valves) installed at intervals along the pipeline. | 2023-03-13 | 429594 | 100
24870 | T1 | PERMIAN EXPRESS PARTNERS LLC | NAVARRO COUNTY PERMIAN EXPRESS PARTNER PIPELINE | PERMIAN EXPRESS PARTNERS PIPELINE LOCATED IN NAVARRO COUNTY | Navarro County | TX | 75109 | NAVARRO | CN605351865 | RN111634184 | Automatic Shut Off Valves (block valves equipped with an actuator to close the valves) installed at intervals along the pipeline. | The following property is used 100% for pollution control and is installed to meet or exceed federal or state regulations: Automatic Shut Off Valves (block valves equipped with an actuator to close the valves) installed at intervals along the pipeline. | 2023-03-13 | 340461 | 100
24871 | T1 | PERMIAN EXPRESS PARTNERS LLC | MITCHELL COUNTY PERMIAN EXPRESS PARTNERS PIPELINE | PERMIAN EXPRESS PARTNERS PIPELINE LOCATED IN MITCHELL COUNTY | Mitchell County | TX | 79512 | MITCHELL | CN605351865 | RN111634192 | Automatic Shut Off Valves (block valves equipped with an actuator to close the valves) installed at intervals along the pipeline. | The following property is used 100% for pollution control and is installed to meet or exceed federal or state regulations: Automatic Shut Off Valves (block valves equipped with an actuator to close the valves) installed at intervals along the pipeline. | 2023-03-14 | 500839 | 100
24872 | T1 | PERMIAN EXPRESS PARTNERS LLC | JONES COUNTY PERMIAN EXPRESS PARTNERS PIPELINE | PERMIAN EXPRESS PARTNERS PIPELINE LOCATED IN JONES COUNTY | Jones County | TX | 79525 | JONES | CN605351865 | RN111634200 | Automatic Shut Off Valves (block valves equipped with actuators to close the valves) installed at intervals along the pipeline. | The following property is used 100% for pollution control and is installed to meet or exceed federal or state regulations: Automatic Shut Off Valves (block valves equipped with an actuator to close the valves) installed at intervals along the pipeline. | 2023-03-14 | 334330 | 100
24873 | T1 | PERMIAN EXPRESS PARTNERS LLC | JOHNSON COUNTY PERMIAN EXPRESS PARTNERS PIPELINE | PERMIAN EXPRESS PARTNERS PIPELINE LOCATED IN JOHNSON COUNTY | Johnson County | TX | 76093 | JOHNSON | CN605351865 | RN111634531 | Automatic Shut Off Valves (block valves equipped with an actuator to close the valves) installed at intervals along the pipeline. | The following property is used 100% for pollution control and is installed to meet or exceed federal or state regulations: Automatic Shut Off Valves (block valves equipped with an actuator to close the valves) installed at intervals along the pipeline. | 2023-03-14 | 133003 | 100
24874 | T1 | PERMIAN EXPRESS PARTNERS LLC | HOWARD COUNTY PERMIAN EXPRESS PARTNERS PIPELINE | PERMIAN EXPRESS PARTNERS PIPELINE LOCATED IN HOWARD COUNTY | Howard County | TX | 79720 | HOWARD | CN605351865 | RN111634549 | Automatic Shut Off Valves (block valves equipped with an actuator to close the valves) installed at intervals along the pipeline. | The following property is used 100% for pollution control and is installed to meet or exceed federal or state regulations: Automatic Shut Off Valves (block valves equipped with an actuator to close the valves) installed at intervals along the pipeline. | 2023-03-14 | 69443 | 100
24875 | T1 | PERMIAN EXPRESS PARTNERS LLC | HOOD COUNTY PERMIAN EXPRESS PARTNERS PIPELINE | PERMIAN EXPRESS PARTNERS PIPELINE LOCATED IN HOOD COUNTY | Hood County | TX | 76476 | HOOD | CN605351865 | RN111634556 | Automatic Shut Off Valves (block valves equipped with an actuator to close the valves) installed at intervals along the pipeline. | The following property is used 100% for pollution control and is installed to meet or exceed federal or state regulations: Automatic Shut Off Valves (block valves equipped with an actuator to close the valves) installed at intervals along the pipeline. | 2023-03-14 | 152962 | 100
24876 | T1 | PERMIAN EXPRESS PARTNERS LLC | HILL COUNTY PERMIAN EXPRESS PARTNERS PIPELINE | PERMIAN EXPRESS PARTNERS PIPELINE LOCATED IN HILL COUNTY | Hill County | TX | 75165 | HILL | CN605351865 | RN111634564 | Automatic Shut Off Valves (block valves equipped with an actuator to close the valves) installed at intervals along the pipeline. | The following property is used 100% for pollution control and is installed to meet or exceed federal or state regulations: Automatic Shut Off Valves (block valves equipped with an actuator to close the valves) installed at intervals along the pipeline. | 2023-03-14 | 500663 | 100
24877 | T1 | PERMIAN EXPRESS PARTNERS LLC | GLASSCOCK COUNTY PERMIAN EXPRESS PARTNERS PIPELINE | PERMIAN EXPRESS PARTNERS PIPELINE LOCATED IN GLASSCOCK PIPELINE | Glasscock County | TX | 79739 | GLASSCOCK | CN605351865 | RN111634572 | Automatic Shut Off Valves (block valves equipped with an actuator to close the valves) installed at intervals along the pipeline. | The following property is used 100% for pollution control and is installed to meet or exceed federal or state regulations: Automatic Shut Off Valves (block valves equipped with an actuator to close the valves) installed at intervals along the pipeline. | 2023-03-14 | 184745 | 100
24878 | T1 | PERMIAN EXPRESS PARTNERS LLC | ERATH COUNTY PERMIAN EXPRESS PARTNERS PIPELINE | PERMIAN EXPRESS PARTNERS PIPELINE LOCATED IN ERATH COUNTY | Erath County | TX | 76401 | ERATH | CN605351865 | RN111634580 | Automatic Shut Off Valves (block valves equipped with an actuator to close the valves) installed at intervals along the pipeline. | The following property is used 100% for pollution control and is installed to meet or exceed federal or state regulations: Automatic Shut Off Valves (block valves equipped with an actuator to close the valves) installed at intervals along the pipeline. | 2023-03-14 | 383275 | 100
24879 | T1 | PERMIAN EXPRESS PARTNERS LLC | EASTLAND COUNTY PERMIAN EXPRESS PARTNERS PIPELINE | PERMIAN EXPRESS PARTNERS PIPELINE LOCATED IN EASTLAND COUNTY | Eastland County | TX | 76470 | EASTLAND | CN605351865 | RN111634598 | Automatic Shut Off Valves (block valves equipped with an actuator to close the valves) installed at intervals along the pipeline. | The following property is used 100% for pollution control and is installed to meet or exceed federal or state regulations: Automatic Shut Off Valves (block valves equipped with an actuator to close the valves) installed at intervals along the pipeline. | 2023-03-14 | 508411 | 100
24880 | T1 | PERMIAN EXPRESS PARTNERS LLC | CLAY COUNTY PERMIAN EXPRESS PARTNERS PIPELINE | PERMIAN EXPRESS PARTNERS PIPELINE LOCATED IN CLAY COUNTY | Clay County | TX | 76365 | CLAY | CN605351865 | RN111634606 | Automatic Shut Off Valves (block valves equipped with an actuator to close the valves) installed at intervals along the pipeline. | The following property is used 100% for pollution control and is installed to meet or exceed federal or state regulations: Automatic Shut Off Valves (block valves equipped with an actuator to close the valves) installed at intervals along the pipeline. | 2023-03-14 | 269016 | 100
24881 | T1 | PERMIAN EXPRESS PARTNERS LLC | CALLAHAN COUNTY PERMIAN EXPRESS PARTNERS PIPELINE | PERMIAN EXPRESS PARTNERS PIPELINE LOCATED WITHIN CALLAHAN COUNTY MAINLY ON THE NORTHEAST PORTION OF THE COUNTY | Callahan County | TX | 79504 | CALLAHAN | CN605351865 | RN111634614 | Automatic Shut Off Valves (block valves equipped with an actuator to close the valves) installed at intervals along the pipeline. | The following property is used 100% for pollution control and is installed to meet or exceed federal or state regulations: Automatic Shut Off Valves (block valves equipped with an actuator to close the valves) installed at intervals along the pipeline. | 2023-03-14 | 222010 | 100
24882 | T1 | PERMIAN EXPRESS PARTNERS LLC | WICHITA COUNTY PERMIAN EXPRESS PARTNERS PIPELINE | PERMIAN EXPRESS PARTNERS PIPELINE LOCATED IN WICHITA COUNTY | Wichita County | TX | 76305 | WICHITA | CN605351865 | RN111634119 | Nondestructive pipeline testing expenditures – Radiography. | The following property is used 100% for pollution control and is installed to meet or exceed federal or state regulations: Nondestructive pipeline testing expenditures – Radiography. | 2023-03-02 | 80000 | 100
24883 | T1 | PERMIAN EXPRESS PARTNERS LLC | TAYLOR COUNTY PERMIAN EXPRESS PARTNERS PIPELINE | PERMIAN EXPRESS PARTNERS PIPELINE LOCATED IN TAYLOR COUNTY | Taylor County | TX | 79561 | TAYLOR | CN605351865 | RN111634127 | Nondestructive pipeline testing expenditures – Radiography. | The following property is used 100% for pollution control and is installed to meet or exceed federal or state regulations: Nondestructive pipeline testing expenditures – Radiography. | 2023-03-02 | 1109664 | 100
24884 | T1 | PERMIAN EXPRESS PARTNERS LLC | STERLING COUNTY PERMIAN EXPRESS PARTNERS PIPELINE | PERMIAN EXPRESS PARTNERS PIPELINE LOCATED IN STERLING COUNTY | Sterling County | TX | 76951 | STERLING | CN605351865 | RN111634135 | Nondestructive pipeline testing expenditures – Radiography. | The following property is used 100% for pollution control and is installed to meet or exceed federal or state regulations: Nondestructive pipeline testing expenditures – Radiography. | 2023-03-02 | 94880 | 100
24885 | T1 | PERMIAN EXPRESS PARTNERS LLC | SOMERVELL COUNTY PERMIAN EXPRESS PARTNERS PIPELINE | PERMIAN EXPRESS PARTNERS PIPELINE LOCATED IN SOMERVELL COUNTY | Somervell County | TX | 76077 | SOMERVELL | CN605351865 | RN111634143 | Nondestructive pipeline testing expenditures – Radiography. | The following property is used 100% for pollution control and is installed to meet or exceed federal or state regulations: Nondestructive pipeline testing expenditures – Radiography. | 2023-03-02 | 1375488 | 100
24886 | T1 | PERMIAN EXPRESS PARTNERS LLC | SHACKELFORD CO PERMIAN EXPRESS PARTNERS PIPELINE | PERMIAN EXPRESS PARTNERS PIPELINE LOCATED IN SHACKELFORD COUNTY | Shackelford County | TX | 76430 | SHACKELFORD | CN605351865 | RN111634150 | Nondestructive pipeline testing expenditures – Radiography. | The following property is used 100% for pollution control and is installed to meet or exceed federal or state regulations: Nondestructive pipeline testing expenditures – Radiography. | 2023-03-02 | 1406688 | 100
24887 | T1 | PERMIAN EXPRESS PARTNERS LLC | SCURRY COUNTY PERMIAN EXPRESS PARTNERS PIPELINE | PERMIAN EXPRESS PARTNER PIPELINE LOCATED IN SCURRY COUNTY | Scurry County | TX | 28334 | SCURRY | CN605351865 | RN111634168 | Nondestructive pipeline testing expenditures – Radiography. | The following property is used 100% for pollution control and is installed to meet or exceed federal or state regulations: Nondestructive pipeline testing expenditures – Radiography. | 2023-03-14 | 148160 | 100
24888 | T1 | PERMIAN EXPRESS PARTNERS LLC | NOLAN COUNTY PERMIAN EXPRESS PARTNERS PIPELINE | PERMIAN EXPRESS PARTNERS PIPELINE LOCATED IN NOLAN COUNTY | Nolan County | TX | 79556 | NOLAN | CN605351865 | RN111634176 | Nondestructive pipeline testing expenditures – Radiography. | The following property is used 100% for pollution control and is installed to meet or exceed federal or state regulations: Nondestructive pipeline testing expenditures – Radiography. | 2023-03-14 | 3124320 | 100
24889 | T1 | PERMIAN EXPRESS PARTNERS LLC | NAVARRO COUNTY PERMIAN EXPRESS PARTNER PIPELINE | PERMIAN EXPRESS PARTNERS PIPELINE LOCATED IN NAVARRO COUNTY | Navarro County | TX | 75109 | NAVARRO | CN605351865 | RN111634184 | Nondestructive pipeline testing expenditures – Radiography. | The following property is used 100% for pollution control and is installed to meet or exceed federal or state regulations: Nondestructive pipeline testing expenditures – Radiography. | 2023-03-14 | 2476080 | 100
24890 | T1 | PERMIAN EXPRESS PARTNERS LLC | MITCHELL COUNTY PERMIAN EXPRESS PARTNERS PIPELINE | PERMIAN EXPRESS PARTNERS PIPELINE LOCATED IN MITCHELL COUNTY | Mitchell County | TX | 79512 | MITCHELL | CN605351865 | RN111634192 | Nondestructive pipeline testing expenditures – Radiography. | The following property is used 100% for pollution control and is installed to meet or exceed federal or state regulations: Nondestructive pipeline testing expenditures – Radiography. | 2023-03-14 | 3642464 | 100
24891 | T1 | PERMIAN EXPRESS PARTNERS LLC | JONES COUNTY PERMIAN EXPRESS PARTNERS PIPELINE | PERMIAN EXPRESS PARTNERS PIPELINE LOCATED IN JONES COUNTY | Jones County | TX | 79525 | JONES | CN605351865 | RN111634200 | Nondestructive pipeline testing expenditures – Radiography. | The following property is used 100% for pollution control and is installed to meet or exceed federal or state regulations: Nondestructive pipeline testing expenditures – Radiography. | 2023-03-15 | 2431488 | 100
24892 | T1 | PERMIAN EXPRESS PARTNERS LLC | JOHNSON COUNTY PERMIAN EXPRESS PARTNERS PIPELINE | PERMIAN EXPRESS PARTNERS PIPELINE LOCATED IN JOHNSON COUNTY | Johnson County | TX | 76093 | JOHNSON | CN605351865 | RN111634531 | Nondestructive pipeline testing expenditures – Radiography. | The following property is used 100% for pollution control and is installed to meet or exceed federal or state regulations: Nondestructive pipeline testing expenditures – Radiography. | 2023-03-15 | 967296 | 100
24893 | T1 | PERMIAN EXPRESS PARTNERS LLC | HOWARD COUNTY PERMIAN EXPRESS PARTNERS PIPELINE | PERMIAN EXPRESS PARTNERS PIPELINE LOCATED IN HOWARD COUNTY | Howard County | TX | 79720 | HOWARD | CN605351865 | RN111634549 | Nondestructive pipeline testing expenditures – Radiography. | The following property is used 100% for pollution control and is installed to meet or exceed federal or state regulations: Nondestructive pipeline testing expenditures – Radiography. | 2023-03-15 | 505040 | 100
24894 | T1 | PERMIAN EXPRESS PARTNERS LLC | HOOD COUNTY PERMIAN EXPRESS PARTNERS PIPELINE | PERMIAN EXPRESS PARTNERS PIPELINE LOCATED IN HOOD COUNTY | Hood County | TX | 76476 | HOOD | CN605351865 | RN111634556 | Nondestructive pipeline testing expenditures – Radiography. | The following property is used 100% for pollution control and is installed to meet or exceed federal or state regulations: Nondestructive pipeline testing expenditures – Radiography. | 2023-03-16 | 1112448 | 100
24895 | T1 | PERMIAN EXPRESS PARTNERS LLC | HILL COUNTY PERMIAN EXPRESS PARTNERS PIPELINE | PERMIAN EXPRESS PARTNERS PIPELINE LOCATED IN HILL COUNTY | Hill County | TX | 75165 | HILL | CN605351865 | RN111634564 | Nondestructive pipeline testing expenditures – Radiography. | The following property is used 100% for pollution control and is installed to meet or exceed federal or state regulations: Nondestructive pipeline testing expenditures – Radiography. | 2023-03-16 | 3641184 | 100
24896 | T1 | PERMIAN EXPRESS PARTNERS LLC | GLASSCOCK COUNTY PERMIAN EXPRESS PARTNERS PIPELINE | PERMIAN EXPRESS PARTNERS PIPELINE LOCATED IN GLASSCOCK PIPELINE | Glasscock County | TX | 79739 | GLASSCOCK | CN605351865 | RN111634572 | Nondestructive pipeline testing expenditures – Radiography. | The following property is used 100% for pollution control and is installed to meet or exceed federal or state regulations: Nondestructive pipeline testing expenditures – Radiography. | 2023-03-16 | 1343600 | 100
24897 | T1 | PERMIAN EXPRESS PARTNERS LLC | ERATH COUNTY PERMIAN EXPRESS PARTNERS PIPELINE | PERMIAN EXPRESS PARTNERS PIPELINE LOCATED IN ERATH COUNTY | Erath County | TX | 76401 | ERATH | CN605351865 | RN111634580 | Nondestructive pipeline testing expenditures – Radiography. | The following property is used 100% for pollution control and is installed to meet or exceed federal or state regulations: Nondestructive pipeline testing expenditures – Radiography. | 2023-03-16 | 2787456 | 100
24898 | T1 | PERMIAN EXPRESS PARTNERS LLC | EASTLAND COUNTY PERMIAN EXPRESS PARTNERS PIPELINE | PERMIAN EXPRESS PARTNERS PIPELINE LOCATED IN EASTLAND COUNTY | Eastland County | TX | 76470 | EASTLAND | CN605351865 | RN111634598 | Nondestructive pipeline testing expenditures – Radiography. | The following property is used 100% for pollution control and is installed to meet or exceed federal or state regulations: Nondestructive pipeline testing expenditures – Radiography. | 2023-03-20 | 3697536 | 100
24899 | T1 | PERMIAN EXPRESS PARTNERS LLC | CLAY COUNTY PERMIAN EXPRESS PARTNERS PIPELINE | PERMIAN EXPRESS PARTNERS PIPELINE LOCATED IN CLAY COUNTY | Clay County | TX | 76365 | CLAY | CN605351865 | RN111634606 | Nondestructive pipeline testing expenditures – Radiography. | The following property is used 100% for pollution control and is installed to meet or exceed federal or state regulations: Nondestructive pipeline testing expenditures – Radiography. | 2023-03-20 | 1956480 | 100
24900 | T1 | PERMIAN EXPRESS PARTNERS LLC | CALLAHAN COUNTY PERMIAN EXPRESS PARTNERS PIPELINE | PERMIAN EXPRESS PARTNERS PIPELINE LOCATED WITHIN CALLAHAN COUNTY MAINLY ON THE NORTHEAST PORTION OF THE COUNTY | Callahan County | TX | 79504 | CALLAHAN | CN605351865 | RN111634614 | Nondestructive pipeline testing expenditures – Radiography. | The following property is used 100% for pollution control and is installed to meet or exceed federal or state regulations: Nondestructive pipeline testing expenditures – Radiography. | 2023-03-20 | 1614624 | 100
24901 | T1 | PERMIAN EXPRESS PARTNERS LLC | WICHITA COUNTY PERMIAN EXPRESS PARTNERS PIPELINE | PERMIAN EXPRESS PARTNERS PIPELINE LOCATED IN WICHITA COUNTY | Wichita County | TX | 76305 | WICHITA | CN605351865 | RN111634119 | Sedimentation and erosion controls consisting of slope breakers, silt fences, sedimentation barriers, staked hay or straw bales, matting and diking. | The following property is used 100% for pollution control to meet or exceed federal or state regulations: Sedimentation and erosion controls consisting of slope breakers, silt fences, sedimentation barriers, staked hay or straw bales, matting and diking. | 2023-02-09 | 100000 | 100
24902 | T1 | PERMIAN EXPRESS PARTNERS LLC | TAYLOR COUNTY PERMIAN EXPRESS PARTNERS PIPELINE | PERMIAN EXPRESS PARTNERS PIPELINE LOCATED IN TAYLOR COUNTY | Taylor County | TX | 79561 | TAYLOR | CN605351865 | RN111634127 | Sedimentation and erosion controls consisting of slope breakers, silt fences, sedimentation barriers, staked hay or straw bales, matting and diking. | The following property is used 100% for pollution control to meet or exceed federal or state regulations: Sedimentation and erosion controls consisting of slope breakers, silt fences, sedimentation barriers, staked hay or straw bales, matting and diking. | 2023-02-09 | 1387080 | 100
24903 | T1 | PERMIAN EXPRESS PARTNERS LLC | STERLING COUNTY PERMIAN EXPRESS PARTNERS PIPELINE | PERMIAN EXPRESS PARTNERS PIPELINE LOCATED IN STERLING COUNTY | Sterling County | TX | 76951 | STERLING | CN605351865 | RN111634135 | Sedimentation and erosion controls consisting of slope breakers, silt fences, sedimentation barriers, staked hay or straw bales, matting and diking. | The following property is used 100% for pollution control to meet or exceed federal or state regulations: Sedimentation and erosion controls consisting of slope breakers, silt fences, sedimentation barriers, staked hay or straw bales, matting and diking. | 2023-02-14 | 118600 | 100
24904 | T1 | PERMIAN EXPRESS PARTNERS LLC | SOMERVELL COUNTY PERMIAN EXPRESS PARTNERS PIPELINE | PERMIAN EXPRESS PARTNERS PIPELINE LOCATED IN SOMERVELL COUNTY | Somervell County | TX | 76077 | SOMERVELL | CN605351865 | RN111634143 | Sedimentation and erosion controls consisting of slope breakers, silt fences, sedimentation barriers, staked hay or straw bales, matting and diking. | The following property is used 100% for pollution control to meet or exceed federal or state regulations: Sedimentation and erosion controls consisting of slope breakers, silt fences, sedimentation barriers, staked hay or straw bales, matting and diking. | 2023-02-14 | 1719360 | 100
24905 | T1 | PERMIAN EXPRESS PARTNERS LLC | SHACKELFORD CO PERMIAN EXPRESS PARTNERS PIPELINE | PERMIAN EXPRESS PARTNERS PIPELINE LOCATED IN SHACKELFORD COUNTY | Shackelford County | TX | 76430 | SHACKELFORD | CN605351865 | RN111634150 | Sedimentation and erosion controls consisting of slope breakers, silt fences, sedimentation barriers, staked hay or straw bales, matting and diking. | The following property is used 100% for pollution control to meet or exceed federal or state regulations: Sedimentation and erosion controls consisting of slope breakers, silt fences, sedimentation barriers, staked hay or straw bales, matting and diking. | 2023-02-14 | 1758360 | 100
24906 | T1 | PERMIAN EXPRESS PARTNERS LLC | SCURRY COUNTY PERMIAN EXPRESS PARTNERS PIPELINE | PERMIAN EXPRESS PARTNER PIPELINE LOCATED IN SCURRY COUNTY | Scurry County | TX | 28334 | SCURRY | CN605351865 | RN111634168 | Sedimentation and erosion controls consisting of slope breakers, silt fences, sedimentation barriers, staked hay or straw bales, matting and diking. | The following property is used 100% for pollution control to meet or exceed federal or state regulations: Sedimentation and erosion controls consisting of slope breakers, silt fences, sedimentation barriers, staked hay or straw bales, matting and diking. | 2023-02-14 | 185200 | 100
24907 | T1 | PERMIAN EXPRESS PARTNERS LLC | NOLAN COUNTY PERMIAN EXPRESS PARTNERS PIPELINE | PERMIAN EXPRESS PARTNERS PIPELINE LOCATED IN NOLAN COUNTY | Nolan County | TX | 79556 | NOLAN | CN605351865 | RN111634176 | Sedimentation and erosion controls consisting of slope breakers, silt fences, sedimentation barriers, staked hay or straw bales, matting and diking. | The following property is used 100% for pollution control to meet or exceed federal or state regulations: Sedimentation and erosion controls consisting of slope breakers, silt fences, sedimentation barriers, staked hay or straw bales, matting and diking. | 2023-02-15 | 3095100 | 100
24908 | T1 | PERMIAN EXPRESS PARTNERS LLC | NAVARRO COUNTY PERMIAN EXPRESS PARTNER PIPELINE | PERMIAN EXPRESS PARTNERS PIPELINE LOCATED IN NAVARRO COUNTY | Navarro County | TX | 75109 | NAVARRO | CN605351865 | RN111634184 | Sedimentation and erosion controls consisting of slope breakers, silt fences, sedimentation barriers, staked hay or straw bales, matting and diking. | The following property is used 100% for pollution control to meet or exceed federal or state regulations: Sedimentation and erosion controls consisting of slope breakers, silt fences, sedimentation barriers, staked hay or straw bales, matting and diking. | 2023-02-15 | 3095100 | 100
24909 | T1 | PERMIAN EXPRESS PARTNERS LLC | MITCHELL COUNTY PERMIAN EXPRESS PARTNERS PIPELINE | PERMIAN EXPRESS PARTNERS PIPELINE LOCATED IN MITCHELL COUNTY | Mitchell County | TX | 79512 | MITCHELL | CN605351865 | RN111634192 | Sedimentation and erosion controls consisting of slope breakers, silt fences, sedimentation barriers, staked hay or straw bales, matting and diking. | The following property is used 100% for pollution control to meet or exceed federal or state regulations: Sedimentation and erosion controls consisting of slope breakers, silt fences, sedimentation barriers, staked hay or straw bales, matting and diking. | 2023-02-15 | 4553080 | 100
24910 | T1 | PERMIAN EXPRESS PARTNERS LLC | JONES COUNTY PERMIAN EXPRESS PARTNERS PIPELINE | PERMIAN EXPRESS PARTNERS PIPELINE LOCATED IN JONES COUNTY | Jones County | TX | 79525 | JONES | CN605351865 | RN111634200 | Sedimentation and erosion controls consisting of slope breakers, silt fences, sedimentation barriers, staked hay or straw bales, matting and diking. | The following property is used 100% for pollution control to meet or exceed federal or state regulations: Sedimentation and erosion controls consisting of slope breakers, silt fences, sedimentation barriers, staked hay or straw bales, matting and diking. | 2023-02-15 | 3039360 | 100
24911 | T1 | PERMIAN EXPRESS PARTNERS LLC | JOHNSON COUNTY PERMIAN EXPRESS PARTNERS PIPELINE | PERMIAN EXPRESS PARTNERS PIPELINE LOCATED IN JOHNSON COUNTY | Johnson County | TX | 76093 | JOHNSON | CN605351865 | RN111634531 | Sedimentation and erosion controls consisting of slope breakers, silt fences, sedimentation barriers, staked hay or straw bales, matting and diking. | The following property is used 100% for pollution control to meet or exceed federal or state regulations: Sedimentation and erosion controls consisting of slope breakers, silt fences, sedimentation barriers, staked hay or straw bales, matting and diking. | 2023-02-15 | 1209120 | 100
24912 | T1 | PERMIAN EXPRESS PARTNERS LLC | HOWARD COUNTY PERMIAN EXPRESS PARTNERS PIPELINE | PERMIAN EXPRESS PARTNERS PIPELINE LOCATED IN HOWARD COUNTY | Howard County | TX | 79720 | HOWARD | CN605351865 | RN111634549 | Sedimentation and erosion controls consisting of slope breakers, silt fences, sedimentation barriers, staked hay or straw bales, matting and diking. | The following property is used 100% for pollution control to meet or exceed federal or state regulations: Sedimentation and erosion controls consisting of slope breakers, silt fences, sedimentation barriers, staked hay or straw bales, matting and diking. | 2023-02-15 | 631300 | 100
24913 | T1 | PERMIAN EXPRESS PARTNERS LLC | HOOD COUNTY PERMIAN EXPRESS PARTNERS PIPELINE | PERMIAN EXPRESS PARTNERS PIPELINE LOCATED IN HOOD COUNTY | Hood County | TX | 76476 | HOOD | CN605351865 | RN111634556 | Sedimentation and erosion controls consisting of slope breakers, silt fences, sedimentation barriers, staked hay or straw bales, matting and diking. | The following property is used 100% for pollution control to meet or exceed federal or state regulations: Sedimentation and erosion controls consisting of slope breakers, silt fences, sedimentation barriers, staked hay or straw bales, matting and diking. | 2023-02-15 | 1390560 | 100
24914 | T1 | PERMIAN EXPRESS PARTNERS LLC | HILL COUNTY PERMIAN EXPRESS PARTNERS PIPELINE | PERMIAN EXPRESS PARTNERS PIPELINE LOCATED IN HILL COUNTY | Hill County | TX | 75165 | HILL | CN605351865 | RN111634564 | Sedimentation and erosion controls consisting of slope breakers, silt fences, sedimentation barriers, staked hay or straw bales, matting and diking. | The following property is used 100% for pollution control to meet or exceed federal or state regulations: Sedimentation and erosion controls consisting of slope breakers, silt fences, sedimentation barriers, staked hay or straw bales, matting and diking. | 2023-02-16 | 4551480 | 100
24915 | T1 | PERMIAN EXPRESS PARTNERS LLC | GLASSCOCK COUNTY PERMIAN EXPRESS PARTNERS PIPELINE | PERMIAN EXPRESS PARTNERS PIPELINE LOCATED IN GLASSCOCK PIPELINE | Glasscock County | TX | 79739 | GLASSCOCK | CN605351865 | RN111634572 | Sedimentation and erosion controls consisting of slope breakers, silt fences, sedimentation barriers, staked hay or straw bales, matting and diking. | The following property is used 100% for pollution control to meet or exceed federal or state regulations: Sedimentation and erosion controls consisting of slope breakers, silt fences, sedimentation barriers, staked hay or straw bales, matting and diking. | 2023-02-16 | 1679500 | 100
24916 | T1 | PERMIAN EXPRESS PARTNERS LLC | ERATH COUNTY PERMIAN EXPRESS PARTNERS PIPELINE | PERMIAN EXPRESS PARTNERS PIPELINE LOCATED IN ERATH COUNTY | Erath County | TX | 76401 | ERATH | CN605351865 | RN111634580 | Sedimentation and erosion controls consisting of slope breakers, silt fences, sedimentation barriers, staked hay or straw bales, matting and diking. | The following property is used 100% for pollution control to meet or exceed federal or state regulations: Sedimentation and erosion controls consisting of slope breakers, silt fences, sedimentation barriers, staked hay or straw bales, matting and diking. | 2023-02-16 | 3484320 | 100
24917 | T1 | PERMIAN EXPRESS PARTNERS LLC | EASTLAND COUNTY PERMIAN EXPRESS PARTNERS PIPELINE | PERMIAN EXPRESS PARTNERS PIPELINE LOCATED IN EASTLAND COUNTY | Eastland County | TX | 76470 | EASTLAND | CN605351865 | RN111634598 | Sedimentation and erosion controls consisting of slope breakers, silt fences, sedimentation barriers, staked hay or straw bales, matting and diking. | The following property is used 100% for pollution control to meet or exceed federal or state regulations: Sedimentation and erosion controls consisting of slope breakers, silt fences, sedimentation barriers, staked hay or straw bales, matting and diking. | 2023-02-16 | 4621920 | 100
24918 | T1 | PERMIAN EXPRESS PARTNERS LLC | CLAY COUNTY PERMIAN EXPRESS PARTNERS PIPELINE | PERMIAN EXPRESS PARTNERS PIPELINE LOCATED IN CLAY COUNTY | Clay County | TX | 76365 | CLAY | CN605351865 | RN111634606 | Sedimentation and erosion controls consisting of slope breakers, silt fences, sedimentation barriers, staked hay or straw bales, matting and diking. | The following property is used 100% for pollution control to meet or exceed federal or state regulations: Sedimentation and erosion controls consisting of slope breakers, silt fences, sedimentation barriers, staked hay or straw bales, matting and diking. | 2023-02-16 | 2445600 | 100
24919 | T1 | PERMIAN EXPRESS PARTNERS LLC | CALLAHAN COUNTY PERMIAN EXPRESS PARTNERS PIPELINE | PERMIAN EXPRESS PARTNERS PIPELINE LOCATED WITHIN CALLAHAN COUNTY MAINLY ON THE NORTHEAST PORTION OF THE COUNTY | Callahan County | TX | 79504 | CALLAHAN | CN605351865 | RN111634614 | Sedimentation and erosion controls consisting of slope breakers, silt fences, sedimentation barriers, staked hay or straw bales, matting and diking. | The following property is used 100% for pollution control to meet or exceed federal or state regulations: Sedimentation and erosion controls consisting of slope breakers, silt fences, sedimentation barriers, staked hay or straw bales, matting and diking. | 2023-02-16 | 2018280 | 100
24920 | T1 | ONEOK WESTEX TRANSMISSION LLC | REEVES COUNTY ROADRUNNER GAS TRANSMISSION PIPELINE | ROADRUNNER GAS TRANSMISSION PIPELINE LOCATED IN REEVES COUNTY | Reeves County | TX | 79785 | REEVES | CN601475320 | RN111639118 | Pipeline Coatings and Cathodic Protection are protective Pipe Coatings used to minimize the risk of corrosion which in turn reduces the risk of product spillage during the pipeline transportation process. The pipe coatings and CP are used to control and/or prevent the degradation of metal piping through which the inadvertent release of product could be released to waters and lands of the State of Texas. If leakage occurs, the product becomes nonrecoverable and ceases to retain monetary value. | Pending as of April 1, 2023 | 2023-01-19 16:52 | 1494240 | 100
24921 | T1 | ONEOK WESTEX TRANSMISSION LLC | PECOS COUNTY ROADRUNNER GAS TRANSMISSION PIPELINE | ROADRUNNER GAS TRANSMISSION PIPELINE LOCATED IN PECOS COUNTY | Pecos County | TX | 79730 | PECOS | CN601475320 | RN111639126 | Pipeline Coatings and Cathodic Protection are protective Pipe Coatings used to minimize the risk of corrosion which in turn reduces the risk of product spillage during the pipeline transportation process. The pipe coatings and CP are used to control and/or prevent the degradation of metal piping through which the inadvertent release of product could be released to waters and lands of the State of Texas. If leakage occurs, the product becomes nonrecoverable and ceases to retain monetary value. | Pending as of April 1, 2023 | 2023-01-19 16:52 | 33120 | 100
24922 | T1 | ONEOK WESTEX TRANSMISSION LLC | EL PASO COUNTY ROADRUNNER GAS TRANSMISSION PIPELINE | ROADRUNNER GAS TRANSMISSION PIPELINE LOCATED IN EL PASO COUNTY | El Paso County | TX | 79849 | EL PASO | CN601475320 | RN111639134 | Pipeline Coatings and Cathodic Protection are protective Pipe Coatings used to minimize the risk of corrosion which in turn reduces the risk of product spillage during the pipeline transportation process. The pipe coatings and CP are used to control and/or prevent the degradation of metal piping through which the inadvertent release of product could be released to waters and lands of the State of Texas. If leakage occurs, the product becomes nonrecoverable and ceases to retain monetary value. | Pending as of April 1, 2023 | 2023-01-19 16:53 | 440640 | 100
24923 | T1 | ONEOK WESTEX TRANSMISSION LLC | CULBERSON COUNTY ROADRUNNER GAS TRANSMISSION PIPELINE | ROADRUNNER GAS TRANSMISSION PIPELINE LOCATED IN CULBERSON COUNTY | Culberson County | TX | 79734 | CULBERSON | CN601475320 | RN111639142 | Pipeline Coatings and Cathodic Protection are protective Pipe Coatings used to minimize the risk of corrosion which in turn reduces the risk of product spillage during the pipeline transportation process. The pipe coatings and CP are used to control and/or prevent the degradation of metal piping through which the inadvertent release of product could be released to waters and lands of the State of Texas. If leakage occurs, the product becomes nonrecoverable and ceases to retain monetary value. | Pending as of April 1, 2023 | 2023-01-19 16:53 | 1332000 | 100
24924 | T1 | ONEOK WESTEX TRANSMISSION LLC | HUDSPETH COUNTY ROADRUNNER GAS TRANSMISSION PIPELINE | ROADRUNNER PIPELINE LOCATED IN HUDSPETH COUNTY | Hudspeth County | TX | 79837 | HUDSPETH | CN601475320 | RN111639159 | Pipeline Coatings and Cathodic Protection are protective Pipe Coatings used to minimize the risk of corrosion which in turn reduces the risk of product spillage during the pipeline transportation process. The pipe coatings and CP are used to control and/or prevent the degradation of metal piping through which the inadvertent release of crude oil could be released to waters and lands of the State of Texas. Leaked crude oil is a fugitive material. If leakage occurs, the crude oil is nonrecoverable and ceases to retain monetary value. | Pending as of April 1, 2023 | 2023-01-19 16:53 | 1584000 | 100
24925 | T1 | ATMOS ENERGY CORPORATION | MID-TEX PIPELINE SEGMENT IN ERATH COUNTY | MID-TEX PIPELINE SEGMENT IN ERATH COUNTY | Erath County | TX | 76401 | ERATH | CN602730319 | RN111624896 | Remote Controlled Valves (block valves equipped with actuators to close the valve remotely if a change in pressure or flow rate exceeds a specified limit) installed at intervals along the Pipeline. | The following property is used 100% for pollution control to meet or exceed federal or state regulations: Remote Controlled Valves (block valves equipped with actuators to close the valve remotely if a change in pressure or flow rate exceeds a specified limit) installed at intervals along the Pipeline. | 2023-03-15 | 271216 | 100
24926 | T1 | ATMOS ENERGY CORPORATION | MID-TEX PIPELINE SEGMENT IN FREESTONE COUNTY | MID-TEX PIPELINE SEGMENT IN FREESTONE COUNTY | Freestone County | TX | 75840 | FREESTONE | CN602730319 | RN111619706 | Remote Controlled Valves (block valves equipped with actuators to close the valve remotely if a change in pressure or flow rate exceeds a specified limit) installed at intervals along the Pipeline. | The following property is used 100% for pollution control to meet or exceed federal or state regulations: Remote Controlled Valves (block valves equipped with actuators to close the valve remotely if a change in pressure or flow rate exceeds a specified limit) installed at intervals along the Pipeline. | 2023-03-15 | 1339547 | 100
24927 | T1 | ATMOS ENERGY CORPORATION | MID-TEX PIPELINE SEGMENT IN BAYLOR COUNTY | MID-TEX PIPELINE SEGMENT IN BAYLOR COUNTY | Baylor County | TX | 76380 | BAYLOR | CN602730319 | RN111639399 | Remote Controlled Valves (block valves equipped with actuators to close the valve remotely if a change in pressure or flow rate exceeds a specified limit) installed at intervals along the Pipeline. | The following property is used 100% for pollution control to meet or exceed federal or state regulations: Remote Controlled Valves (block valves equipped with actuators to close the valve remotely if a change in pressure or flow rate exceeds a specified limit) installed at intervals along the Pipeline. | 2023-03-15 | 188598 | 100
24928 | T1 | ATMOS ENERGY CORPORATION | MID-TEX PIPELINE SEGMENT IN JOHNSON COUNTY | MID-TEX PIPELINE SEGMENT IN JOHNSON COUNTY | Johnson County | TX | 76031 | JOHNSON | CN602730319 | RN111619516 | Remote Controlled Valves (block valves equipped with actuators to close the valve remotely if a change in pressure or flow rate exceeds a specified limit) installed at intervals along the Pipeline. | The following property is used 100% for pollution control to meet or exceed federal or state regulations: Remote Controlled Valves (block valves equipped with actuators to close the valve remotely if a change in pressure or flow rate exceeds a specified limit) installed at intervals along the Pipeline. | 2023-03-16 | 4504593 | 100
24929 | T1 | ATMOS ENERGY CORPORATION | MID-TEX PIPELINE SEGMENT IN GRIMES COUNTY | MID-TEX PIPELINE SEGMENT IN GRIMES COUNTY | Grimes County | TX | 77830 | GRIMES | CN602730319 | RN111619573 | Intelligent pipeline inspection gauge (PIG) launcher | The following property is used 100% for pollution control to meet or exceed federal or state regulations: Intelligent pipeline inspection gauge (PIG) launcher | 2023-03-16 | 514532 | 100
24930 | T1 | ONEOK WESTEX TRANSMISSION LLC | REEVES COUNTY ROADRUNNER GAS TRANSMISSION PIPELINE | ROADRUNNER GAS TRANSMISSION PIPELINE LOCATED IN REEVES COUNTY | Reeves County | TX | 79785 | REEVES | CN601475320 | RN111639118 | During Pipeline operations, there is potential for product to exit from Pipeline ruptures or leaks due to pipeline damage or defects. Leaked product is non recoverable and can pollute water and land. A way to prevent this is to limit the overall volume of product that might escape from the Pipeline. Automatic Shut Off Valves are installed at intervals along the Pipeline to reduce or prevent any such negative impacts to the environment caused by a product release. An Automatic Shutoff Valve is a block valve equipped with an electric, pneumatic, or natural gas powered actuator capable of closing the valve automatically when a change in pressure or flow rate exceeds a specified limit. Sensors provide data to show when a change has occurred. Isolating the damaged pipeline segment by quickly closing upstream and downstream block valves is an effective method for mitigating the consequences of product fugitives release, thus reducing risk of environmental damage. | Pending as of April 1, 2023 | 2023-01-21 12:37 | 1027290 | 100
24931 | T1 | ONEOK WESTEX TRANSMISSION LLC | PECOS COUNTY ROADRUNNER GAS TRANSMISSION PIPELINE | ROADRUNNER GAS TRANSMISSION PIPELINE LOCATED IN PECOS COUNTY | Pecos County | TX | 79730 | PECOS | CN601475320 | RN111639126 | During Pipeline operations, there is potential for product to exit from Pipeline ruptures or leaks due to pipeline damage or defects. Leaked product is non recoverable and can pollute water and land. A way to prevent this is to limit the overall volume of product that might escape from the Pipeline. Automatic Shut Off Valves are installed at intervals along the Pipeline to reduce or prevent any such negative impacts to the environment caused by a product release. An Automatic Shutoff Valve is a block valve equipped with an electric, pneumatic, or natural gas powered actuator capable of closing the valve automatically when a change in pressure or flow rate exceeds a specified limit. Sensors provide data to show when a change has occurred. Isolating the damaged pipeline segment by quickly closing upstream and downstream block valves is an effective method for mitigating the consequences of product fugitives release, thus reducing risk of environmental damage. | Pending as of April 1, 2023 | 2023-01-21 12:38 | 22770 | 100
24932 | T1 | ONEOK WESTEX TRANSMISSION LLC | EL PASO COUNTY ROADRUNNER GAS TRANSMISSION PIPELINE | ROADRUNNER GAS TRANSMISSION PIPELINE LOCATED IN EL PASO COUNTY | El Paso County | TX | 79849 | EL PASO | CN601475320 | RN111639134 | During Pipeline operations, there is potential for product to exit from Pipeline ruptures or leaks due to pipeline damage or defects. Leaked product is non recoverable and can pollute water and land. A way to prevent this is to limit the overall volume of product that might escape from the Pipeline. Automatic Shut Off Valves are installed at intervals along the Pipeline to reduce or prevent any such negative impacts to the environment caused by a product release. An Automatic Shutoff Valve is a block valve equipped with an electric, pneumatic, or natural gas powered actuator capable of closing the valve automatically when a change in pressure or flow rate exceeds a specified limit. Sensors provide data to show when a change has occurred. Isolating the damaged pipeline segment by quickly closing upstream and downstream block valves is an effective method for mitigating the consequences of product fugitives release, thus reducing risk of environmental damage. | Pending as of April 1, 2023 | 2023-01-21 12:38 | 302940 | 100
24933 | T1 | ONEOK WESTEX TRANSMISSION LLC | CULBERSON COUNTY ROADRUNNER GAS TRANSMISSION PIPELINE | ROADRUNNER GAS TRANSMISSION PIPELINE LOCATED IN CULBERSON COUNTY | Culberson County | TX | 79734 | CULBERSON | CN601475320 | RN111639142 | During Pipeline operations, there is potential for product to exit from Pipeline ruptures or leaks due to pipeline damage or defects. Leaked product is non recoverable and can pollute water and land. A way to prevent this is to limit the overall volume of product that might escape from the Pipeline. Automatic Shut Off Valves are installed at intervals along the Pipeline to reduce or prevent any such negative impacts to the environment caused by a product release. An Automatic Shutoff Valve is a block valve equipped with an electric, pneumatic, or natural gas powered actuator capable of closing the valve automatically when a change in pressure or flow rate exceeds a specified limit. Sensors provide data to show when a change has occurred. Isolating the damaged pipeline segment by quickly closing upstream and downstream block valves is an effective method for mitigating the consequences of product fugitives release, thus reducing risk of environmental damage. | Pending as of April 1, 2023 | 2023-01-21 12:38 | 915750 | 100
24934 | T1 | ONEOK WESTEX TRANSMISSION LLC | HUDSPETH COUNTY ROADRUNNER GAS TRANSMISSION PIPELINE | ROADRUNNER PIPELINE LOCATED IN HUDSPETH COUNTY | Hudspeth County | TX | 79837 | HUDSPETH | CN601475320 | RN111639159 | During Pipeline operations, there is potential for product to exit from Pipeline ruptures or leaks due to pipeline damage or defects. Leaked product is non recoverable and can pollute water and land. A way to prevent this is to limit the overall volume of product that might escape from the Pipeline. Automatic Shut Off Valves are installed at intervals along the Pipeline to reduce or prevent any such negative impacts to the environment caused by a product release. An Automatic Shutoff Valve is a block valve equipped with an electric, pneumatic, or natural gas powered actuator capable of closing the valve automatically when a change in pressure or flow rate exceeds a specified limit. Sensors provide data to show when a change has occurred. Isolating the damaged pipeline segment by quickly closing upstream and downstream block valves is an effective method for mitigating the consequences of product fugitives release, thus reducing risk of environmental damage. | Pending as of April 1, 2023 | 2023-01-21 12:38 | 1089000 | 100
24935 | T1 | ONEOK WESTEX TRANSMISSION LLC | REEVES COUNTY ROADRUNNER GAS TRANSMISSION PIPELINE | ROADRUNNER GAS TRANSMISSION PIPELINE LOCATED IN REEVES COUNTY | Reeves County | TX | 79785 | REEVES | CN601475320 | RN111639118 | Leaked product can contribute to the pollution of waters and lands of the State of Texas. Nondestructive Testing Expenditures during pipeline construction, weld inspections and testing must be conducted as a form of leak detection and prevention. Radiography, one of the most widely used nondestructive testing methods, has been carried out on the pipeline using X-rays to detect internal flaws, defects, or damage in the welds. Radiography tests are performed by using radiation from a controlled source to penetrate the test items. As the radiation passes through the pipeline weld, a portion of it is absorbed by the molecular structure of the material. The amount of radiation absorbed depends on the density and composition of the material. As any cracks, fissures, and pockets in the material have different densities, they will be characterized by different exposure values as more or less radiation penetrates at those points during exposure. Nondestructive testing is instrumental in detecting weld defects that lead to product leakage from the pipeline once operational | Pending as of April 1, 2023 | 2023-01-21 12:38 | 7471200 | 100
24936 | T1 | ONEOK WESTEX TRANSMISSION LLC | PECOS COUNTY ROADRUNNER GAS TRANSMISSION PIPELINE | ROADRUNNER GAS TRANSMISSION PIPELINE LOCATED IN PECOS COUNTY | Pecos County | TX | 79730 | PECOS | CN601475320 | RN111639126 | Leaked product can contribute to the pollution of waters and lands of the State of Texas. Nondestructive Testing Expenditures during pipeline construction, weld inspections and testing must be conducted as a form of leak detection and prevention. Radiography, one of the most widely used nondestructive testing methods, has been carried out on the pipeline using X-rays to detect internal flaws, defects, or damage in the welds. Radiography tests are performed by using radiation from a controlled source to penetrate the test items. As the radiation passes through the pipeline weld, a portion of it is absorbed by the molecular structure of the material. The amount of radiation absorbed depends on the density and composition of the material. As any cracks, fissures, and pockets in the material have different densities, they will be characterized by different exposure values as more or less radiation penetrates at those points during exposure. Nondestructive testing is instrumental in detecting weld defects that lead to product leakage from the pipeline once operational | Pending as of April 1, 2023 | 2023-01-21 12:39 | 165600 | 100
24937 | T1 | ONEOK WESTEX TRANSMISSION LLC | EL PASO COUNTY ROADRUNNER GAS TRANSMISSION PIPELINE | ROADRUNNER GAS TRANSMISSION PIPELINE LOCATED IN EL PASO COUNTY | El Paso County | TX | 79849 | EL PASO | CN601475320 | RN111639134 | Leaked product can contribute to the pollution of waters and lands of the State of Texas. Nondestructive Testing Expenditures during pipeline construction, weld inspections and testing must be conducted as a form of leak detection and prevention. Radiography, one of the most widely used nondestructive testing methods, has been carried out on the pipeline using X-rays to detect internal flaws, defects, or damage in the welds. Radiography tests are performed by using radiation from a controlled source to penetrate the test items. As the radiation passes through the pipeline weld, a portion of it is absorbed by the molecular structure of the material. The amount of radiation absorbed depends on the density and composition of the material. As any cracks, fissures, and pockets in the material have different densities, they will be characterized by different exposure values as more or less radiation penetrates at those points during exposure. Nondestructive testing is instrumental in detecting weld defects that lead to product leakage from the pipeline once operational | Pending as of April 1, 2023 | 2023-01-21 12:39 | 2203200 | 100
24938 | T1 | ONEOK WESTEX TRANSMISSION LLC | CULBERSON COUNTY ROADRUNNER GAS TRANSMISSION PIPELINE | ROADRUNNER GAS TRANSMISSION PIPELINE LOCATED IN CULBERSON COUNTY | Culberson County | TX | 79734 | CULBERSON | CN601475320 | RN111639142 | Leaked product can contribute to the pollution of waters and lands of the State of Texas. Nondestructive Testing Expenditures during pipeline construction, weld inspections and testing must be conducted as a form of leak detection and prevention. Radiography, one of the most widely used nondestructive testing methods, has been carried out on the pipeline using X-rays to detect internal flaws, defects, or damage in the welds. Radiography tests are performed by using radiation from a controlled source to penetrate the test items. As the radiation passes through the pipeline weld, a portion of it is absorbed by the molecular structure of the material. The amount of radiation absorbed depends on the density and composition of the material. As any cracks, fissures, and pockets in the material have different densities, they will be characterized by different exposure values as more or less radiation penetrates at those points during exposure. Nondestructive testing is instrumental in detecting weld defects that lead to product leakage from the pipeline once operational | Pending as of April 1, 2023 | 2023-01-21 12:39 | 6660000 | 100
24939 | T1 | ONEOK WESTEX TRANSMISSION LLC | HUDSPETH COUNTY ROADRUNNER GAS TRANSMISSION PIPELINE | ROADRUNNER PIPELINE LOCATED IN HUDSPETH COUNTY | Hudspeth County | TX | 79837 | HUDSPETH | CN601475320 | RN111639159 | Leaked product can contribute to the pollution of waters and lands of the State of Texas. Nondestructive Testing Expenditures during pipeline construction, weld inspections and testing must be conducted as a form of leak detection and prevention. Radiography, one of the most widely used nondestructive testing methods, has been carried out on the pipeline using X-rays to detect internal flaws, defects, or damage in the welds. Radiography tests are performed by using radiation from a controlled source to penetrate the test items. As the radiation passes through the pipeline weld, a portion of it is absorbed by the molecular structure of the material. The amount of radiation absorbed depends on the density and composition of the material. As any cracks, fissures, and pockets in the material have different densities, they will be characterized by different exposure values as more or less radiation penetrates at those points during exposure. Nondestructive testing is instrumental in detecting weld defects that lead to product leakage from the pipeline once operational | Pending as of April 1, 2023 | 2023-01-21 12:39 | 7920000 | 100
24940 | T1 | ONEOK WESTEX TRANSMISSION LLC | REEVES COUNTY ROADRUNNER GAS TRANSMISSION PIPELINE | ROADRUNNER GAS TRANSMISSION PIPELINE LOCATED IN REEVES COUNTY | Reeves County | TX | 79785 | REEVES | CN601475320 | RN111639118 | Sedimentation and erosion controls consisting of slope breakers, silt fences, sedimentation barriers, staked hay or straw bales, matting and diking. | The following property is used 100% for pollution control to meet or exceed federal or state regulations: Sedimentation and erosion controls consisting of slope breakers, silt fences, sedimentation barriers, staked hay or straw bales, matting and diking. | 2023-02-17 | 9339000 | 100
24941 | T1 | ONEOK WESTEX TRANSMISSION LLC | PECOS COUNTY ROADRUNNER GAS TRANSMISSION PIPELINE | ROADRUNNER GAS TRANSMISSION PIPELINE LOCATED IN PECOS COUNTY | Pecos County | TX | 79730 | PECOS | CN601475320 | RN111639126 | Sedimentation and erosion controls consisting of slope breakers, silt fences, sedimentation barriers, staked hay or straw bales, matting and diking. | The following property is used 100% for pollution control to meet or exceed federal or state regulations: Sedimentation and erosion controls consisting of slope breakers, silt fences, sedimentation barriers, staked hay or straw bales, matting and diking. | 2023-02-17 | 207000 | 100
24942 | T1 | ONEOK WESTEX TRANSMISSION LLC | EL PASO COUNTY ROADRUNNER GAS TRANSMISSION PIPELINE | ROADRUNNER GAS TRANSMISSION PIPELINE LOCATED IN EL PASO COUNTY | El Paso County | TX | 79849 | EL PASO | CN601475320 | RN111639134 | Sedimentation and erosion controls consisting of slope breakers, silt fences, sedimentation barriers, staked hay or straw bales, matting and diking. | The following property is used 100% for pollution control to meet or exceed federal or state regulations: Sedimentation and erosion controls consisting of slope breakers, silt fences, sedimentation barriers, staked hay or straw bales, matting and diking. | 2023-02-17 | 2754000 | 100
24943 | T1 | ONEOK WESTEX TRANSMISSION LLC | CULBERSON COUNTY ROADRUNNER GAS TRANSMISSION PIPELINE | ROADRUNNER GAS TRANSMISSION PIPELINE LOCATED IN CULBERSON COUNTY | Culberson County | TX | 79734 | CULBERSON | CN601475320 | RN111639142 | Sedimentation and erosion controls consisting of slope breakers, silt fences, sedimentation barriers, staked hay or straw bales, matting and diking. | The following property is used 100% for pollution control to meet or exceed federal or state regulations: Sedimentation and erosion controls consisting of slope breakers, silt fences, sedimentation barriers, staked hay or straw bales, matting and diking. | 2023-02-17 | 8325000 | 100
24944 | T1 | ONEOK WESTEX TRANSMISSION LLC | HUDSPETH COUNTY ROADRUNNER GAS TRANSMISSION PIPELINE | ROADRUNNER PIPELINE LOCATED IN HUDSPETH COUNTY | Hudspeth County | TX | 79837 | HUDSPETH | CN601475320 | RN111639159 | Sedimentation and erosion controls consisting of slope breakers, silt fences, sedimentation barriers, staked hay or straw bales, matting and diking. | The following property is used 100% for pollution control to meet or exceed federal or state regulations: Sedimentation and erosion controls consisting of slope breakers, silt fences, sedimentation barriers, staked hay or straw bales, matting and diking. | 2023-02-17 | 9900000 | 100
24945 | T1 | COGENT MIDSTREAM WESTEX LLC | COKE COUNTY CANES MIDSTREAM PIPELINE | CANES MIDSTREAM PIPELINE LOCATED IN COKE COUNTY | Coke County | TX | 76945 | COKE | CN604204479 | RN111640371 | Pipeline Coatings and Cathodic Protection are protective Pipe Coatings used to minimize the risk of corrosion which in turn reduces the risk of product spillage during the pipeline transportation process. The pipe coatings and CP are used to control and/or prevent the degradation of metal piping through which the inadvertent release of product could be released to waters and lands of the State of Texas. If leakage occurs, the product becomes nonrecoverable and ceases to retain monetary value. | Pending as of April 1, 2023 | 2023-01-23 10:08 | 85120 | 100
24946 | T1 | COGENT MIDSTREAM WESTEX LLC | CROCKETT COUNTY CANES MIDSTREAM PIPELINE | CANES MIDSTREAM PIPELINE LOCATED IN CROCKETT COUNTY | Crockett County | TX | 76943 | CROCKETT | CN604204479 | RN111640389 | Pipeline Coatings and Cathodic Protection are protective Pipe Coatings used to minimize the risk of corrosion which in turn reduces the risk of product spillage during the pipeline transportation process. The pipe coatings and CP are used to control and/or prevent the degradation of metal piping through which the inadvertent release of product could be released to waters and lands of the State of Texas. If leakage occurs, the product becomes nonrecoverable and ceases to retain monetary value. | Pending as of April 1, 2023 | 2023-01-23 10:08 | 571515 | 100
24947 | T1 | COGENT MIDSTREAM WESTEX LLC | GLASSCOCK COUNTY CANES MIDSTREAM PIPELINE | CANES MIDSTREAM PIPELINE LOCATED IN GLASSCOCK COUNTY | Glasscock County | TX | 79739 | GLASSCOCK | CN604204479 | RN111640397 | Pipeline Coatings and Cathodic Protection are protective Pipe Coatings used to minimize the risk of corrosion which in turn reduces the risk of product spillage during the pipeline transportation process. The pipe coatings and CP are used to control and/or prevent the degradation of metal piping through which the inadvertent release of product could be released to waters and lands of the State of Texas. If leakage occurs, the product becomes nonrecoverable and ceases to retain monetary value. | Pending as of April 1, 2023 | 2023-01-23 10:08 | 52582 | 100
24948 | T1 | COGENT MIDSTREAM WESTEX LLC | IRION COUNTY CANES MIDSTREAM PIPELINE | CANES MIDSTREAM PIPELINE LOCATED IN IRION COUNTY | Irion County | TX | 76930 | IRION | CN604204479 | RN111640405 | Pipeline Coatings and Cathodic Protection are protective Pipe Coatings used to minimize the risk of corrosion which in turn reduces the risk of product spillage during the pipeline transportation process. The pipe coatings and CP are used to control and/or prevent the degradation of metal piping through which the inadvertent release of product could be released to waters and lands of the State of Texas. If leakage occurs, the product becomes nonrecoverable and ceases to retain monetary value. | Pending as of April 1, 2023 | 2023-01-23 10:09 | 1323546 | 100
24949 | T1 | COGENT MIDSTREAM WESTEX LLC | MITCHELL COUNTY CANES MIDSTREAM PIPELINE | CANES MIDSTREAM PIPELINE LOCATED IN MITCHELL COUNTY | Mitchell County | TX | 79512 | MITCHELL | CN604204479 | RN111640413 | Pipeline Coatings and Cathodic Protection are protective Pipe Coatings used to minimize the risk of corrosion which in turn reduces the risk of product spillage during the pipeline transportation process. The pipe coatings and CP are used to control and/or prevent the degradation of metal piping through which the inadvertent release of product could be released to waters and lands of the State of Texas. If leakage occurs, the product becomes nonrecoverable and ceases to retain monetary value. | Pending as of April 1, 2023 | 2023-01-23 10:09 | 361659 | 100
24950 | T1 | COGENT MIDSTREAM WESTEX LLC | NOLAN COUNTY CANES MIDSTREAM PIPELINE | CANES MIDSTREAM PIPELINE LOCATED IN NOLAN COUNTY | Nolan County | TX | 79535 | NOLAN | CN604204479 | RN111640421 | Pipeline Coatings and Cathodic Protection are protective Pipe Coatings used to minimize the risk of corrosion which in turn reduces the risk of product spillage during the pipeline transportation process. The pipe coatings and CP are used to control and/or prevent the degradation of metal piping through which the inadvertent release of product could be released to waters and lands of the State of Texas. If leakage occurs, the product becomes nonrecoverable and ceases to retain monetary value. | Pending as of April 1, 2023 | 2023-01-23 10:09 | 7200 | 100
24951 | T1 | COGENT MIDSTREAM WESTEX LLC | REAGAN COUNTY CANES MIDSTREAM PIPELINE | CANES MIDSTREAM PIPELINE LOCATED IN REAGAN COUNTY | Reagan County | TX | 76932 | REAGAN | CN604204479 | RN111640447 | Pipeline Coatings and Cathodic Protection are protective Pipe Coatings used to minimize the risk of corrosion which in turn reduces the risk of product spillage during the pipeline transportation process. The pipe coatings and CP are used to control and/or prevent the degradation of metal piping through which the inadvertent release of product could be released to waters and lands of the State of Texas. If leakage occurs, the product becomes nonrecoverable and ceases to retain monetary value. | Pending as of April 1, 2023 | 2023-01-23 10:09 | 1647998 | 100
24952 | T1 | COGENT MIDSTREAM WESTEX LLC | STERLING COUNTY CANES MIDSTREAM PIPELINE | CANES MIDSTREAM PIPELINE LOCATED IN STERLING COUNTY | Sterling County | TX | 76951 | STERLING | CN604204479 | RN111640454 | Pipeline Coatings and Cathodic Protection are protective Pipe Coatings used to minimize the risk of corrosion which in turn reduces the risk of product spillage during the pipeline transportation process. The pipe coatings and CP are used to control and/or prevent the degradation of metal piping through which the inadvertent release of product could be released to waters and lands of the State of Texas. If leakage occurs, the product becomes nonrecoverable and ceases to retain monetary value. | Pending as of April 1, 2023 | 2023-01-23 10:09 | 1256336 | 100
24953 | T1 | COGENT MIDSTREAM WESTEX LLC | TOM GREEN COUNTY CANES MIDSTREAM PIPELINE | CANES MIDSTREAM PIPELINE LOCATED IN TOM GREEN COUNTY | Tom Green County | TX | 76951 | TOM GREEN | CN604204479 | RN111640462 | Pipeline Coatings and Cathodic Protection are protective Pipe Coatings used to minimize the risk of corrosion which in turn reduces the risk of product spillage during the pipeline transportation process. The pipe coatings and CP are used to control and/or prevent the degradation of metal piping through which the inadvertent release of product could be released to waters and lands of the State of Texas. If leakage occurs, the product becomes nonrecoverable and ceases to retain monetary value. | Pending as of April 1, 2023 | 2023-01-23 10:09 | 20832 | 100
24954 | T1 | COGENT MIDSTREAM WESTEX LLC | UPTON COUNTY CANES MIDSTREAM PIPELINE | CANES MIDSTREAM PIPELINE LOCATED IN UPTON COUNTY | Upton County | TX | 79755 | UPTON | CN604204479 | RN111640470 | Pipeline Coatings and Cathodic Protection are protective Pipe Coatings used to minimize the risk of corrosion which in turn reduces the risk of product spillage during the pipeline transportation process. The pipe coatings and CP are used to control and/or prevent the degradation of metal piping through which the inadvertent release of product could be released to waters and lands of the State of Texas. If leakage occurs, the product becomes nonrecoverable and ceases to retain monetary value. | Pending as of April 1, 2023 | 2023-01-23 10:10 | 120640 | 100
24955 | T1 | LHOIST NORTH AMERICA OF TEXAS LLC | MARBLE FALLS LIME PLANT | ON 7829 SOUTH US HIGHWAY 281 | Burnet County | TX | 78611 | BURNET | CN605752088 | RN100729250 | Maerz Kiln #2 Baghouse. | The following property is used 100% for pollution control and is installed to meet or exceed federal or state regulations: Maerz Kiln #2 Baghouse. | 2023-03-11 | 1449276.75 | 100
24956 | T1 | TRANS-PECOS PIPELINE LLC | TRANS-PECOS PIPELINE WARD COUNTY PIPELINE | TRANS-PECOS PIPELINE, LLC WARD COUNTY PIPELINE | Ward County | TX | 79777 | WARD | CN604926535 | RN111636114 | Sedimentation and erosion controls consisting of slope breakers, silt fences, sedimentation barriers, staked hay or straw bales, matting and diking. | The following property is used 100% for pollution control to meet or exceed federal or state regulations: Sedimentation and erosion controls consisting of slope breakers, silt fences, sedimentation barriers, staked hay or straw bales, matting and diking. | 2023-02-24 | 120000 | 100
24957 | T1 | COMANCHE TRAIL PIPELINE LLC | COMANCHE TRAIL REEVES COUNTY PIPELINES | COMANCHE TRAIL PIPELINE REEVES COUNTY PIPELINE SEGMENT | Reeves County | TX | 79772 | REEVES | CN605296797 | RN111636130 | Sedimentation and erosion controls consisting of slope breakers, silt fences, sedimentation barriers, staked hay or straw bales, matting and diking. | The following property is used 100% for pollution control to meet or exceed federal or state regulations: Sedimentation and erosion controls consisting of slope breakers, silt fences, sedimentation barriers, staked hay or straw bales, matting and diking. | 2023-02-21 | 12390000 | 100
24958 | T1 | TRANS-PECOS PIPELINE LLC | TRANS-PECOS PIPELINE PRESIDIO COUNTY PIPELINES | TRANS-PECOS PIPELINE, LLC PIPELINE SEGMENTS IN PRESIDIO COUNTY | Presidio County | TX | 79843 | PRESIDIO | CN604926535 | RN111636148 | Sedimentation and erosion controls consisting of slope breakers, silt fences, sedimentation barriers, staked hay or straw bales, matting and diking. | The following property is used 100% for pollution control to meet or exceed federal or state regulations: Sedimentation and erosion controls consisting of slope breakers, silt fences, sedimentation barriers, staked hay or straw bales, matting and diking. | 2023-02-21 | 14070000 | 100
24959 | T1 | TRANS-PECOS PIPELINE LLC | TRANS-PECOS PIPELINE PECOS COUNTY PIPELINES | TRANS-PECOS PIPELINE, LLC PIPELINE SEGMENTS IN PECOS COUNTY. | Pecos County | TX | 79735 | PECOS | CN604926535 | RN111636155 | Sedimentation and erosion controls consisting of slope breakers, silt fences, sedimentation barriers, staked hay or straw bales, matting and diking. | The following property is used 100% for pollution control to meet or exceed federal or state regulations: Sedimentation and erosion controls consisting of slope breakers, silt fences, sedimentation barriers, staked hay or straw bales, matting and diking. | 2023-02-21 | 10620000 | 100
24960 | T1 | COMANCHE TRAIL PIPELINE LLC | COMANCHE TRAIL PECOS COUNTY PIPELINE | COMANCHE TRAIL PIPELINE, LLC PIPELINE IN PECOS COUNTY. | Pecos County | TX | 79735 | PECOS | CN605296797 | RN111636163 | Sedimentation and erosion controls consisting of slope breakers, silt fences, sedimentation barriers, staked hay or straw bales, matting and diking. | The following property is used 100% for pollution control to meet or exceed federal or state regulations: Sedimentation and erosion controls consisting of slope breakers, silt fences, sedimentation barriers, staked hay or straw bales, matting and diking. | 2023-02-21 | 39900 | 100
24961 | T1 | COMANCHE TRAIL PIPELINE LLC | COMANCHE TRAIL HUDSPETH COUNTY PIPELINES | COMANCHE TRAIL PIPELINE, LLC PIPELINE SEGMENTS IN HUDSPETH COUNTY. | Hudspeth County | TX | 79839 | HUDSPETH | CN605296797 | RN111636171 | Sedimentation and erosion controls consisting of slope breakers, silt fences, sedimentation barriers, staked hay or straw bales, matting and diking. | The following property is used 100% for pollution control to meet or exceed federal or state regulations: Sedimentation and erosion controls consisting of slope breakers, silt fences, sedimentation barriers, staked hay or straw bales, matting and diking. | 2023-02-21 | 13650000 | 100
24962 | T1 | COMANCHE TRAIL PIPELINE LLC | COMANCHE TRAIL EL PASO COUNTY PIPELINES | COMANCHE TRAIL PIPELINE, LLC PIPELINE SEGMENTS IN EL PASO COUNTY | El Paso County | TX | 79836 | EL PASO | CN605296797 | RN111636189 | Sedimentation and erosion controls consisting of slope breakers, silt fences, sedimentation barriers, staked hay or straw bales, matting and diking. | The following property is used 100% for pollution control to meet or exceed federal or state regulations: Sedimentation and erosion controls consisting of slope breakers, silt fences, sedimentation barriers, staked hay or straw bales, matting and diking. | 2023-02-21 | 3592323 | 100
24963 | T1 | COMANCHE TRAIL PIPELINE LLC | COMANCHE TRAIL CULBERSON COUNTY PIPELINES | COMANCHE TRAIL PIPELINE, LLC PIPELINE IN CULBERSON COUNTY | Culberson County | TX | 79855 | CULBERSON | CN605296797 | RN111636197 | Sedimentation and erosion controls consisting of slope breakers, silt fences, sedimentation barriers, staked hay or straw bales, matting and diking. | The following property is used 100% for pollution control to meet or exceed federal or state regulations: Sedimentation and erosion controls consisting of slope breakers, silt fences, sedimentation barriers, staked hay or straw bales, matting and diking. | 2023-02-21 | 10710000 | 100
24964 | T1 | TRANS-PECOS PIPELINE LLC | TRANS-PECOS PIPELINE LLC BREWSTER COUNTY PIPELINES | TRANS-PECOS PIPELINES IN BREWSTER COUNTY | Brewster County | TX | 79832 | BREWSTER | CN604926535 | RN111636205 | Sedimentation and erosion controls consisting of slope breakers, silt fences, sedimentation barriers, staked hay or straw bales, matting and diking. | The following property is used 100% for pollution control to meet or exceed federal or state regulations: Sedimentation and erosion controls consisting of slope breakers, silt fences, sedimentation barriers, staked hay or straw bales, matting and diking. | 2023-02-21 | 7140000 | 100
24965 | T1 | TRANS-PECOS PIPELINE LLC | TRANS-PECOS PIPELINE WARD COUNTY PIPELINE | TRANS-PECOS PIPELINE, LLC WARD COUNTY PIPELINE | Ward County | TX | 79777 | WARD | CN604926535 | RN111636114 | During Pipeline operations, there is potential for product to exit from Pipeline ruptures or leaks due to pipeline damage or defects. Leaked product is non recoverable and can pollute water and land. A way to prevent this is to limit the overall volume of product that might escape from the Pipeline. Automatic Shut Off Valves are installed at intervals along the Pipeline to reduce or prevent any such negative impacts to the environment caused by a product release. An Automatic Shutoff Valve is a block valve equipped with an electric, pneumatic, or natural gas powered actuator capable of closing the valve automatically when a change in pressure or flow rate exceeds a specified limit. Sensors provide data to show when a change has occurred. Isolating the damaged pipeline segment by quickly closing upstream and downstream block valves is an effective method for mitigating the consequences of product fugitives release, thus reducing risk of environmental damage. | Pending as of April 1, 2023 | 2023-01-24 09:22 | 13200 | 100
24966 | T1 | COMANCHE TRAIL PIPELINE LLC | COMANCHE TRAIL REEVES COUNTY PIPELINES | COMANCHE TRAIL PIPELINE REEVES COUNTY PIPELINE SEGMENT | Reeves County | TX | 79772 | REEVES | CN605296797 | RN111636130 | During Pipeline operations, there is potential for product to exit from Pipeline ruptures or leaks due to pipeline damage or defects. Leaked product is non recoverable and can pollute water and land. A way to prevent this is to limit the overall volume of product that might escape from the Pipeline. Automatic Shut Off Valves are installed at intervals along the Pipeline to reduce or prevent any such negative impacts to the environment caused by a product release. An Automatic Shutoff Valve is a block valve equipped with an electric, pneumatic, or natural gas powered actuator capable of closing the valve automatically when a change in pressure or flow rate exceeds a specified limit. Sensors provide data to show when a change has occurred. Isolating the damaged pipeline segment by quickly closing upstream and downstream block valves is an effective method for mitigating the consequences of product fugitives release, thus reducing risk of environmental damage. | Pending as of April 1, 2023 | 2023-01-24 09:22 | 1362900 | 100
24967 | T1 | TRANS-PECOS PIPELINE LLC | TRANS-PECOS PIPELINE PRESIDIO COUNTY PIPELINES | TRANS-PECOS PIPELINE, LLC PIPELINE SEGMENTS IN PRESIDIO COUNTY | Presidio County | TX | 79843 | PRESIDIO | CN604926535 | RN111636148 | During Pipeline operations, there is potential for product to exit from Pipeline ruptures or leaks due to pipeline damage or defects. Leaked product is non recoverable and can pollute water and land. A way to prevent this is to limit the overall volume of product that might escape from the Pipeline. Automatic Shut Off Valves are installed at intervals along the Pipeline to reduce or prevent any such negative impacts to the environment caused by a product release. An Automatic Shutoff Valve is a block valve equipped with an electric, pneumatic, or natural gas powered actuator capable of closing the valve automatically when a change in pressure or flow rate exceeds a specified limit. Sensors provide data to show when a change has occurred. Isolating the damaged pipeline segment by quickly closing upstream and downstream block valves is an effective method for mitigating the consequences of product fugitives release, thus reducing risk of environmental damage. | Pending as of April 1, 2023 | 2023-01-24 09:22 | 1547700 | 100
24968 | T1 | TRANS-PECOS PIPELINE LLC | TRANS-PECOS PIPELINE PECOS COUNTY PIPELINES | TRANS-PECOS PIPELINE, LLC PIPELINE SEGMENTS IN PECOS COUNTY. | Pecos County | TX | 79735 | PECOS | CN604926535 | RN111636155 | During Pipeline operations, there is potential for product to exit from Pipeline ruptures or leaks due to pipeline damage or defects. Leaked product is non recoverable and can pollute water and land. A way to prevent this is to limit the overall volume of product that might escape from the Pipeline. Automatic Shut Off Valves are installed at intervals along the Pipeline to reduce or prevent any such negative impacts to the environment caused by a product release. An Automatic Shutoff Valve is a block valve equipped with an electric, pneumatic, or natural gas powered actuator capable of closing the valve automatically when a change in pressure or flow rate exceeds a specified limit. Sensors provide data to show when a change has occurred. Isolating the damaged pipeline segment by quickly closing upstream and downstream block valves is an effective method for mitigating the consequences of product fugitives release, thus reducing risk of environmental damage. | Pending as of April 1, 2023 | 2023-01-24 09:22 | 1168200 | 100
24969 | T1 | COMANCHE TRAIL PIPELINE LLC | COMANCHE TRAIL PECOS COUNTY PIPELINE | COMANCHE TRAIL PIPELINE, LLC PIPELINE IN PECOS COUNTY. | Pecos County | TX | 79735 | PECOS | CN605296797 | RN111636163 | During Pipeline operations, there is potential for product to exit from Pipeline ruptures or leaks due to pipeline damage or defects. Leaked product is non recoverable and can pollute water and land. A way to prevent this is to limit the overall volume of product that might escape from the Pipeline. Automatic Shut Off Valves are installed at intervals along the Pipeline to reduce or prevent any such negative impacts to the environment caused by a product release. An Automatic Shutoff Valve is a block valve equipped with an electric, pneumatic, or natural gas powered actuator capable of closing the valve automatically when a change in pressure or flow rate exceeds a specified limit. Sensors provide data to show when a change has occurred. Isolating the damaged pipeline segment by quickly closing upstream and downstream block valves is an effective method for mitigating the consequences of product fugitives release, thus reducing risk of environmental damage. | Pending as of April 1, 2023 | 2023-01-24 09:22 | 4389 | 100
24970 | T1 | COMANCHE TRAIL PIPELINE LLC | COMANCHE TRAIL HUDSPETH COUNTY PIPELINES | COMANCHE TRAIL PIPELINE, LLC PIPELINE SEGMENTS IN HUDSPETH COUNTY. | Hudspeth County | TX | 79839 | HUDSPETH | CN605296797 | RN111636171 | During Pipeline operations, there is potential for product to exit from Pipeline ruptures or leaks due to pipeline damage or defects. Leaked product is non recoverable and can pollute water and land. A way to prevent this is to limit the overall volume of product that might escape from the Pipeline. Automatic Shut Off Valves are installed at intervals along the Pipeline to reduce or prevent any such negative impacts to the environment caused by a product release. An Automatic Shutoff Valve is a block valve equipped with an electric, pneumatic, or natural gas powered actuator capable of closing the valve automatically when a change in pressure or flow rate exceeds a specified limit. Sensors provide data to show when a change has occurred. Isolating the damaged pipeline segment by quickly closing upstream and downstream block valves is an effective method for mitigating the consequences of product fugitives release, thus reducing risk of environmental damage. | Pending as of April 1, 2023 | 2023-01-24 09:22 | 1501500 | 100
24971 | T1 | COMANCHE TRAIL PIPELINE LLC | COMANCHE TRAIL EL PASO COUNTY PIPELINES | COMANCHE TRAIL PIPELINE, LLC PIPELINE SEGMENTS IN EL PASO COUNTY | El Paso County | TX | 79836 | EL PASO | CN605296797 | RN111636189 | During Pipeline operations, there is potential for product to exit from Pipeline ruptures or leaks due to pipeline damage or defects. Leaked product is non recoverable and can pollute water and land. A way to prevent this is to limit the overall volume of product that might escape from the Pipeline. Automatic Shut Off Valves are installed at intervals along the Pipeline to reduce or prevent any such negative impacts to the environment caused by a product release. An Automatic Shutoff Valve is a block valve equipped with an electric, pneumatic, or natural gas powered actuator capable of closing the valve automatically when a change in pressure or flow rate exceeds a specified limit. Sensors provide data to show when a change has occurred. Isolating the damaged pipeline segment by quickly closing upstream and downstream block valves is an effective method for mitigating the consequences of product fugitives release, thus reducing risk of environmental damage. | Pending as of April 1, 2023 | 2023-01-24 09:23 | 395155 | 100
24972 | T1 | COMANCHE TRAIL PIPELINE LLC | COMANCHE TRAIL CULBERSON COUNTY PIPELINES | COMANCHE TRAIL PIPELINE, LLC PIPELINE IN CULBERSON COUNTY | Culberson County | TX | 79855 | CULBERSON | CN605296797 | RN111636197 | During Pipeline operations, there is potential for product to exit from Pipeline ruptures or leaks due to pipeline damage or defects. Leaked product is non recoverable and can pollute water and land. A way to prevent this is to limit the overall volume of product that might escape from the Pipeline. Automatic Shut Off Valves are installed at intervals along the Pipeline to reduce or prevent any such negative impacts to the environment caused by a product release. An Automatic Shutoff Valve is a block valve equipped with an electric, pneumatic, or natural gas powered actuator capable of closing the valve automatically when a change in pressure or flow rate exceeds a specified limit. Sensors provide data to show when a change has occurred. Isolating the damaged pipeline segment by quickly closing upstream and downstream block valves is an effective method for mitigating the consequences of product fugitives release, thus reducing risk of environmental damage. | Pending as of April 1, 2023 | 2023-01-24 09:23 | 1178100 | 100
24973 | T1 | TRANS-PECOS PIPELINE LLC | TRANS-PECOS PIPELINE LLC BREWSTER COUNTY PIPELINES | TRANS-PECOS PIPELINES IN BREWSTER COUNTY | Brewster County | TX | 79832 | BREWSTER | CN604926535 | RN111636205 | During Pipeline operations, there is potential for product to exit from Pipeline ruptures or leaks due to pipeline damage or defects. Leaked product is non recoverable and can pollute water and land. A way to prevent this is to limit the overall volume of product that might escape from the Pipeline. Automatic Shut Off Valves are installed at intervals along the Pipeline to reduce or prevent any such negative impacts to the environment caused by a product release. An Automatic Shutoff Valve is a block valve equipped with an electric, pneumatic, or natural gas powered actuator capable of closing the valve automatically when a change in pressure or flow rate exceeds a specified limit. Sensors provide data to show when a change has occurred. Isolating the damaged pipeline segment by quickly closing upstream and downstream block valves is an effective method for mitigating the consequences of product fugitives release, thus reducing risk of environmental damage. | Pending as of April 1, 2023 | 2023-01-24 09:23 | 785400 | 100
24974 | T1 | ENERGY TRANSFER GC NGL PIPELINES LP | ENERGY TRANSFER GC NGL KARNES COUNTY PIPELINE SEGMENTS | ENERGY TRANSFER GC NGL KARNES COUNTY PIPELINE SEGMENTS | Karnes County | TX | 78118 | KARNES | CN604265710 | RN111637112 | Nondestructive pipeline testing expenditures – Radiography. | The following property is used 100% for pollution control to meet or exceed federal or state regulations: Nondestructive pipeline testing expenditures – Radiography. | 2023-03-31 | 1866240 | 100
24975 | T1 | ENERGY TRANSFER GC NGL PIPELINES LP | ENERGY TRANSFER GC NGL KARNES COUNTY PIPELINE SEGMENTS | ENERGY TRANSFER GC NGL KARNES COUNTY PIPELINE SEGMENTS | Karnes County | TX | 78118 | KARNES | CN604265710 | RN111637112 | During Pipeline operations, there is potential for product to exit from Pipeline ruptures or leaks due to pipeline damage or defects. Leaked product is non recoverable and can pollute water and land. A way to prevent this is to limit the overall volume of product that might escape from the Pipeline. Automatic Shut Off Valves are installed at intervals along the Pipeline to reduce or prevent any such negative impacts to the environment caused by a product release. An Automatic Shutoff Valve is a block valve equipped with an electric, pneumatic, or natural gas powered actuator capable of closing the valve automatically when a change in pressure or flow rate exceeds a specified limit. Sensors provide data to show when a change has occurred. Isolating the damaged pipeline segment by quickly closing upstream and downstream block valves is an effective method for mitigating the consequences of product fugitives release, thus reducing risk of environmental damage. | Pending as of April 1, 2023 | 2023-01-24 09:59 | 256608 | 100
24976 | T1 | ENERGY TRANSFER GC NGL PIPELINES LP | ENERGY TRANSFER GC NGL KARNES COUNTY PIPELINE SEGMENTS | ENERGY TRANSFER GC NGL KARNES COUNTY PIPELINE SEGMENTS | Karnes County | TX | 78118 | KARNES | CN604265710 | RN111637112 | Required runoff controls are essential to prevent polluted runoff from reaching surface waters of the State of Texas. As soon as construction begins, erosion controls are established and maintained throughout construction and operation of the pipeline. Slope breakers are placed to reduce runoff and divert water off the construction right-of-way. Silt fences are slope breakers that consist of fabrics on supporting posts. Sediment barriers stop the flow of sediments and prevent the deposition of sediments into sensitive resources. Silt fences are used as sediment barriers, along with staked hay or straw bales. Matting is applied for soil stabilization purposes. Erosion during and after construction can contribute large amounts of sediment and silt to runoff waters, which can deteriorate water quality and lead to ecological concerns. Environmental controls, silt fence structures, diking, formations, bales, etc. in the form of perimeter barriers for sediment and runoff control at the disturbed area prevent storm water runoff from moving offsite and contaminating surface waters of the State of Texas. | Pending as of April 1, 2023 | 2023-01-24 10:00 | 2332800 | 100
24977 | T1 | ENERGY TRANSFER GC NGL PIPELINES LP | ENERGY TRANSFER GC NGL ZAVALA COUNTY PIPELINE SEGMENTS | ENERGY TRANSFER GC NGL ZAVALA COUNTY PIPELINE SEGMENTS | Zavala County | TX | 78829 | ZAVALA | CN604265710 | RN111636650 | Nondestructive pipeline testing expenditures – Radiography. | The following property is used 100% for pollution control to meet or exceed federal or state regulations: Nondestructive pipeline testing expenditures – Radiography. | 2023-03-31 | 2816000 | 100
24978 | T1 | ENERGY TRANSFER GC NGL PIPELINES LP | ENERGY TRANSFER GC NGL ZAVALA COUNTY PIPELINE SEGMENTS | ENERGY TRANSFER GC NGL ZAVALA COUNTY PIPELINE SEGMENTS | Zavala County | TX | 78829 | ZAVALA | CN604265710 | RN111636650 | During Pipeline operations, there is potential for product to exit from Pipeline ruptures or leaks due to pipeline damage or defects. Leaked product is non recoverable and can pollute water and land. A way to prevent this is to limit the overall volume of product that might escape from the Pipeline. Automatic Shut Off Valves are installed at intervals along the Pipeline to reduce or prevent any such negative impacts to the environment caused by a product release. An Automatic Shutoff Valve is a block valve equipped with an electric, pneumatic, or natural gas powered actuator capable of closing the valve automatically when a change in pressure or flow rate exceeds a specified limit. Sensors provide data to show when a change has occurred. Isolating the damaged pipeline segment by quickly closing upstream and downstream block valves is an effective method for mitigating the consequences of product fugitives release, thus reducing risk of environmental damage. | Pending as of April 1, 2023 | 2023-01-24 10:00 | 387200 | 100
24979 | T1 | ENERGY TRANSFER GC NGL PIPELINES LP | ENERGY TRANSFER GC NGL ZAVALA COUNTY PIPELINE SEGMENTS | ENERGY TRANSFER GC NGL ZAVALA COUNTY PIPELINE SEGMENTS | Zavala County | TX | 78829 | ZAVALA | CN604265710 | RN111636650 | Required runoff controls are essential to prevent polluted runoff from reaching surface waters of the State of Texas. As soon as construction begins, erosion controls are established and maintained throughout construction and operation of the pipeline. Slope breakers are placed to reduce runoff and divert water off the construction right-of-way. Silt fences are slope breakers that consist of fabrics on supporting posts. Sediment barriers stop the flow of sediments and prevent the deposition of sediments into sensitive resources. Silt fences are used as sediment barriers, along with staked hay or straw bales. Matting is applied for soil stabilization purposes. Erosion during and after construction can contribute large amounts of sediment and silt to runoff waters, which can deteriorate water quality and lead to ecological concerns. Environmental controls, silt fence structures, diking, formations, bales, etc. in the form of perimeter barriers for sediment and runoff control at the disturbed area prevent storm water runoff from moving offsite and contaminating surface waters of the State of Texas. | Pending as of April 1, 2023 | 2023-01-24 10:00 | 3520000 | 100
24980 | T1 | ENERGY TRANSFER GC NGL PIPELINES LP | ENERGY TRANSFER GC NGL WINKLER COUNTY PIPELINE SEGMENTS | ENERGY TRANSFER GC NGL WINKLER COUNTY PIPELINE SEGMENTS | Winkler County | TX | 79745 | WINKLER | CN604265710 | RN111636668 | Leaked product can contribute to the pollution of waters and lands of the State of Texas. Nondestructive Testing Expenditures during pipeline construction, weld inspections and testing must be conducted as a form of leak detection and prevention. Radiography, one of the most widely used nondestructive testing methods, has been carried out on the pipeline using X-rays to detect internal flaws, defects, or damage in the welds. Radiography tests are performed by using radiation from a controlled source to penetrate the test items. As the radiation passes through the pipeline weld, a portion of it is absorbed by the molecular structure of the material. The amount of radiation absorbed depends on the density and composition of the material. As any cracks, fissures, and pockets in the material have different densities, they will be characterized by different exposure values as more or less radiation penetrates at those points during exposure. Nondestructive testing is instrumental in detecting weld defects that lead to product leakage from the pipeline once operational | Pending as of April 1, 2023 | 2023-01-24 10:00 | 5691408 | 100
24981 | T1 | ENERGY TRANSFER GC NGL PIPELINES LP | ENERGY TRANSFER GC NGL WINKLER COUNTY PIPELINE SEGMENTS | ENERGY TRANSFER GC NGL WINKLER COUNTY PIPELINE SEGMENTS | Winkler County | TX | 79745 | WINKLER | CN604265710 | RN111636668 | During Pipeline operations, there is potential for product to exit from Pipeline ruptures or leaks due to pipeline damage or defects. Leaked product is non recoverable and can pollute water and land. A way to prevent this is to limit the overall volume of product that might escape from the Pipeline. Automatic Shut Off Valves are installed at intervals along the Pipeline to reduce or prevent any such negative impacts to the environment caused by a product release. An Automatic Shutoff Valve is a block valve equipped with an electric, pneumatic, or natural gas powered actuator capable of closing the valve automatically when a change in pressure or flow rate exceeds a specified limit. Sensors provide data to show when a change has occurred. Isolating the damaged pipeline segment by quickly closing upstream and downstream block valves is an effective method for mitigating the consequences of product fugitives release, thus reducing risk of environmental damage. | Pending as of April 1, 2023 | 2023-01-24 10:01 | 782568 | 100
24982 | T1 | ENERGY TRANSFER GC NGL PIPELINES LP | ENERGY TRANSFER GC NGL WINKLER COUNTY PIPELINE SEGMENTS | ENERGY TRANSFER GC NGL WINKLER COUNTY PIPELINE SEGMENTS | Winkler County | TX | 79745 | WINKLER | CN604265710 | RN111636668 | Required runoff controls are essential to prevent polluted runoff from reaching surface waters of the State of Texas. As soon as construction begins, erosion controls are established and maintained throughout construction and operation of the pipeline. Slope breakers are placed to reduce runoff and divert water off the construction right-of-way. Silt fences are slope breakers that consist of fabrics on supporting posts. Sediment barriers stop the flow of sediments and prevent the deposition of sediments into sensitive resources. Silt fences are used as sediment barriers, along with staked hay or straw bales. Matting is applied for soil stabilization purposes. Erosion during and after construction can contribute large amounts of sediment and silt to runoff waters, which can deteriorate water quality and lead to ecological concerns. Environmental controls, silt fence structures, diking, formations, bales, etc. in the form of perimeter barriers for sediment and runoff control at the disturbed area prevent storm water runoff from moving offsite and contaminating surface waters of the State of Texas. | Pending as of April 1, 2023 | 2023-01-24 10:01 | 7114260 | 100
24983 | T1 | ENERGY TRANSFER GC NGL PIPELINES LP | ENERGY TRANSFER GC NGL WARD COUNTY PIPELINE SEGMENTS | ENERGY TRANSFER GC NGL WARD COUNTY PIPELINE SEGMENTS | Ward County | TX | 79777 | WARD | CN604265710 | RN111636676 | Leaked product can contribute to the pollution of waters and lands of the State of Texas. Nondestructive Testing Expenditures during pipeline construction, weld inspections and testing must be conducted as a form of leak detection and prevention. Radiography, one of the most widely used nondestructive testing methods, has been carried out on the pipeline using X-rays to detect internal flaws, defects, or damage in the welds. Radiography tests are performed by using radiation from a controlled source to penetrate the test items. As the radiation passes through the pipeline weld, a portion of it is absorbed by the molecular structure of the material. The amount of radiation absorbed depends on the density and composition of the material. As any cracks, fissures, and pockets in the material have different densities, they will be characterized by different exposure values as more or less radiation penetrates at those points during exposure. Nondestructive testing is instrumental in detecting weld defects that lead to product leakage from the pipeline once operational | Pending as of April 1, 2023 | 2023-01-24 10:01 | 2156416 | 100
24984 | T1 | ENERGY TRANSFER GC NGL PIPELINES LP | ENERGY TRANSFER GC NGL WARD COUNTY PIPELINE SEGMENTS | ENERGY TRANSFER GC NGL WARD COUNTY PIPELINE SEGMENTS | Ward County | TX | 79777 | WARD | CN604265710 | RN111636676 | During Pipeline operations, there is potential for product to exit from Pipeline ruptures or leaks due to pipeline damage or defects. Leaked product is non recoverable and can pollute water and land. A way to prevent this is to limit the overall volume of product that might escape from the Pipeline. Automatic Shut Off Valves are installed at intervals along the Pipeline to reduce or prevent any such negative impacts to the environment caused by a product release. An Automatic Shutoff Valve is a block valve equipped with an electric, pneumatic, or natural gas powered actuator capable of closing the valve automatically when a change in pressure or flow rate exceeds a specified limit. Sensors provide data to show when a change has occurred. Isolating the damaged pipeline segment by quickly closing upstream and downstream block valves is an effective method for mitigating the consequences of product fugitives release, thus reducing risk of environmental damage. | Pending as of April 1, 2023 | 2023-01-24 10:06 | 296507 | 100
24985 | T1 | ENERGY TRANSFER GC NGL PIPELINES LP | ENERGY TRANSFER GC NGL WARD COUNTY PIPELINE SEGMENTS | ENERGY TRANSFER GC NGL WARD COUNTY PIPELINE SEGMENTS | Ward County | TX | 79777 | WARD | CN604265710 | RN111636676 | Required runoff controls are essential to prevent polluted runoff from reaching surface waters of the State of Texas. As soon as construction begins, erosion controls are established and maintained throughout construction and operation of the pipeline. Slope breakers are placed to reduce runoff and divert water off the construction right-of-way. Silt fences are slope breakers that consist of fabrics on supporting posts. Sediment barriers stop the flow of sediments and prevent the deposition of sediments into sensitive resources. Silt fences are used as sediment barriers, along with staked hay or straw bales. Matting is applied for soil stabilization purposes. Erosion during and after construction can contribute large amounts of sediment and silt to runoff waters, which can deteriorate water quality and lead to ecological concerns. Environmental controls, silt fence structures, diking, formations, bales, etc. in the form of perimeter barriers for sediment and runoff control at the disturbed area prevent storm water runoff from moving offsite and contaminating surface waters of the State of Texas. | Pending as of April 1, 2023 | 2023-01-24 10:06 | 2695520 | 100
24986 | T1 | ENERGY TRANSFER GC NGL PIPELINES LP | ENERGY TRANSFER GC NGL UVALDE COUNTY PIPELINE SEGMENTS | ENERGY TRANSFER GC NGL UVALDE COUNTY PIPELINE SEGMENTS | Uvalde County | TX | 78801 | UVALDE | CN604265710 | RN111636700 | Leaked product can contribute to the pollution of waters and lands of the State of Texas. Nondestructive Testing Expenditures during pipeline construction, weld inspections and testing must be conducted as a form of leak detection and prevention. Radiography, one of the most widely used nondestructive testing methods, has been carried out on the pipeline using X-rays to detect internal flaws, defects, or damage in the welds. Radiography tests are performed by using radiation from a controlled source to penetrate the test items. As the radiation passes through the pipeline weld, a portion of it is absorbed by the molecular structure of the material. The amount of radiation absorbed depends on the density and composition of the material. As any cracks, fissures, and pockets in the material have different densities, they will be characterized by different exposure values as more or less radiation penetrates at those points during exposure. Nondestructive testing is instrumental in detecting weld defects that lead to product leakage from the pipeline once operational | Pending as of April 1, 2023 | 2023-01-24 10:06 | 135040 | 100
24987 | T1 | ENERGY TRANSFER GC NGL PIPELINES LP | ENERGY TRANSFER GC NGL UVALDE COUNTY PIPELINE SEGMENTS | ENERGY TRANSFER GC NGL UVALDE COUNTY PIPELINE SEGMENTS | Uvalde County | TX | 78801 | UVALDE | CN604265710 | RN111636700 | During Pipeline operations, there is potential for product to exit from Pipeline ruptures or leaks due to pipeline damage or defects. Leaked product is non recoverable and can pollute water and land. A way to prevent this is to limit the overall volume of product that might escape from the Pipeline. Automatic Shut Off Valves are installed at intervals along the Pipeline to reduce or prevent any such negative impacts to the environment caused by a product release. An Automatic Shutoff Valve is a block valve equipped with an electric, pneumatic, or natural gas powered actuator capable of closing the valve automatically when a change in pressure or flow rate exceeds a specified limit. Sensors provide data to show when a change has occurred. Isolating the damaged pipeline segment by quickly closing upstream and downstream block valves is an effective method for mitigating the consequences of product fugitives release, thus reducing risk of environmental damage. | Pending as of April 1, 2023 | 2023-01-24 10:07 | 18568 | 100
24988 | T1 | ENERGY TRANSFER GC NGL PIPELINES LP | ENERGY TRANSFER GC NGL UVALDE COUNTY PIPELINE SEGMENTS | ENERGY TRANSFER GC NGL UVALDE COUNTY PIPELINE SEGMENTS | Uvalde County | TX | 78801 | UVALDE | CN604265710 | RN111636700 | Required runoff controls are essential to prevent polluted runoff from reaching surface waters of the State of Texas. As soon as construction begins, erosion controls are established and maintained throughout construction and operation of the pipeline. Slope breakers are placed to reduce runoff and divert water off the construction right-of-way. Silt fences are slope breakers that consist of fabrics on supporting posts. Sediment barriers stop the flow of sediments and prevent the deposition of sediments into sensitive resources. Silt fences are used as sediment barriers, along with staked hay or straw bales. Matting is applied for soil stabilization purposes. Erosion during and after construction can contribute large amounts of sediment and silt to runoff waters, which can deteriorate water quality and lead to ecological concerns. Environmental controls, silt fence structures, diking, formations, bales, etc. in the form of perimeter barriers for sediment and runoff control at the disturbed area prevent storm water runoff from moving offsite and contaminating surface waters of the State of Texas. | Pending as of April 1, 2023 | 2023-01-24 10:07 | 168800 | 100
24989 | T1 | ENERGY TRANSFER GC NGL PIPELINES LP | ENERGY TRANSFER GC NGL WALKER COUNTY PIPELINE SEGMENTS | ENERGY TRANSFER GC NGL WALKER COUNTY PIPELINE SEGMENTS | Walker County | TX | 77367 | WALKER | CN604265710 | RN111636684 | Leaked product can contribute to the pollution of waters and lands of the State of Texas. Nondestructive Testing Expenditures during pipeline construction, weld inspections and testing must be conducted as a form of leak detection and prevention. Radiography, one of the most widely used nondestructive testing methods, has been carried out on the pipeline using X-rays to detect internal flaws, defects, or damage in the welds. Radiography tests are performed by using radiation from a controlled source to penetrate the test items. As the radiation passes through the pipeline weld, a portion of it is absorbed by the molecular structure of the material. The amount of radiation absorbed depends on the density and composition of the material. As any cracks, fissures, and pockets in the material have different densities, they will be characterized by different exposure values as more or less radiation penetrates at those points during exposure. Nondestructive testing is instrumental in detecting weld defects that lead to product leakage from the pipeline once operational | Pending as of April 1, 2023 | 2023-01-24 10:07 | 2992200 | 100
24990 | T1 | ENERGY TRANSFER GC NGL PIPELINES LP | ENERGY TRANSFER GC NGL WALKER COUNTY PIPELINE SEGMENTS | ENERGY TRANSFER GC NGL WALKER COUNTY PIPELINE SEGMENTS | Walker County | TX | 77367 | WALKER | CN604265710 | RN111636684 | During Pipeline operations, there is potential for product to exit from Pipeline ruptures or leaks due to pipeline damage or defects. Leaked product is non recoverable and can pollute water and land. A way to prevent this is to limit the overall volume of product that might escape from the Pipeline. Automatic Shut Off Valves are installed at intervals along the Pipeline to reduce or prevent any such negative impacts to the environment caused by a product release. An Automatic Shutoff Valve is a block valve equipped with an electric, pneumatic, or natural gas powered actuator capable of closing the valve automatically when a change in pressure or flow rate exceeds a specified limit. Sensors provide data to show when a change has occurred. Isolating the damaged pipeline segment by quickly closing upstream and downstream block valves is an effective method for mitigating the consequences of product fugitives release, thus reducing risk of environmental damage. | Pending as of April 1, 2023 | 2023-01-24 10:07 | 511984 | 100
24991 | T1 | ENERGY TRANSFER GC NGL PIPELINES LP | ENERGY TRANSFER GC NGL WALKER COUNTY PIPELINE SEGMENTS | ENERGY TRANSFER GC NGL WALKER COUNTY PIPELINE SEGMENTS | Walker County | TX | 77367 | WALKER | CN604265710 | RN111636684 | Required runoff controls are essential to prevent polluted runoff from reaching surface waters of the State of Texas. As soon as construction begins, erosion controls are established and maintained throughout construction and operation of the pipeline. Slope breakers are placed to reduce runoff and divert water off the construction right-of-way. Silt fences are slope breakers that consist of fabrics on supporting posts. Sediment barriers stop the flow of sediments and prevent the deposition of sediments into sensitive resources. Silt fences are used as sediment barriers, along with staked hay or straw bales. Matting is applied for soil stabilization purposes. Erosion during and after construction can contribute large amounts of sediment and silt to runoff waters, which can deteriorate water quality and lead to ecological concerns. Environmental controls, silt fence structures, diking, formations, bales, etc. in the form of perimeter barriers for sediment and runoff control at the disturbed area prevent storm water runoff from moving offsite and contaminating surface waters of the State of Texas. | Pending as of April 1, 2023 | 2023-01-24 10:07 | 3740250 | 100
24992 | T1 | ENERGY TRANSFER GC NGL PIPELINES LP | ENERGY TRANSFER GC NGL VAL VERDE COUNTY PIPELINE SEGMENTS | ENERGY TRANSFER GC NGL VAL VERDE COUNTY PIPELINE SEGMENTS | Val Verde County | TX | 78837 | VAL VERDE | CN604265710 | RN111636692 | Leaked product can contribute to the pollution of waters and lands of the State of Texas. Nondestructive Testing Expenditures during pipeline construction, weld inspections and testing must be conducted as a form of leak detection and prevention. Radiography, one of the most widely used nondestructive testing methods, has been carried out on the pipeline using X-rays to detect internal flaws, defects, or damage in the welds. Radiography tests are performed by using radiation from a controlled source to penetrate the test items. As the radiation passes through the pipeline weld, a portion of it is absorbed by the molecular structure of the material. The amount of radiation absorbed depends on the density and composition of the material. As any cracks, fissures, and pockets in the material have different densities, they will be characterized by different exposure values as more or less radiation penetrates at those points during exposure. Nondestructive testing is instrumental in detecting weld defects that lead to product leakage from the pipeline once operational | Pending as of April 1, 2023 | 2023-01-24 10:08 | 3723520 | 100
24993 | T1 | ENERGY TRANSFER GC NGL PIPELINES LP | ENERGY TRANSFER GC NGL VAL VERDE COUNTY PIPELINE SEGMENTS | ENERGY TRANSFER GC NGL VAL VERDE COUNTY PIPELINE SEGMENTS | Val Verde County | TX | 78837 | VAL VERDE | CN604265710 | RN111636692 | During Pipeline operations, there is potential for product to exit from Pipeline ruptures or leaks due to pipeline damage or defects. Leaked product is non recoverable and can pollute water and land. A way to prevent this is to limit the overall volume of product that might escape from the Pipeline. Automatic Shut Off Valves are installed at intervals along the Pipeline to reduce or prevent any such negative impacts to the environment caused by a product release. An Automatic Shutoff Valve is a block valve equipped with an electric, pneumatic, or natural gas powered actuator capable of closing the valve automatically when a change in pressure or flow rate exceeds a specified limit. Sensors provide data to show when a change has occurred. Isolating the damaged pipeline segment by quickly closing upstream and downstream block valves is an effective method for mitigating the consequences of product fugitives release, thus reducing risk of environmental damage. | Pending as of April 1, 2023 | 2023-01-24 10:08 | 511984 | 100
24994 | T1 | ENERGY TRANSFER GC NGL PIPELINES LP | ENERGY TRANSFER GC NGL VAL VERDE COUNTY PIPELINE SEGMENTS | ENERGY TRANSFER GC NGL VAL VERDE COUNTY PIPELINE SEGMENTS | Val Verde County | TX | 78837 | VAL VERDE | CN604265710 | RN111636692 | Required runoff controls are essential to prevent polluted runoff from reaching surface waters of the State of Texas. As soon as construction begins, erosion controls are established and maintained throughout construction and operation of the pipeline. Slope breakers are placed to reduce runoff and divert water off the construction right-of-way. Silt fences are slope breakers that consist of fabrics on supporting posts. Sediment barriers stop the flow of sediments and prevent the deposition of sediments into sensitive resources. Silt fences are used as sediment barriers, along with staked hay or straw bales. Matting is applied for soil stabilization purposes. Erosion during and after construction can contribute large amounts of sediment and silt to runoff waters, which can deteriorate water quality and lead to ecological concerns. Environmental controls, silt fence structures, diking, formations, bales, etc. in the form of perimeter barriers for sediment and runoff control at the disturbed area prevent storm water runoff from moving offsite and contaminating surface waters of the State of Texas. | Pending as of April 1, 2023 | 2023-01-24 10:11 | 4654400 | 100
24995 | T1 | ENERGY TRANSFER GC NGL PIPELINES LP | ENERGY TRANSFER GC NGL UPTON COUNTY PIPELINE SEGMENTS | ENERGY TRANSFER GC NGL UPTON COUNTY PIPELINE SEGMENTS | Upton County | TX | 79778 | UPTON | CN604265710 | RN111636718 | Leaked product can contribute to the pollution of waters and lands of the State of Texas. Nondestructive Testing Expenditures during pipeline construction, weld inspections and testing must be conducted as a form of leak detection and prevention. Radiography, one of the most widely used nondestructive testing methods, has been carried out on the pipeline using X-rays to detect internal flaws, defects, or damage in the welds. Radiography tests are performed by using radiation from a controlled source to penetrate the test items. As the radiation passes through the pipeline weld, a portion of it is absorbed by the molecular structure of the material. The amount of radiation absorbed depends on the density and composition of the material. As any cracks, fissures, and pockets in the material have different densities, they will be characterized by different exposure values as more or less radiation penetrates at those points during exposure. Nondestructive testing is instrumental in detecting weld defects that lead to product leakage from the pipeline once operational | Pending as of April 1, 2023 | 2023-01-24 10:11 | 2726272 | 100
24996 | T1 | ENERGY TRANSFER GC NGL PIPELINES LP | ENERGY TRANSFER GC NGL UPTON COUNTY PIPELINE SEGMENTS | ENERGY TRANSFER GC NGL UPTON COUNTY PIPELINE SEGMENTS | Upton County | TX | 79778 | UPTON | CN604265710 | RN111636718 | During Pipeline operations, there is potential for product to exit from Pipeline ruptures or leaks due to pipeline damage or defects. Leaked product is non recoverable and can pollute water and land. A way to prevent this is to limit the overall volume of product that might escape from the Pipeline. Automatic Shut Off Valves are installed at intervals along the Pipeline to reduce or prevent any such negative impacts to the environment caused by a product release. An Automatic Shutoff Valve is a block valve equipped with an electric, pneumatic, or natural gas powered actuator capable of closing the valve automatically when a change in pressure or flow rate exceeds a specified limit. Sensors provide data to show when a change has occurred. Isolating the damaged pipeline segment by quickly closing upstream and downstream block valves is an effective method for mitigating the consequences of product fugitives release, thus reducing risk of environmental damage. | Pending as of April 1, 2023 | 2023-01-24 10:11 | 374862 | 100
24997 | T1 | ENERGY TRANSFER GC NGL PIPELINES LP | ENERGY TRANSFER GC NGL UPTON COUNTY PIPELINE SEGMENTS | ENERGY TRANSFER GC NGL UPTON COUNTY PIPELINE SEGMENTS | Upton County | TX | 79778 | UPTON | CN604265710 | RN111636718 | Required runoff controls are essential to prevent polluted runoff from reaching surface waters of the State of Texas. As soon as construction begins, erosion controls are established and maintained throughout construction and operation of the pipeline. Slope breakers are placed to reduce runoff and divert water off the construction right-of-way. Silt fences are slope breakers that consist of fabrics on supporting posts. Sediment barriers stop the flow of sediments and prevent the deposition of sediments into sensitive resources. Silt fences are used as sediment barriers, along with staked hay or straw bales. Matting is applied for soil stabilization purposes. Erosion during and after construction can contribute large amounts of sediment and silt to runoff waters, which can deteriorate water quality and lead to ecological concerns. Environmental controls, silt fence structures, diking, formations, bales, etc. in the form of perimeter barriers for sediment and runoff control at the disturbed area prevent storm water runoff from moving offsite and contaminating surface waters of the State of Texas. | Pending as of April 1, 2023 | 2023-01-24 10:11 | 3407840 | 100
24998 | T1 | ENERGY TRANSFER GC NGL PIPELINES LP | ENERGY TRANSFER GC NGL TAYLOR COUNTY PIPELINE SEGMENTS | ENERGY TRANSFER GC NGL TAYLOR COUNTY PIPELINE SEGMENTS | Taylor County | TX | 79508 | TAYLOR | CN604265710 | RN111636726 | Leaked product can contribute to the pollution of waters and lands of the State of Texas. Nondestructive Testing Expenditures during pipeline construction, weld inspections and testing must be conducted as a form of leak detection and prevention. Radiography, one of the most widely used nondestructive testing methods, has been carried out on the pipeline using X-rays to detect internal flaws, defects, or damage in the welds. Radiography tests are performed by using radiation from a controlled source to penetrate the test items. As the radiation passes through the pipeline weld, a portion of it is absorbed by the molecular structure of the material. The amount of radiation absorbed depends on the density and composition of the material. As any cracks, fissures, and pockets in the material have different densities, they will be characterized by different exposure values as more or less radiation penetrates at those points during exposure. Nondestructive testing is instrumental in detecting weld defects that lead to product leakage from the pipeline once operational | Pending as of April 1, 2023 | 2023-01-24 10:12 | 6266304 | 100
24999 | T1 | ENERGY TRANSFER GC NGL PIPELINES LP | ENERGY TRANSFER GC NGL TAYLOR COUNTY PIPELINE SEGMENTS | ENERGY TRANSFER GC NGL TAYLOR COUNTY PIPELINE SEGMENTS | Taylor County | TX | 79508 | TAYLOR | CN604265710 | RN111636726 | During Pipeline operations, there is potential for product to exit from Pipeline ruptures or leaks due to pipeline damage or defects. Leaked product is non recoverable and can pollute water and land. A way to prevent this is to limit the overall volume of product that might escape from the Pipeline. Automatic Shut Off Valves are installed at intervals along the Pipeline to reduce or prevent any such negative impacts to the environment caused by a product release. An Automatic Shutoff Valve is a block valve equipped with an electric, pneumatic, or natural gas powered actuator capable of closing the valve automatically when a change in pressure or flow rate exceeds a specified limit. Sensors provide data to show when a change has occurred. Isolating the damaged pipeline segment by quickly closing upstream and downstream block valves is an effective method for mitigating the consequences of product fugitives release, thus reducing risk of environmental damage. | Pending as of April 1, 2023 | 2023-01-24 10:12 | 861616 | 100
25000 | T1 | ENERGY TRANSFER GC NGL PIPELINES LP | ENERGY TRANSFER GC NGL TAYLOR COUNTY PIPELINE SEGMENTS | ENERGY TRANSFER GC NGL TAYLOR COUNTY PIPELINE SEGMENTS | Taylor County | TX | 79508 | TAYLOR | CN604265710 | RN111636726 | Required runoff controls are essential to prevent polluted runoff from reaching surface waters of the State of Texas. As soon as construction begins, erosion controls are established and maintained throughout construction and operation of the pipeline. Slope breakers are placed to reduce runoff and divert water off the construction right-of-way. Silt fences are slope breakers that consist of fabrics on supporting posts. Sediment barriers stop the flow of sediments and prevent the deposition of sediments into sensitive resources. Silt fences are used as sediment barriers, along with staked hay or straw bales. Matting is applied for soil stabilization purposes. Erosion during and after construction can contribute large amounts of sediment and silt to runoff waters, which can deteriorate water quality and lead to ecological concerns. Environmental controls, silt fence structures, diking, formations, bales, etc. in the form of perimeter barriers for sediment and runoff control at the disturbed area prevent storm water runoff from moving offsite and contaminating surface waters of the State of Texas. | Pending as of April 1, 2023 | 2023-01-24 10:12 | 7832880 | 100
25001 | T1 | ENERGY TRANSFER GC NGL PIPELINES LP | ENERGY TRANSFER GC NGL SAN JACINTO COUNTY PIPELINE SEGMENTS | ENERGY TRANSFER GC NGL SAN JACINTO COUNTY PIPELINE SEGMENTS | San Jacinto County | TX | 77331 | SAN JACINTO | CN604265710 | RN111636734 | Leaked product can contribute to the pollution of waters and lands of the State of Texas. Nondestructive Testing Expenditures during pipeline construction, weld inspections and testing must be conducted as a form of leak detection and prevention. Radiography, one of the most widely used nondestructive testing methods, has been carried out on the pipeline using X-rays to detect internal flaws, defects, or damage in the welds. Radiography tests are performed by using radiation from a controlled source to penetrate the test items. As the radiation passes through the pipeline weld, a portion of it is absorbed by the molecular structure of the material. The amount of radiation absorbed depends on the density and composition of the material. As any cracks, fissures, and pockets in the material have different densities, they will be characterized by different exposure values as more or less radiation penetrates at those points during exposure. Nondestructive testing is instrumental in detecting weld defects that lead to product leakage from the pipeline once operational | Pending as of April 1, 2023 | 2023-01-24 10:12 | 3876600 | 100
25002 | T1 | ENERGY TRANSFER GC NGL PIPELINES LP | ENERGY TRANSFER GC NGL SAN JACINTO COUNTY PIPELINE SEGMENTS | ENERGY TRANSFER GC NGL SAN JACINTO COUNTY PIPELINE SEGMENTS | San Jacinto County | TX | 77331 | SAN JACINTO | CN604265710 | RN111636734 | During Pipeline operations, there is potential for product to exit from Pipeline ruptures or leaks due to pipeline damage or defects. Leaked product is non recoverable and can pollute water and land. A way to prevent this is to limit the overall volume of product that might escape from the Pipeline. Automatic Shut Off Valves are installed at intervals along the Pipeline to reduce or prevent any such negative impacts to the environment caused by a product release. An Automatic Shutoff Valve is a block valve equipped with an electric, pneumatic, or natural gas powered actuator capable of closing the valve automatically when a change in pressure or flow rate exceeds a specified limit. Sensors provide data to show when a change has occurred. Isolating the damaged pipeline segment by quickly closing upstream and downstream block valves is an effective method for mitigating the consequences of product fugitives release, thus reducing risk of environmental damage. | Pending as of April 1, 2023 | 2023-01-24 10:12 | 533032 | 100
25003 | T1 | ENERGY TRANSFER GC NGL PIPELINES LP | ENERGY TRANSFER GC NGL SAN JACINTO COUNTY PIPELINE SEGMENTS | ENERGY TRANSFER GC NGL SAN JACINTO COUNTY PIPELINE SEGMENTS | San Jacinto County | TX | 77331 | SAN JACINTO | CN604265710 | RN111636734 | Required runoff controls are essential to prevent polluted runoff from reaching surface waters of the State of Texas. As soon as construction begins, erosion controls are established and maintained throughout construction and operation of the pipeline. Slope breakers are placed to reduce runoff and divert water off the construction right-of-way. Silt fences are slope breakers that consist of fabrics on supporting posts. Sediment barriers stop the flow of sediments and prevent the deposition of sediments into sensitive resources. Silt fences are used as sediment barriers, along with staked hay or straw bales. Matting is applied for soil stabilization purposes. Erosion during and after construction can contribute large amounts of sediment and silt to runoff waters, which can deteriorate water quality and lead to ecological concerns. Environmental controls, silt fence structures, diking, formations, bales, etc. in the form of perimeter barriers for sediment and runoff control at the disturbed area prevent storm water runoff from moving offsite and contaminating surface waters of the State of Texas. | Pending as of April 1, 2023 | 2023-01-24 10:12 | 4845750 | 100
25004 | T1 | ENERGY TRANSFER GC NGL PIPELINES LP | ENERGY TRANSFER GC NGL REEVES COUNTY PIPELINE SEGMENTS | ENERGY TRANSFER GC NGL REEVES COUNTY PIPELINE SEGMENTS | Reeves County | TX | 79785 | REEVES | CN604265710 | RN111636742 | Leaked product can contribute to the pollution of waters and lands of the State of Texas. Nondestructive Testing Expenditures during pipeline construction, weld inspections and testing must be conducted as a form of leak detection and prevention. Radiography, one of the most widely used nondestructive testing methods, has been carried out on the pipeline using X-rays to detect internal flaws, defects, or damage in the welds. Radiography tests are performed by using radiation from a controlled source to penetrate the test items. As the radiation passes through the pipeline weld, a portion of it is absorbed by the molecular structure of the material. The amount of radiation absorbed depends on the density and composition of the material. As any cracks, fissures, and pockets in the material have different densities, they will be characterized by different exposure values as more or less radiation penetrates at those points during exposure. Nondestructive testing is instrumental in detecting weld defects that lead to product leakage from the pipeline once operational | Pending as of April 1, 2023 | 2023-01-24 10:15 | 380928 | 100
25005 | T1 | ENERGY TRANSFER GC NGL PIPELINES LP | ENERGY TRANSFER GC NGL REEVES COUNTY PIPELINE SEGMENTS | ENERGY TRANSFER GC NGL REEVES COUNTY PIPELINE SEGMENTS | Reeves County | TX | 79785 | REEVES | CN604265710 | RN111636742 | During Pipeline operations, there is potential for product to exit from Pipeline ruptures or leaks due to pipeline damage or defects. Leaked product is non recoverable and can pollute water and land. A way to prevent this is to limit the overall volume of product that might escape from the Pipeline. Automatic Shut Off Valves are installed at intervals along the Pipeline to reduce or prevent any such negative impacts to the environment caused by a product release. An Automatic Shutoff Valve is a block valve equipped with an electric, pneumatic, or natural gas powered actuator capable of closing the valve automatically when a change in pressure or flow rate exceeds a specified limit. Sensors provide data to show when a change has occurred. Isolating the damaged pipeline segment by quickly closing upstream and downstream block valves is an effective method for mitigating the consequences of product fugitives release, thus reducing risk of environmental damage. | Pending as of April 1, 2023 | 2023-01-24 10:16 | 52377 | 100
25006 | T1 | ENERGY TRANSFER GC NGL PIPELINES LP | ENERGY TRANSFER GC NGL REEVES COUNTY PIPELINE SEGMENTS | ENERGY TRANSFER GC NGL REEVES COUNTY PIPELINE SEGMENTS | Reeves County | TX | 79785 | REEVES | CN604265710 | RN111636742 | Required runoff controls are essential to prevent polluted runoff from reaching surface waters of the State of Texas. As soon as construction begins, erosion controls are established and maintained throughout construction and operation of the pipeline. Slope breakers are placed to reduce runoff and divert water off the construction right-of-way. Silt fences are slope breakers that consist of fabrics on supporting posts. Sediment barriers stop the flow of sediments and prevent the deposition of sediments into sensitive resources. Silt fences are used as sediment barriers, along with staked hay or straw bales. Matting is applied for soil stabilization purposes. Erosion during and after construction can contribute large amounts of sediment and silt to runoff waters, which can deteriorate water quality and lead to ecological concerns. Environmental controls, silt fence structures, diking, formations, bales, etc. in the form of perimeter barriers for sediment and runoff control at the disturbed area prevent storm water runoff from moving offsite and contaminating surface waters of the State of Texas. | Pending as of April 1, 2023 | 2023-01-24 10:16 | 476160 | 100
25007 | T1 | ENERGY TRANSFER GC NGL PIPELINES LP | ENERGY TRANSFER GC NGL REAGAN COUNTY PIPELINE SEGMENTS | ENERGY TRANSFER GC NGL REAGAN COUNTY PIPELINE SEGMENTS | Reagan County | TX | 76932 | REAGAN | CN604265710 | RN111636981 | Leaked product can contribute to the pollution of waters and lands of the State of Texas. Nondestructive Testing Expenditures during pipeline construction, weld inspections and testing must be conducted as a form of leak detection and prevention. Radiography, one of the most widely used nondestructive testing methods, has been carried out on the pipeline using X-rays to detect internal flaws, defects, or damage in the welds. Radiography tests are performed by using radiation from a controlled source to penetrate the test items. As the radiation passes through the pipeline weld, a portion of it is absorbed by the molecular structure of the material. The amount of radiation absorbed depends on the density and composition of the material. As any cracks, fissures, and pockets in the material have different densities, they will be characterized by different exposure values as more or less radiation penetrates at those points during exposure. Nondestructive testing is instrumental in detecting weld defects that lead to product leakage from the pipeline once operational | Pending as of April 1, 2023 | 2023-01-24 10:16 | 1719680 | 100
25008 | T1 | ENERGY TRANSFER GC NGL PIPELINES LP | ENERGY TRANSFER GC NGL REAGAN COUNTY PIPELINE SEGMENTS | ENERGY TRANSFER GC NGL REAGAN COUNTY PIPELINE SEGMENTS | Reagan County | TX | 76932 | REAGAN | CN604265710 | RN111636981 | During Pipeline operations, there is potential for product to exit from Pipeline ruptures or leaks due to pipeline damage or defects. Leaked product is non recoverable and can pollute water and land. A way to prevent this is to limit the overall volume of product that might escape from the Pipeline. Automatic Shut Off Valves are installed at intervals along the Pipeline to reduce or prevent any such negative impacts to the environment caused by a product release. An Automatic Shutoff Valve is a block valve equipped with an electric, pneumatic, or natural gas powered actuator capable of closing the valve automatically when a change in pressure or flow rate exceeds a specified limit. Sensors provide data to show when a change has occurred. Isolating the damaged pipeline segment by quickly closing upstream and downstream block valves is an effective method for mitigating the consequences of product fugitives release, thus reducing risk of environmental damage. | Pending as of April 1, 2023 | 2023-01-24 10:16 | 236456 | 100
25009 | T1 | ENERGY TRANSFER GC NGL PIPELINES LP | ENERGY TRANSFER GC NGL REAGAN COUNTY PIPELINE SEGMENTS | ENERGY TRANSFER GC NGL REAGAN COUNTY PIPELINE SEGMENTS | Reagan County | TX | 76932 | REAGAN | CN604265710 | RN111636981 | Required runoff controls are essential to prevent polluted runoff from reaching surface waters of the State of Texas. As soon as construction begins, erosion controls are established and maintained throughout construction and operation of the pipeline. Slope breakers are placed to reduce runoff and divert water off the construction right-of-way. Silt fences are slope breakers that consist of fabrics on supporting posts. Sediment barriers stop the flow of sediments and prevent the deposition of sediments into sensitive resources. Silt fences are used as sediment barriers, along with staked hay or straw bales. Matting is applied for soil stabilization purposes. Erosion during and after construction can contribute large amounts of sediment and silt to runoff waters, which can deteriorate water quality and lead to ecological concerns. Environmental controls, silt fence structures, diking, formations, bales, etc. in the form of perimeter barriers for sediment and runoff control at the disturbed area prevent storm water runoff from moving offsite and contaminating surface waters of the State of Texas. | Pending as of April 1, 2023 | 2023-01-24 10:16 | 2149600 | 100
25010 | T1 | ENERGY TRANSFER GC NGL PIPELINES LP | ENERGY TRANSFER GC NGL PECOS COUNTY PIPELINE SEGMENTS | ENERGY TRANSFER GC NGL PECOS COUNTY PIPELINE SEGMENTS | Pecos County | TX | 79735 | PECOS | CN604265710 | RN111636999 | Leaked product can contribute to the pollution of waters and lands of the State of Texas. Nondestructive Testing Expenditures during pipeline construction, weld inspections and testing must be conducted as a form of leak detection and prevention. Radiography, one of the most widely used nondestructive testing methods, has been carried out on the pipeline using X-rays to detect internal flaws, defects, or damage in the welds. Radiography tests are performed by using radiation from a controlled source to penetrate the test items. As the radiation passes through the pipeline weld, a portion of it is absorbed by the molecular structure of the material. The amount of radiation absorbed depends on the density and composition of the material. As any cracks, fissures, and pockets in the material have different densities, they will be characterized by different exposure values as more or less radiation penetrates at those points during exposure. Nondestructive testing is instrumental in detecting weld defects that lead to product leakage from the pipeline once operational | Pending as of April 1, 2023 | 2023-01-24 10:16 | 778320 | 100
25011 | T1 | ENERGY TRANSFER GC NGL PIPELINES LP | ENERGY TRANSFER GC NGL PECOS COUNTY PIPELINE SEGMENTS | ENERGY TRANSFER GC NGL PECOS COUNTY PIPELINE SEGMENTS | Pecos County | TX | 79735 | PECOS | CN604265710 | RN111636999 | During Pipeline operations, there is potential for product to exit from Pipeline ruptures or leaks due to pipeline damage or defects. Leaked product is non recoverable and can pollute water and land. A way to prevent this is to limit the overall volume of product that might escape from the Pipeline. Automatic Shut Off Valves are installed at intervals along the Pipeline to reduce or prevent any such negative impacts to the environment caused by a product release. An Automatic Shutoff Valve is a block valve equipped with an electric, pneumatic, or natural gas powered actuator capable of closing the valve automatically when a change in pressure or flow rate exceeds a specified limit. Sensors provide data to show when a change has occurred. Isolating the damaged pipeline segment by quickly closing upstream and downstream block valves is an effective method for mitigating the consequences of product fugitives release, thus reducing risk of environmental damage. | Pending as of April 1, 2023 | 2023-01-24 10:17 | 107019 | 100
25012 | T1 | ENERGY TRANSFER GC NGL PIPELINES LP | ENERGY TRANSFER GC NGL PECOS COUNTY PIPELINE SEGMENTS | ENERGY TRANSFER GC NGL PECOS COUNTY PIPELINE SEGMENTS | Pecos County | TX | 79735 | PECOS | CN604265710 | RN111636999 | Required runoff controls are essential to prevent polluted runoff from reaching surface waters of the State of Texas. As soon as construction begins, erosion controls are established and maintained throughout construction and operation of the pipeline. Slope breakers are placed to reduce runoff and divert water off the construction right-of-way. Silt fences are slope breakers that consist of fabrics on supporting posts. Sediment barriers stop the flow of sediments and prevent the deposition of sediments into sensitive resources. Silt fences are used as sediment barriers, along with staked hay or straw bales. Matting is applied for soil stabilization purposes. Erosion during and after construction can contribute large amounts of sediment and silt to runoff waters, which can deteriorate water quality and lead to ecological concerns. Environmental controls, silt fence structures, diking, formations, bales, etc. in the form of perimeter barriers for sediment and runoff control at the disturbed area prevent storm water runoff from moving offsite and contaminating surface waters of the State of Texas. | Pending as of April 1, 2023 | 2023-01-24 10:17 | 972900 | 100
25013 | T1 | ENERGY TRANSFER GC NGL PIPELINES LP | ENERGY TRANSFER GC NGL NOLAN COUNTY PIPELINE SEGMENTS | ENERGY TRANSFER GC NGL NOLAN COUNTY PIPELINE SEGMENTS | Nolan County | TX | 79535 | NOLAN | CN604265710 | RN111637005 | Leaked product can contribute to the pollution of waters and lands of the State of Texas. Nondestructive Testing Expenditures during pipeline construction, weld inspections and testing must be conducted as a form of leak detection and prevention. Radiography, one of the most widely used nondestructive testing methods, has been carried out on the pipeline using X-rays to detect internal flaws, defects, or damage in the welds. Radiography tests are performed by using radiation from a controlled source to penetrate the test items. As the radiation passes through the pipeline weld, a portion of it is absorbed by the molecular structure of the material. The amount of radiation absorbed depends on the density and composition of the material. As any cracks, fissures, and pockets in the material have different densities, they will be characterized by different exposure values as more or less radiation penetrates at those points during exposure. Nondestructive testing is instrumental in detecting weld defects that lead to product leakage from the pipeline once operational | Pending as of April 1, 2023 | 2023-01-24 10:17 | 6197856 | 100
25014 | T1 | ENERGY TRANSFER GC NGL PIPELINES LP | ENERGY TRANSFER GC NGL NOLAN COUNTY PIPELINE SEGMENTS | ENERGY TRANSFER GC NGL NOLAN COUNTY PIPELINE SEGMENTS | Nolan County | TX | 79535 | NOLAN | CN604265710 | RN111637005 | During Pipeline operations, there is potential for product to exit from Pipeline ruptures or leaks due to pipeline damage or defects. Leaked product is non recoverable and can pollute water and land. A way to prevent this is to limit the overall volume of product that might escape from the Pipeline. Automatic Shut Off Valves are installed at intervals along the Pipeline to reduce or prevent any such negative impacts to the environment caused by a product release. An Automatic Shutoff Valve is a block valve equipped with an electric, pneumatic, or natural gas powered actuator capable of closing the valve automatically when a change in pressure or flow rate exceeds a specified limit. Sensors provide data to show when a change has occurred. Isolating the damaged pipeline segment by quickly closing upstream and downstream block valves is an effective method for mitigating the consequences of product fugitives release, thus reducing risk of environmental damage. | Pending as of April 1, 2023 | 2023-01-24 10:20 | 852205 | 100
25015 | T1 | ENERGY TRANSFER GC NGL PIPELINES LP | ENERGY TRANSFER GC NGL NOLAN COUNTY PIPELINE SEGMENTS | ENERGY TRANSFER GC NGL NOLAN COUNTY PIPELINE SEGMENTS | Nolan County | TX | 79535 | NOLAN | CN604265710 | RN111637005 | Required runoff controls are essential to prevent polluted runoff from reaching surface waters of the State of Texas. As soon as construction begins, erosion controls are established and maintained throughout construction and operation of the pipeline. Slope breakers are placed to reduce runoff and divert water off the construction right-of-way. Silt fences are slope breakers that consist of fabrics on supporting posts. Sediment barriers stop the flow of sediments and prevent the deposition of sediments into sensitive resources. Silt fences are used as sediment barriers, along with staked hay or straw bales. Matting is applied for soil stabilization purposes. Erosion during and after construction can contribute large amounts of sediment and silt to runoff waters, which can deteriorate water quality and lead to ecological concerns. Environmental controls, silt fence structures, diking, formations, bales, etc. in the form of perimeter barriers for sediment and runoff control at the disturbed area prevent storm water runoff from moving offsite and contaminating surface waters of the State of Texas. | Pending as of April 1, 2023 | 2023-01-24 10:21 | 7747320 | 100
25016 | T1 | ENERGY TRANSFER GC NGL PIPELINES LP | ENERGY TRANSFER GC NGL NAVARRO COUNTY PIPELINE SEGMENTS | ENERGY TRANSFER GC NGL NAVARRO COUNTY PIPELINE SEGMENTS | Navarro County | TX | 75153 | NAVARRO | CN604265710 | RN111637021 | Leaked product can contribute to the pollution of waters and lands of the State of Texas. Nondestructive Testing Expenditures during pipeline construction, weld inspections and testing must be conducted as a form of leak detection and prevention. Radiography, one of the most widely used nondestructive testing methods, has been carried out on the pipeline using X-rays to detect internal flaws, defects, or damage in the welds. Radiography tests are performed by using radiation from a controlled source to penetrate the test items. As the radiation passes through the pipeline weld, a portion of it is absorbed by the molecular structure of the material. The amount of radiation absorbed depends on the density and composition of the material. As any cracks, fissures, and pockets in the material have different densities, they will be characterized by different exposure values as more or less radiation penetrates at those points during exposure. Nondestructive testing is instrumental in detecting weld defects that lead to product leakage from the pipeline once operational | Pending as of April 1, 2023 | 2023-01-24 10:21 | 2154120 | 100
25017 | T1 | ENERGY TRANSFER GC NGL PIPELINES LP | ENERGY TRANSFER GC NGL NAVARRO COUNTY PIPELINE SEGMENTS | ENERGY TRANSFER GC NGL NAVARRO COUNTY PIPELINE SEGMENTS | Navarro County | TX | 75153 | NAVARRO | CN604265710 | RN111637021 | During Pipeline operations, there is potential for product to exit from Pipeline ruptures or leaks due to pipeline damage or defects. Leaked product is non recoverable and can pollute water and land. A way to prevent this is to limit the overall volume of product that might escape from the Pipeline. Automatic Shut Off Valves are installed at intervals along the Pipeline to reduce or prevent any such negative impacts to the environment caused by a product release. An Automatic Shutoff Valve is a block valve equipped with an electric, pneumatic, or natural gas powered actuator capable of closing the valve automatically when a change in pressure or flow rate exceeds a specified limit. Sensors provide data to show when a change has occurred. Isolating the damaged pipeline segment by quickly closing upstream and downstream block valves is an effective method for mitigating the consequences of product fugitives release, thus reducing risk of environmental damage. | Pending as of April 1, 2023 | 2023-01-24 10:21 | 296191 | 100
25018 | T1 | ENERGY TRANSFER GC NGL PIPELINES LP | ENERGY TRANSFER GC NGL NAVARRO COUNTY PIPELINE SEGMENTS | ENERGY TRANSFER GC NGL NAVARRO COUNTY PIPELINE SEGMENTS | Navarro County | TX | 75153 | NAVARRO | CN604265710 | RN111637021 | Required runoff controls are essential to prevent polluted runoff from reaching surface waters of the State of Texas. As soon as construction begins, erosion controls are established and maintained throughout construction and operation of the pipeline. Slope breakers are placed to reduce runoff and divert water off the construction right-of-way. Silt fences are slope breakers that consist of fabrics on supporting posts. Sediment barriers stop the flow of sediments and prevent the deposition of sediments into sensitive resources. Silt fences are used as sediment barriers, along with staked hay or straw bales. Matting is applied for soil stabilization purposes. Erosion during and after construction can contribute large amounts of sediment and silt to runoff waters, which can deteriorate water quality and lead to ecological concerns. Environmental controls, silt fence structures, diking, formations, bales, etc. in the form of perimeter barriers for sediment and runoff control at the disturbed area prevent storm water runoff from moving offsite and contaminating surface waters of the State of Texas. | Pending as of April 1, 2023 | 2023-01-24 10:21 | 2692650 | 100
25019 | T1 | ENERGY TRANSFER GC NGL PIPELINES LP | ENERGY TRANSFER GC NGL MITCHELL COUNTY PIPELINE SEGMENTS | ENERGY TRANSFER GC NGL MITCHELL COUNTY PIPELINE SEGMENTS | Mitchell County | TX | 79512 | MITCHELL | CN604265710 | RN111637039 | Leaked product can contribute to the pollution of waters and lands of the State of Texas. Nondestructive Testing Expenditures during pipeline construction, weld inspections and testing must be conducted as a form of leak detection and prevention. Radiography, one of the most widely used nondestructive testing methods, has been carried out on the pipeline using X-rays to detect internal flaws, defects, or damage in the welds. Radiography tests are performed by using radiation from a controlled source to penetrate the test items. As the radiation passes through the pipeline weld, a portion of it is absorbed by the molecular structure of the material. The amount of radiation absorbed depends on the density and composition of the material. As any cracks, fissures, and pockets in the material have different densities, they will be characterized by different exposure values as more or less radiation penetrates at those points during exposure. Nondestructive testing is instrumental in detecting weld defects that lead to product leakage from the pipeline once operational | Pending as of April 1, 2023 | 2023-01-24 10:21 | 6385248 | 100
25020 | T1 | ENERGY TRANSFER GC NGL PIPELINES LP | ENERGY TRANSFER GC NGL MITCHELL COUNTY PIPELINE SEGMENTS | ENERGY TRANSFER GC NGL MITCHELL COUNTY PIPELINE SEGMENTS | Mitchell County | TX | 79512 | MITCHELL | CN604265710 | RN111637039 | During Pipeline operations, there is potential for product to exit from Pipeline ruptures or leaks due to pipeline damage or defects. Leaked product is non recoverable and can pollute water and land. A way to prevent this is to limit the overall volume of product that might escape from the Pipeline. Automatic Shut Off Valves are installed at intervals along the Pipeline to reduce or prevent any such negative impacts to the environment caused by a product release. An Automatic Shutoff Valve is a block valve equipped with an electric, pneumatic, or natural gas powered actuator capable of closing the valve automatically when a change in pressure or flow rate exceeds a specified limit. Sensors provide data to show when a change has occurred. Isolating the damaged pipeline segment by quickly closing upstream and downstream block valves is an effective method for mitigating the consequences of product fugitives release, thus reducing risk of environmental damage. | Pending as of April 1, 2023 | 2023-01-24 10:22 | 877971 | 100
25021 | T1 | ENERGY TRANSFER GC NGL PIPELINES LP | ENERGY TRANSFER GC NGL MITCHELL COUNTY PIPELINE SEGMENTS | ENERGY TRANSFER GC NGL MITCHELL COUNTY PIPELINE SEGMENTS | Mitchell County | TX | 79512 | MITCHELL | CN604265710 | RN111637039 | Required runoff controls are essential to prevent polluted runoff from reaching surface waters of the State of Texas. As soon as construction begins, erosion controls are established and maintained throughout construction and operation of the pipeline. Slope breakers are placed to reduce runoff and divert water off the construction right-of-way. Silt fences are slope breakers that consist of fabrics on supporting posts. Sediment barriers stop the flow of sediments and prevent the deposition of sediments into sensitive resources. Silt fences are used as sediment barriers, along with staked hay or straw bales. Matting is applied for soil stabilization purposes. Erosion during and after construction can contribute large amounts of sediment and silt to runoff waters, which can deteriorate water quality and lead to ecological concerns. Environmental controls, silt fence structures, diking, formations, bales, etc. in the form of perimeter barriers for sediment and runoff control at the disturbed area prevent storm water runoff from moving offsite and contaminating surface waters of the State of Texas. | Pending as of April 1, 2023 | 2023-01-24 10:22 | 7981560 | 100
25022 | T1 | ENERGY TRANSFER GC NGL PIPELINES LP | ENERGY TRANSFER GC NGL MIDLAND COUNTY PIPELINE SEGMENTS | ENERGY TRANSFER GC NGL MIDLAND COUNTY PIPELINE SEGMENTS | Midland County | TX | 79701 | MIDLAND | CN604265710 | RN111637047 | Leaked product can contribute to the pollution of waters and lands of the State of Texas. Nondestructive Testing Expenditures during pipeline construction, weld inspections and testing must be conducted as a form of leak detection and prevention. Radiography, one of the most widely used nondestructive testing methods, has been carried out on the pipeline using X-rays to detect internal flaws, defects, or damage in the welds. Radiography tests are performed by using radiation from a controlled source to penetrate the test items. As the radiation passes through the pipeline weld, a portion of it is absorbed by the molecular structure of the material. The amount of radiation absorbed depends on the density and composition of the material. As any cracks, fissures, and pockets in the material have different densities, they will be characterized by different exposure values as more or less radiation penetrates at those points during exposure. Nondestructive testing is instrumental in detecting weld defects that lead to product leakage from the pipeline once operational | Pending as of April 1, 2023 | 2023-01-24 10:22 | 6450019 | 100
25023 | T1 | ENERGY TRANSFER GC NGL PIPELINES LP | ENERGY TRANSFER GC NGL MIDLAND COUNTY PIPELINE SEGMENTS | ENERGY TRANSFER GC NGL MIDLAND COUNTY PIPELINE SEGMENTS | Midland County | TX | 79701 | MIDLAND | CN604265710 | RN111637047 | During Pipeline operations, there is potential for product to exit from Pipeline ruptures or leaks due to pipeline damage or defects. Leaked product is non recoverable and can pollute water and land. A way to prevent this is to limit the overall volume of product that might escape from the Pipeline. Automatic Shut Off Valves are installed at intervals along the Pipeline to reduce or prevent any such negative impacts to the environment caused by a product release. An Automatic Shutoff Valve is a block valve equipped with an electric, pneumatic, or natural gas powered actuator capable of closing the valve automatically when a change in pressure or flow rate exceeds a specified limit. Sensors provide data to show when a change has occurred. Isolating the damaged pipeline segment by quickly closing upstream and downstream block valves is an effective method for mitigating the consequences of product fugitives release, thus reducing risk of environmental damage. | Pending as of April 1, 2023 | 2023-01-24 10:22 | 886877 | 100
25024 | T1 | ENERGY TRANSFER GC NGL PIPELINES LP | ENERGY TRANSFER GC NGL MIDLAND COUNTY PIPELINE SEGMENTS | ENERGY TRANSFER GC NGL MIDLAND COUNTY PIPELINE SEGMENTS | Midland County | TX | 79701 | MIDLAND | CN604265710 | RN111637047 | Required runoff controls are essential to prevent polluted runoff from reaching surface waters of the State of Texas. As soon as construction begins, erosion controls are established and maintained throughout construction and operation of the pipeline. Slope breakers are placed to reduce runoff and divert water off the construction right-of-way. Silt fences are slope breakers that consist of fabrics on supporting posts. Sediment barriers stop the flow of sediments and prevent the deposition of sediments into sensitive resources. Silt fences are used as sediment barriers, along with staked hay or straw bales. Matting is applied for soil stabilization purposes. Erosion during and after construction can contribute large amounts of sediment and silt to runoff waters, which can deteriorate water quality and lead to ecological concerns. Environmental controls, silt fence structures, diking, formations, bales, etc. in the form of perimeter barriers for sediment and runoff control at the disturbed area prevent storm water runoff from moving offsite and contaminating surface waters of the State of Texas. | Pending as of April 1, 2023 | 2023-01-24 10:25 | 8062524 | 100
25025 | T1 | ENERGY TRANSFER GC NGL PIPELINES LP | ENERGY TRANSFER GC NGL MAVERICK COUNTY PIPELINE SEGMENTS | ENERGY TRANSFER GC NGL MAVERICK COUNTY PIPELINE SEGMENTS | Maverick County | TX | 78852 | MAVERICK | CN604265710 | RN111637054 | Leaked product can contribute to the pollution of waters and lands of the State of Texas. Nondestructive Testing Expenditures during pipeline construction, weld inspections and testing must be conducted as a form of leak detection and prevention. Radiography, one of the most widely used nondestructive testing methods, has been carried out on the pipeline using X-rays to detect internal flaws, defects, or damage in the welds. Radiography tests are performed by using radiation from a controlled source to penetrate the test items. As the radiation passes through the pipeline weld, a portion of it is absorbed by the molecular structure of the material. The amount of radiation absorbed depends on the density and composition of the material. As any cracks, fissures, and pockets in the material have different densities, they will be characterized by different exposure values as more or less radiation penetrates at those points during exposure. Nondestructive testing is instrumental in detecting weld defects that lead to product leakage from the pipeline once operational | Pending as of April 1, 2023 | 2023-01-24 10:26 | 107520 | 100
25026 | T1 | ENERGY TRANSFER GC NGL PIPELINES LP | ENERGY TRANSFER GC NGL MAVERICK COUNTY PIPELINE SEGMENTS | ENERGY TRANSFER GC NGL MAVERICK COUNTY PIPELINE SEGMENTS | Maverick County | TX | 78852 | MAVERICK | CN604265710 | RN111637054 | During Pipeline operations, there is potential for product to exit from Pipeline ruptures or leaks due to pipeline damage or defects. Leaked product is non recoverable and can pollute water and land. A way to prevent this is to limit the overall volume of product that might escape from the Pipeline. Automatic Shut Off Valves are installed at intervals along the Pipeline to reduce or prevent any such negative impacts to the environment caused by a product release. An Automatic Shutoff Valve is a block valve equipped with an electric, pneumatic, or natural gas powered actuator capable of closing the valve automatically when a change in pressure or flow rate exceeds a specified limit. Sensors provide data to show when a change has occurred. Isolating the damaged pipeline segment by quickly closing upstream and downstream block valves is an effective method for mitigating the consequences of product fugitives release, thus reducing risk of environmental damage. | Pending as of April 1, 2023 | 2023-01-24 10:26 | 14784 | 100
25027 | T1 | ENERGY TRANSFER GC NGL PIPELINES LP | ENERGY TRANSFER GC NGL MAVERICK COUNTY PIPELINE SEGMENTS | ENERGY TRANSFER GC NGL MAVERICK COUNTY PIPELINE SEGMENTS | Maverick County | TX | 78852 | MAVERICK | CN604265710 | RN111637054 | Required runoff controls are essential to prevent polluted runoff from reaching surface waters of the State of Texas. As soon as construction begins, erosion controls are established and maintained throughout construction and operation of the pipeline. Slope breakers are placed to reduce runoff and divert water off the construction right-of-way. Silt fences are slope breakers that consist of fabrics on supporting posts. Sediment barriers stop the flow of sediments and prevent the deposition of sediments into sensitive resources. Silt fences are used as sediment barriers, along with staked hay or straw bales. Matting is applied for soil stabilization purposes. Erosion during and after construction can contribute large amounts of sediment and silt to runoff waters, which can deteriorate water quality and lead to ecological concerns. Environmental controls, silt fence structures, diking, formations, bales, etc. in the form of perimeter barriers for sediment and runoff control at the disturbed area prevent storm water runoff from moving offsite and contaminating surface waters of the State of Texas. | Pending as of April 1, 2023 | 2023-01-24 10:26 | 134400 | 100
25028 | T1 | ENERGY TRANSFER GC NGL PIPELINES LP | ENERGY TRANSFER GC NGL MARTIN COUNTY PIPELINE SEGMENTS | ENERGY TRANSFER GC NGL MARTIN COUNTY PIPELINE SEGMENTS | Martin County | TX | 79749 | MARTIN | CN604265710 | RN111637062 | Leaked product can contribute to the pollution of waters and lands of the State of Texas. Nondestructive Testing Expenditures during pipeline construction, weld inspections and testing must be conducted as a form of leak detection and prevention. Radiography, one of the most widely used nondestructive testing methods, has been carried out on the pipeline using X-rays to detect internal flaws, defects, or damage in the welds. Radiography tests are performed by using radiation from a controlled source to penetrate the test items. As the radiation passes through the pipeline weld, a portion of it is absorbed by the molecular structure of the material. The amount of radiation absorbed depends on the density and composition of the material. As any cracks, fissures, and pockets in the material have different densities, they will be characterized by different exposure values as more or less radiation penetrates at those points during exposure. Nondestructive testing is instrumental in detecting weld defects that lead to product leakage from the pipeline once operational | Pending as of April 1, 2023 | 2023-01-24 10:26 | 2910024 | 100
25029 | T1 | ENERGY TRANSFER GC NGL PIPELINES LP | ENERGY TRANSFER GC NGL MARTIN COUNTY PIPELINE SEGMENTS | ENERGY TRANSFER GC NGL MARTIN COUNTY PIPELINE SEGMENTS | Martin County | TX | 79749 | MARTIN | CN604265710 | RN111637062 | During Pipeline operations, there is potential for product to exit from Pipeline ruptures or leaks due to pipeline damage or defects. Leaked product is non recoverable and can pollute water and land. A way to prevent this is to limit the overall volume of product that might escape from the Pipeline. Automatic Shut Off Valves are installed at intervals along the Pipeline to reduce or prevent any such negative impacts to the environment caused by a product release. An Automatic Shutoff Valve is a block valve equipped with an electric, pneumatic, or natural gas powered actuator capable of closing the valve automatically when a change in pressure or flow rate exceeds a specified limit. Sensors provide data to show when a change has occurred. Isolating the damaged pipeline segment by quickly closing upstream and downstream block valves is an effective method for mitigating the consequences of product fugitives release, thus reducing risk of environmental damage. | Pending as of April 1, 2023 | 2023-01-24 10:26 | 400128 | 100
25030 | T1 | ENERGY TRANSFER GC NGL PIPELINES LP | ENERGY TRANSFER GC NGL MARTIN COUNTY PIPELINE SEGMENTS | ENERGY TRANSFER GC NGL MARTIN COUNTY PIPELINE SEGMENTS | Martin County | TX | 79749 | MARTIN | CN604265710 | RN111637062 | Required runoff controls are essential to prevent polluted runoff from reaching surface waters of the State of Texas. As soon as construction begins, erosion controls are established and maintained throughout construction and operation of the pipeline. Slope breakers are placed to reduce runoff and divert water off the construction right-of-way. Silt fences are slope breakers that consist of fabrics on supporting posts. Sediment barriers stop the flow of sediments and prevent the deposition of sediments into sensitive resources. Silt fences are used as sediment barriers, along with staked hay or straw bales. Matting is applied for soil stabilization purposes. Erosion during and after construction can contribute large amounts of sediment and silt to runoff waters, which can deteriorate water quality and lead to ecological concerns. Environmental controls, silt fence structures, diking, formations, bales, etc. in the form of perimeter barriers for sediment and runoff control at the disturbed area prevent storm water runoff from moving offsite and contaminating surface waters of the State of Texas. | Pending as of April 1, 2023 | 2023-01-24 10:27 | 3637530 | 100
25031 | T1 | ENERGY TRANSFER GC NGL PIPELINES LP | ENERGY TRANSFER GC NGL LIBERTY COUNTY PIPELINE SEGMENTS | ENERGY TRANSFER GC NGL LIBERTY COUNTY PIPELINE SEGMENTS | Liberty County | TX | 77535 | LIBERTY | CN604265710 | RN111637070 | Leaked product can contribute to the pollution of waters and lands of the State of Texas. Nondestructive Testing Expenditures during pipeline construction, weld inspections and testing must be conducted as a form of leak detection and prevention. Radiography, one of the most widely used nondestructive testing methods, has been carried out on the pipeline using X-rays to detect internal flaws, defects, or damage in the welds. Radiography tests are performed by using radiation from a controlled source to penetrate the test items. As the radiation passes through the pipeline weld, a portion of it is absorbed by the molecular structure of the material. The amount of radiation absorbed depends on the density and composition of the material. As any cracks, fissures, and pockets in the material have different densities, they will be characterized by different exposure values as more or less radiation penetrates at those points during exposure. Nondestructive testing is instrumental in detecting weld defects that lead to product leakage from the pipeline once operational | Pending as of April 1, 2023 | 2023-01-24 10:27 | 5235520 | 100
25032 | T1 | ENERGY TRANSFER GC NGL PIPELINES LP | ENERGY TRANSFER GC NGL LIBERTY COUNTY PIPELINE SEGMENTS | ENERGY TRANSFER GC NGL LIBERTY COUNTY PIPELINE SEGMENTS | Liberty County | TX | 77535 | LIBERTY | CN604265710 | RN111637070 | During Pipeline operations, there is potential for product to exit from Pipeline ruptures or leaks due to pipeline damage or defects. Leaked product is non recoverable and can pollute water and land. A way to prevent this is to limit the overall volume of product that might escape from the Pipeline. Automatic Shut Off Valves are installed at intervals along the Pipeline to reduce or prevent any such negative impacts to the environment caused by a product release. An Automatic Shutoff Valve is a block valve equipped with an electric, pneumatic, or natural gas powered actuator capable of closing the valve automatically when a change in pressure or flow rate exceeds a specified limit. Sensors provide data to show when a change has occurred. Isolating the damaged pipeline segment by quickly closing upstream and downstream block valves is an effective method for mitigating the consequences of product fugitives release, thus reducing risk of environmental damage. | Pending as of April 1, 2023 | 2023-01-24 10:27 | 719884 | 100
25033 | T1 | ENERGY TRANSFER GC NGL PIPELINES LP | ENERGY TRANSFER GC NGL LIBERTY COUNTY PIPELINE SEGMENTS | ENERGY TRANSFER GC NGL LIBERTY COUNTY PIPELINE SEGMENTS | Liberty County | TX | 77535 | LIBERTY | CN604265710 | RN111637070 | Required runoff controls are essential to prevent polluted runoff from reaching surface waters of the State of Texas. As soon as construction begins, erosion controls are established and maintained throughout construction and operation of the pipeline. Slope breakers are placed to reduce runoff and divert water off the construction right-of-way. Silt fences are slope breakers that consist of fabrics on supporting posts. Sediment barriers stop the flow of sediments and prevent the deposition of sediments into sensitive resources. Silt fences are used as sediment barriers, along with staked hay or straw bales. Matting is applied for soil stabilization purposes. Erosion during and after construction can contribute large amounts of sediment and silt to runoff waters, which can deteriorate water quality and lead to ecological concerns. Environmental controls, silt fence structures, diking, formations, bales, etc. in the form of perimeter barriers for sediment and runoff control at the disturbed area prevent storm water runoff from moving offsite and contaminating surface waters of the State of Texas. | Pending as of April 1, 2023 | 2023-01-24 10:27 | 6544400 | 100
25034 | T1 | ENERGY TRANSFER GC NGL PIPELINES LP | ENERGY TRANSFER GC NGL LEON COUNTY PIPELINE SEGMENTS | ENERGY TRANSFER GC NGL LEON COUNTY PIPELINE SEGMENTS | Leon County | TX | 75833 | LEON | CN604265710 | RN111637088 | Leaked product can contribute to the pollution of waters and lands of the State of Texas. Nondestructive Testing Expenditures during pipeline construction, weld inspections and testing must be conducted as a form of leak detection and prevention. Radiography, one of the most widely used nondestructive testing methods, has been carried out on the pipeline using X-rays to detect internal flaws, defects, or damage in the welds. Radiography tests are performed by using radiation from a controlled source to penetrate the test items. As the radiation passes through the pipeline weld, a portion of it is absorbed by the molecular structure of the material. The amount of radiation absorbed depends on the density and composition of the material. As any cracks, fissures, and pockets in the material have different densities, they will be characterized by different exposure values as more or less radiation penetrates at those points during exposure. Nondestructive testing is instrumental in detecting weld defects that lead to product leakage from the pipeline once operational | Pending as of April 1, 2023 | 2023-01-24 10:31 | 1028640 | 100
25035 | T1 | ENERGY TRANSFER GC NGL PIPELINES LP | ENERGY TRANSFER GC NGL LEON COUNTY PIPELINE SEGMENTS | ENERGY TRANSFER GC NGL LEON COUNTY PIPELINE SEGMENTS | Leon County | TX | 75833 | LEON | CN604265710 | RN111637088 | During Pipeline operations, there is potential for product to exit from Pipeline ruptures or leaks due to pipeline damage or defects. Leaked product is non recoverable and can pollute water and land. A way to prevent this is to limit the overall volume of product that might escape from the Pipeline. Automatic Shut Off Valves are installed at intervals along the Pipeline to reduce or prevent any such negative impacts to the environment caused by a product release. An Automatic Shutoff Valve is a block valve equipped with an electric, pneumatic, or natural gas powered actuator capable of closing the valve automatically when a change in pressure or flow rate exceeds a specified limit. Sensors provide data to show when a change has occurred. Isolating the damaged pipeline segment by quickly closing upstream and downstream block valves is an effective method for mitigating the consequences of product fugitives release, thus reducing risk of environmental damage. | Pending as of April 1, 2023 | 2023-01-24 10:32 | 141438 | 100
25036 | T1 | ENERGY TRANSFER GC NGL PIPELINES LP | ENERGY TRANSFER GC NGL LAVACA COUNTY PIPELINE SEGMENTS | ENERGY TRANSFER GC NGL LAVACA COUNTY PIPELINE SEGMENTS | Lavaca County | TX | 77964 | LAVACA | CN604265710 | RN111637096 | Leaked product can contribute to the pollution of waters and lands of the State of Texas. Nondestructive Testing Expenditures during pipeline construction, weld inspections and testing must be conducted as a form of leak detection and prevention. Radiography, one of the most widely used nondestructive testing methods, has been carried out on the pipeline using X-rays to detect internal flaws, defects, or damage in the welds. Radiography tests are performed by using radiation from a controlled source to penetrate the test items. As the radiation passes through the pipeline weld, a portion of it is absorbed by the molecular structure of the material. The amount of radiation absorbed depends on the density and composition of the material. As any cracks, fissures, and pockets in the material have different densities, they will be characterized by different exposure values as more or less radiation penetrates at those points during exposure. Nondestructive testing is instrumental in detecting weld defects that lead to product leakage from the pipeline once operational | Pending as of April 1, 2023 | 2023-01-24 10:32 | 491520 | 100
25037 | T1 | ENERGY TRANSFER GC NGL PIPELINES LP | ENERGY TRANSFER GC NGL LEON COUNTY PIPELINE SEGMENTS | ENERGY TRANSFER GC NGL LEON COUNTY PIPELINE SEGMENTS | Leon County | TX | 75833 | LEON | CN604265710 | RN111637088 | Required runoff controls are essential to prevent polluted runoff from reaching surface waters of the State of Texas. As soon as construction begins, erosion controls are established and maintained throughout construction and operation of the pipeline. Slope breakers are placed to reduce runoff and divert water off the construction right-of-way. Silt fences are slope breakers that consist of fabrics on supporting posts. Sediment barriers stop the flow of sediments and prevent the deposition of sediments into sensitive resources. Silt fences are used as sediment barriers, along with staked hay or straw bales. Matting is applied for soil stabilization purposes. Erosion during and after construction can contribute large amounts of sediment and silt to runoff waters, which can deteriorate water quality and lead to ecological concerns. Environmental controls, silt fence structures, diking, formations, bales, etc. in the form of perimeter barriers for sediment and runoff control at the disturbed area prevent storm water runoff from moving offsite and contaminating surface waters of the State of Texas. | Pending as of April 1, 2023 | 2023-01-24 10:32 | 1285800 | 100
25038 | T1 | ENERGY TRANSFER GC NGL PIPELINES LP | ENERGY TRANSFER GC NGL LAVACA COUNTY PIPELINE SEGMENTS | ENERGY TRANSFER GC NGL LAVACA COUNTY PIPELINE SEGMENTS | Lavaca County | TX | 77964 | LAVACA | CN604265710 | RN111637096 | During Pipeline operations, there is potential for product to exit from Pipeline ruptures or leaks due to pipeline damage or defects. Leaked product is non recoverable and can pollute water and land. A way to prevent this is to limit the overall volume of product that might escape from the Pipeline. Automatic Shut Off Valves are installed at intervals along the Pipeline to reduce or prevent any such negative impacts to the environment caused by a product release. An Automatic Shutoff Valve is a block valve equipped with an electric, pneumatic, or natural gas powered actuator capable of closing the valve automatically when a change in pressure or flow rate exceeds a specified limit. Sensors provide data to show when a change has occurred. Isolating the damaged pipeline segment by quickly closing upstream and downstream block valves is an effective method for mitigating the consequences of product fugitives release, thus reducing risk of environmental damage. | Pending as of April 1, 2023 | 2023-01-24 10:32 | 67584 | 100
25039 | T1 | ENERGY TRANSFER GC NGL PIPELINES LP | ENERGY TRANSFER GC NGL LAVACA COUNTY PIPELINE SEGMENTS | ENERGY TRANSFER GC NGL LAVACA COUNTY PIPELINE SEGMENTS | Lavaca County | TX | 77964 | LAVACA | CN604265710 | RN111637096 | Required runoff controls are essential to prevent polluted runoff from reaching surface waters of the State of Texas. As soon as construction begins, erosion controls are established and maintained throughout construction and operation of the pipeline. Slope breakers are placed to reduce runoff and divert water off the construction right-of-way. Silt fences are slope breakers that consist of fabrics on supporting posts. Sediment barriers stop the flow of sediments and prevent the deposition of sediments into sensitive resources. Silt fences are used as sediment barriers, along with staked hay or straw bales. Matting is applied for soil stabilization purposes. Erosion during and after construction can contribute large amounts of sediment and silt to runoff waters, which can deteriorate water quality and lead to ecological concerns. Environmental controls, silt fence structures, diking, formations, bales, etc. in the form of perimeter barriers for sediment and runoff control at the disturbed area prevent storm water runoff from moving offsite and contaminating surface waters of the State of Texas. | Pending as of April 1, 2023 | 2023-01-24 10:32 | 614400 | 100
25040 | T1 | ENERGY TRANSFER GC NGL PIPELINES LP | ENERGY TRANSFER GC NGL KINNEY COUNTY PIPELINE SEGMENTS | ENERGY TRANSFER GC NGL KINNEY COUNTY PIPELINE SEGMENTS | Kinney County | TX | 78832 | KINNEY | CN604265710 | RN111637104 | Leaked product can contribute to the pollution of waters and lands of the State of Texas. Nondestructive Testing Expenditures during pipeline construction, weld inspections and testing must be conducted as a form of leak detection and prevention. Radiography, one of the most widely used nondestructive testing methods, has been carried out on the pipeline using X-rays to detect internal flaws, defects, or damage in the welds. Radiography tests are performed by using radiation from a controlled source to penetrate the test items. As the radiation passes through the pipeline weld, a portion of it is absorbed by the molecular structure of the material. The amount of radiation absorbed depends on the density and composition of the material. As any cracks, fissures, and pockets in the material have different densities, they will be characterized by different exposure values as more or less radiation penetrates at those points during exposure. Nondestructive testing is instrumental in detecting weld defects that lead to product leakage from the pipeline once operational | Pending as of April 1, 2023 | 2023-01-24 10:33 | 3265280 | 100
25041 | T1 | ENERGY TRANSFER GC NGL PIPELINES LP | ENERGY TRANSFER GC NGL KINNEY COUNTY PIPELINE SEGMENTS | ENERGY TRANSFER GC NGL KINNEY COUNTY PIPELINE SEGMENTS | Kinney County | TX | 78832 | KINNEY | CN604265710 | RN111637104 | During Pipeline operations, there is potential for product to exit from Pipeline ruptures or leaks due to pipeline damage or defects. Leaked product is non recoverable and can pollute water and land. A way to prevent this is to limit the overall volume of product that might escape from the Pipeline. Automatic Shut Off Valves are installed at intervals along the Pipeline to reduce or prevent any such negative impacts to the environment caused by a product release. An Automatic Shutoff Valve is a block valve equipped with an electric, pneumatic, or natural gas powered actuator capable of closing the valve automatically when a change in pressure or flow rate exceeds a specified limit. Sensors provide data to show when a change has occurred. Isolating the damaged pipeline segment by quickly closing upstream and downstream block valves is an effective method for mitigating the consequences of product fugitives release, thus reducing risk of environmental damage. | Pending as of April 1, 2023 | 2023-01-24 10:33 | 448976 | 100
25042 | T1 | ENERGY TRANSFER GC NGL PIPELINES LP | ENERGY TRANSFER GC NGL KINNEY COUNTY PIPELINE SEGMENTS | ENERGY TRANSFER GC NGL KINNEY COUNTY PIPELINE SEGMENTS | Kinney County | TX | 78832 | KINNEY | CN604265710 | RN111637104 | Required runoff controls are essential to prevent polluted runoff from reaching surface waters of the State of Texas. As soon as construction begins, erosion controls are established and maintained throughout construction and operation of the pipeline. Slope breakers are placed to reduce runoff and divert water off the construction right-of-way. Silt fences are slope breakers that consist of fabrics on supporting posts. Sediment barriers stop the flow of sediments and prevent the deposition of sediments into sensitive resources. Silt fences are used as sediment barriers, along with staked hay or straw bales. Matting is applied for soil stabilization purposes. Erosion during and after construction can contribute large amounts of sediment and silt to runoff waters, which can deteriorate water quality and lead to ecological concerns. Environmental controls, silt fence structures, diking, formations, bales, etc. in the form of perimeter barriers for sediment and runoff control at the disturbed area prevent storm water runoff from moving offsite and contaminating surface waters of the State of Texas. | Pending as of April 1, 2023 | 2023-01-24 10:33 | 4081600 | 100
25043 | T1 | ENERGY TRANSFER GC NGL PIPELINES LP | ENERGY TRANSFER GC NGL JOHNSON COUNTY PIPELINE SEGMENTS | ENERGY TRANSFER GC NGL JOHNSON COUNTY PIPELINE SEGMENTS | Johnson County | TX | 76044 | JOHNSON | CN604265710 | RN111637120 | Leaked product can contribute to the pollution of waters and lands of the State of Texas. Nondestructive Testing Expenditures during pipeline construction, weld inspections and testing must be conducted as a form of leak detection and prevention. Radiography, one of the most widely used nondestructive testing methods, has been carried out on the pipeline using X-rays to detect internal flaws, defects, or damage in the welds. Radiography tests are performed by using radiation from a controlled source to penetrate the test items. As the radiation passes through the pipeline weld, a portion of it is absorbed by the molecular structure of the material. The amount of radiation absorbed depends on the density and composition of the material. As any cracks, fissures, and pockets in the material have different densities, they will be characterized by different exposure values as more or less radiation penetrates at those points during exposure. Nondestructive testing is instrumental in detecting weld defects that lead to product leakage from the pipeline once operational | Pending as of April 1, 2023 | 2023-01-24 10:33 | 731520 | 100
25044 | T1 | ENERGY TRANSFER GC NGL PIPELINES LP | ENERGY TRANSFER GC NGL JOHNSON COUNTY PIPELINE SEGMENTS | ENERGY TRANSFER GC NGL JOHNSON COUNTY PIPELINE SEGMENTS | Johnson County | TX | 76044 | JOHNSON | CN604265710 | RN111637120 | During Pipeline operations, there is potential for product to exit from Pipeline ruptures or leaks due to pipeline damage or defects. Leaked product is non recoverable and can pollute water and land. A way to prevent this is to limit the overall volume of product that might escape from the Pipeline. Automatic Shut Off Valves are installed at intervals along the Pipeline to reduce or prevent any such negative impacts to the environment caused by a product release. An Automatic Shutoff Valve is a block valve equipped with an electric, pneumatic, or natural gas powered actuator capable of closing the valve automatically when a change in pressure or flow rate exceeds a specified limit. Sensors provide data to show when a change has occurred. Isolating the damaged pipeline segment by quickly closing upstream and downstream block valves is an effective method for mitigating the consequences of product fugitives release, thus reducing risk of environmental damage. | Pending as of April 1, 2023 | 2023-01-24 10:36 | 100584 | 100
25045 | T1 | ENERGY TRANSFER GC NGL PIPELINES LP | ENERGY TRANSFER GC NGL JOHNSON COUNTY PIPELINE SEGMENTS | ENERGY TRANSFER GC NGL JOHNSON COUNTY PIPELINE SEGMENTS | Johnson County | TX | 76044 | JOHNSON | CN604265710 | RN111637120 | Required runoff controls are essential to prevent polluted runoff from reaching surface waters of the State of Texas. As soon as construction begins, erosion controls are established and maintained throughout construction and operation of the pipeline. Slope breakers are placed to reduce runoff and divert water off the construction right-of-way. Silt fences are slope breakers that consist of fabrics on supporting posts. Sediment barriers stop the flow of sediments and prevent the deposition of sediments into sensitive resources. Silt fences are used as sediment barriers, along with staked hay or straw bales. Matting is applied for soil stabilization purposes. Erosion during and after construction can contribute large amounts of sediment and silt to runoff waters, which can deteriorate water quality and lead to ecological concerns. Environmental controls, silt fence structures, diking, formations, bales, etc. in the form of perimeter barriers for sediment and runoff control at the disturbed area prevent storm water runoff from moving offsite and contaminating surface waters of the State of Texas. | Pending as of April 1, 2023 | 2023-01-24 10:37 | 914400 | 100
25046 | T1 | ENERGY TRANSFER GC NGL PIPELINES LP | ENERGY TRANSFER GC NGL JACKSON COUNTY PIPELINE SEGMENTS | ENERGY TRANSFER GC NGL JACKSON COUNTY PIPELINE SEGMENTS, EDNA, TX 77957 | Jackson County | TX | 77957 | JACKSON | CN604265710 | RN111637138 | Leaked product can contribute to the pollution of waters and lands of the State of Texas. Nondestructive Testing Expenditures during pipeline construction, weld inspections and testing must be conducted as a form of leak detection and prevention. Radiography, one of the most widely used nondestructive testing methods, has been carried out on the pipeline using X-rays to detect internal flaws, defects, or damage in the welds. Radiography tests are performed by using radiation from a controlled source to penetrate the test items. As the radiation passes through the pipeline weld, a portion of it is absorbed by the molecular structure of the material. The amount of radiation absorbed depends on the density and composition of the material. As any cracks, fissures, and pockets in the material have different densities, they will be characterized by different exposure values as more or less radiation penetrates at those points during exposure. Nondestructive testing is instrumental in detecting weld defects that lead to product leakage from the pipeline once operational | Pending as of April 1, 2023 | 2023-01-24 10:37 | 1264000 | 100
25047 | T1 | ENERGY TRANSFER GC NGL PIPELINES LP | ENERGY TRANSFER GC NGL JACKSON COUNTY PIPELINE SEGMENTS | ENERGY TRANSFER GC NGL JACKSON COUNTY PIPELINE SEGMENTS, EDNA, TX 77957 | Jackson County | TX | 77957 | JACKSON | CN604265710 | RN111637138 | During Pipeline operations, there is potential for product to exit from Pipeline ruptures or leaks due to pipeline damage or defects. Leaked product is non recoverable and can pollute water and land. A way to prevent this is to limit the overall volume of product that might escape from the Pipeline. Automatic Shut Off Valves are installed at intervals along the Pipeline to reduce or prevent any such negative impacts to the environment caused by a product release. An Automatic Shutoff Valve is a block valve equipped with an electric, pneumatic, or natural gas powered actuator capable of closing the valve automatically when a change in pressure or flow rate exceeds a specified limit. Sensors provide data to show when a change has occurred. Isolating the damaged pipeline segment by quickly closing upstream and downstream block valves is an effective method for mitigating the consequences of product fugitives release, thus reducing risk of environmental damage. | Pending as of April 1, 2023 | 2023-01-24 10:37 | 173800 | 100
25048 | T1 | ENERGY TRANSFER GC NGL PIPELINES LP | ENERGY TRANSFER GC NGL JACKSON COUNTY PIPELINE SEGMENTS | ENERGY TRANSFER GC NGL JACKSON COUNTY PIPELINE SEGMENTS, EDNA, TX 77957 | Jackson County | TX | 77957 | JACKSON | CN604265710 | RN111637138 | Required runoff controls are essential to prevent polluted runoff from reaching surface waters of the State of Texas. As soon as construction begins, erosion controls are established and maintained throughout construction and operation of the pipeline. Slope breakers are placed to reduce runoff and divert water off the construction right-of-way. Silt fences are slope breakers that consist of fabrics on supporting posts. Sediment barriers stop the flow of sediments and prevent the deposition of sediments into sensitive resources. Silt fences are used as sediment barriers, along with staked hay or straw bales. Matting is applied for soil stabilization purposes. Erosion during and after construction can contribute large amounts of sediment and silt to runoff waters, which can deteriorate water quality and lead to ecological concerns. Environmental controls, silt fence structures, diking, formations, bales, etc. in the form of perimeter barriers for sediment and runoff control at the disturbed area prevent storm water runoff from moving offsite and contaminating surface waters of the State of Texas. | Pending as of April 1, 2023 | 2023-01-24 10:37 | 1580000 | 100
25049 | T1 | ENERGY TRANSFER GC NGL PIPELINES LP | ENERGY TRANSFER GC NGL HOWARD COUNTY PIPELINE SEGMENTS | ENERGY TRANSFER GC NGL HOWARD COUNTY PIPELINE SEGMENTS, BIG SPRING, TX 79721 | Howard County | TX | 79721 | HOWARD | CN604265710 | RN111637146 | Leaked product can contribute to the pollution of waters and lands of the State of Texas. Nondestructive Testing Expenditures during pipeline construction, weld inspections and testing must be conducted as a form of leak detection and prevention. Radiography, one of the most widely used nondestructive testing methods, has been carried out on the pipeline using X-rays to detect internal flaws, defects, or damage in the welds. Radiography tests are performed by using radiation from a controlled source to penetrate the test items. As the radiation passes through the pipeline weld, a portion of it is absorbed by the molecular structure of the material. The amount of radiation absorbed depends on the density and composition of the material. As any cracks, fissures, and pockets in the material have different densities, they will be characterized by different exposure values as more or less radiation penetrates at those points during exposure. Nondestructive testing is instrumental in detecting weld defects that lead to product leakage from the pipeline once operational | Pending as of April 1, 2023 | 2023-01-24 10:37 | 6221088 | 100
25050 | T1 | ENERGY TRANSFER GC NGL PIPELINES LP | ENERGY TRANSFER GC NGL HOWARD COUNTY PIPELINE SEGMENTS | ENERGY TRANSFER GC NGL HOWARD COUNTY PIPELINE SEGMENTS, BIG SPRING, TX 79721 | Howard County | TX | 79721 | HOWARD | CN604265710 | RN111637146 | During Pipeline operations, there is potential for product to exit from Pipeline ruptures or leaks due to pipeline damage or defects. Leaked product is non recoverable and can pollute water and land. A way to prevent this is to limit the overall volume of product that might escape from the Pipeline. Automatic Shut Off Valves are installed at intervals along the Pipeline to reduce or prevent any such negative impacts to the environment caused by a product release. An Automatic Shutoff Valve is a block valve equipped with an electric, pneumatic, or natural gas powered actuator capable of closing the valve automatically when a change in pressure or flow rate exceeds a specified limit. Sensors provide data to show when a change has occurred. Isolating the damaged pipeline segment by quickly closing upstream and downstream block valves is an effective method for mitigating the consequences of product fugitives release, thus reducing risk of environmental damage. | Pending as of April 1, 2023 | 2023-01-24 10:38 | 855399 | 100
25051 | T1 | ENERGY TRANSFER GC NGL PIPELINES LP | ENERGY TRANSFER GC NGL HOWARD COUNTY PIPELINE SEGMENTS | ENERGY TRANSFER GC NGL HOWARD COUNTY PIPELINE SEGMENTS, BIG SPRING, TX 79721 | Howard County | TX | 79721 | HOWARD | CN604265710 | RN111637146 | Required runoff controls are essential to prevent polluted runoff from reaching surface waters of the State of Texas. As soon as construction begins, erosion controls are established and maintained throughout construction and operation of the pipeline. Slope breakers are placed to reduce runoff and divert water off the construction right-of-way. Silt fences are slope breakers that consist of fabrics on supporting posts. Sediment barriers stop the flow of sediments and prevent the deposition of sediments into sensitive resources. Silt fences are used as sediment barriers, along with staked hay or straw bales. Matting is applied for soil stabilization purposes. Erosion during and after construction can contribute large amounts of sediment and silt to runoff waters, which can deteriorate water quality and lead to ecological concerns. Environmental controls, silt fence structures, diking, formations, bales, etc. in the form of perimeter barriers for sediment and runoff control at the disturbed area prevent storm water runoff from moving offsite and contaminating surface waters of the State of Texas. | Pending as of April 1, 2023 | 2023-01-24 10:38 | 7776360 | 100
25052 | T1 | ENERGY TRANSFER GC NGL PIPELINES LP | ENERGY TRANSFER GC NGL HOUSTON COUNTY PIPELINE SEGMENTS | ENERGY TRANSFER GC NGL HOUSTON COUNTY PIPELINE SEGMENTS, CROCKETT, TX 75835 | Houston County | TX | 75835 | HOUSTON | CN604265710 | RN111637153 | Leaked product can contribute to the pollution of waters and lands of the State of Texas. Nondestructive Testing Expenditures during pipeline construction, weld inspections and testing must be conducted as a form of leak detection and prevention. Radiography, one of the most widely used nondestructive testing methods, has been carried out on the pipeline using X-rays to detect internal flaws, defects, or damage in the welds. Radiography tests are performed by using radiation from a controlled source to penetrate the test items. As the radiation passes through the pipeline weld, a portion of it is absorbed by the molecular structure of the material. The amount of radiation absorbed depends on the density and composition of the material. As any cracks, fissures, and pockets in the material have different densities, they will be characterized by different exposure values as more or less radiation penetrates at those points during exposure. Nondestructive testing is instrumental in detecting weld defects that lead to product leakage from the pipeline once operational | Pending as of April 1, 2023 | 2023-01-24 10:38 | 5019800 | 100
25053 | T1 | ENERGY TRANSFER GC NGL PIPELINES LP | ENERGY TRANSFER GC NGL HOUSTON COUNTY PIPELINE SEGMENTS | ENERGY TRANSFER GC NGL HOUSTON COUNTY PIPELINE SEGMENTS, CROCKETT, TX 75835 | Houston County | TX | 75835 | HOUSTON | CN604265710 | RN111637153 | During Pipeline operations, there is potential for product to exit from Pipeline ruptures or leaks due to pipeline damage or defects. Leaked product is non recoverable and can pollute water and land. A way to prevent this is to limit the overall volume of product that might escape from the Pipeline. Automatic Shut Off Valves are installed at intervals along the Pipeline to reduce or prevent any such negative impacts to the environment caused by a product release. An Automatic Shutoff Valve is a block valve equipped with an electric, pneumatic, or natural gas powered actuator capable of closing the valve automatically when a change in pressure or flow rate exceeds a specified limit. Sensors provide data to show when a change has occurred. Isolating the damaged pipeline segment by quickly closing upstream and downstream block valves is an effective method for mitigating the consequences of product fugitives release, thus reducing risk of environmental damage. | Pending as of April 1, 2023 | 2023-01-24 10:38 | 690222 | 100
25054 | T1 | ENERGY TRANSFER GC NGL PIPELINES LP | ENERGY TRANSFER GC NGL HOUSTON COUNTY PIPELINE SEGMENTS | ENERGY TRANSFER GC NGL HOUSTON COUNTY PIPELINE SEGMENTS, CROCKETT, TX 75835 | Houston County | TX | 75835 | HOUSTON | CN604265710 | RN111637153 | Required runoff controls are essential to prevent polluted runoff from reaching surface waters of the State of Texas. As soon as construction begins, erosion controls are established and maintained throughout construction and operation of the pipeline. Slope breakers are placed to reduce runoff and divert water off the construction right-of-way. Silt fences are slope breakers that consist of fabrics on supporting posts. Sediment barriers stop the flow of sediments and prevent the deposition of sediments into sensitive resources. Silt fences are used as sediment barriers, along with staked hay or straw bales. Matting is applied for soil stabilization purposes. Erosion during and after construction can contribute large amounts of sediment and silt to runoff waters, which can deteriorate water quality and lead to ecological concerns. Environmental controls, silt fence structures, diking, formations, bales, etc. in the form of perimeter barriers for sediment and runoff control at the disturbed area prevent storm water runoff from moving offsite and contaminating surface waters of the State of Texas. | Pending as of April 1, 2023 | 2023-01-24 10:42 | 6274750 | 100
25055 | T1 | ENERGY TRANSFER GC NGL PIPELINES LP | ENERGY TRANSFER GC NGL HILL COUNTY PIPELINE SEGMENTS | ENERGY TRANSFER GC NGL HILL COUNTY PIPELINE SEGMENTS, HILLSBORO, TX 76645 | Hill County | TX | 76645 | HILL | CN604265710 | RN111637161 | Leaked product can contribute to the pollution of waters and lands of the State of Texas. Nondestructive Testing Expenditures during pipeline construction, weld inspections and testing must be conducted as a form of leak detection and prevention. Radiography, one of the most widely used nondestructive testing methods, has been carried out on the pipeline using X-rays to detect internal flaws, defects, or damage in the welds. Radiography tests are performed by using radiation from a controlled source to penetrate the test items. As the radiation passes through the pipeline weld, a portion of it is absorbed by the molecular structure of the material. The amount of radiation absorbed depends on the density and composition of the material. As any cracks, fissures, and pockets in the material have different densities, they will be characterized by different exposure values as more or less radiation penetrates at those points during exposure. Nondestructive testing is instrumental in detecting weld defects that lead to product leakage from the pipeline once operational | Pending as of April 1, 2023 | 2023-01-24 10:42 | 5790120 | 100
25056 | T1 | ENERGY TRANSFER GC NGL PIPELINES LP | ENERGY TRANSFER GC NGL HILL COUNTY PIPELINE SEGMENTS | ENERGY TRANSFER GC NGL HILL COUNTY PIPELINE SEGMENTS, HILLSBORO, TX 76645 | Hill County | TX | 76645 | HILL | CN604265710 | RN111637161 | During Pipeline operations, there is potential for product to exit from Pipeline ruptures or leaks due to pipeline damage or defects. Leaked product is non recoverable and can pollute water and land. A way to prevent this is to limit the overall volume of product that might escape from the Pipeline. Automatic Shut Off Valves are installed at intervals along the Pipeline to reduce or prevent any such negative impacts to the environment caused by a product release. An Automatic Shutoff Valve is a block valve equipped with an electric, pneumatic, or natural gas powered actuator capable of closing the valve automatically when a change in pressure or flow rate exceeds a specified limit. Sensors provide data to show when a change has occurred. Isolating the damaged pipeline segment by quickly closing upstream and downstream block valves is an effective method for mitigating the consequences of product fugitives release, thus reducing risk of environmental damage. | Pending as of April 1, 2023 | 2023-01-24 10:42 | 796141 | 100
25057 | T1 | ENERGY TRANSFER GC NGL PIPELINES LP | ENERGY TRANSFER GC NGL HILL COUNTY PIPELINE SEGMENTS | ENERGY TRANSFER GC NGL HILL COUNTY PIPELINE SEGMENTS, HILLSBORO, TX 76645 | Hill County | TX | 76645 | HILL | CN604265710 | RN111637161 | Required runoff controls are essential to prevent polluted runoff from reaching surface waters of the State of Texas. As soon as construction begins, erosion controls are established and maintained throughout construction and operation of the pipeline. Slope breakers are placed to reduce runoff and divert water off the construction right-of-way. Silt fences are slope breakers that consist of fabrics on supporting posts. Sediment barriers stop the flow of sediments and prevent the deposition of sediments into sensitive resources. Silt fences are used as sediment barriers, along with staked hay or straw bales. Matting is applied for soil stabilization purposes. Erosion during and after construction can contribute large amounts of sediment and silt to runoff waters, which can deteriorate water quality and lead to ecological concerns. Environmental controls, silt fence structures, diking, formations, bales, etc. in the form of perimeter barriers for sediment and runoff control at the disturbed area prevent storm water runoff from moving offsite and contaminating surface waters of the State of Texas. | Pending as of April 1, 2023 | 2023-01-24 10:42 | 7237650 | 100
25058 | T1 | ENERGY TRANSFER GC NGL PIPELINES LP | ENERGY TRANSFER GC NGL GLASSCOCK COUNTY PIPELINE SEGMENTS | ENERGY TRANSFER GC NGL GLASSCOCK COUNTY PIPELINE SEGMENTS, GARDEN CITY, TX 79739 | Glasscock County | TX | 79739 | GLASSCOCK | CN604265710 | RN111637179 | Leaked product can contribute to the pollution of waters and lands of the State of Texas. Nondestructive Testing Expenditures during pipeline construction, weld inspections and testing must be conducted as a form of leak detection and prevention. Radiography, one of the most widely used nondestructive testing methods, has been carried out on the pipeline using X-rays to detect internal flaws, defects, or damage in the welds. Radiography tests are performed by using radiation from a controlled source to penetrate the test items. As the radiation passes through the pipeline weld, a portion of it is absorbed by the molecular structure of the material. The amount of radiation absorbed depends on the density and composition of the material. As any cracks, fissures, and pockets in the material have different densities, they will be characterized by different exposure values as more or less radiation penetrates at those points during exposure. Nondestructive testing is instrumental in detecting weld defects that lead to product leakage from the pipeline once operational | Pending as of April 1, 2023 | 2023-01-24 10:42 | 159040 | 100
25059 | T1 | ENERGY TRANSFER GC NGL PIPELINES LP | ENERGY TRANSFER GC NGL GLASSCOCK COUNTY PIPELINE SEGMENTS | ENERGY TRANSFER GC NGL GLASSCOCK COUNTY PIPELINE SEGMENTS, GARDEN CITY, TX 79739 | Glasscock County | TX | 79739 | GLASSCOCK | CN604265710 | RN111637179 | During Pipeline operations, there is potential for product to exit from Pipeline ruptures or leaks due to pipeline damage or defects. Leaked product is non recoverable and can pollute water and land. A way to prevent this is to limit the overall volume of product that might escape from the Pipeline. Automatic Shut Off Valves are installed at intervals along the Pipeline to reduce or prevent any such negative impacts to the environment caused by a product release. An Automatic Shutoff Valve is a block valve equipped with an electric, pneumatic, or natural gas powered actuator capable of closing the valve automatically when a change in pressure or flow rate exceeds a specified limit. Sensors provide data to show when a change has occurred. Isolating the damaged pipeline segment by quickly closing upstream and downstream block valves is an effective method for mitigating the consequences of product fugitives release, thus reducing risk of environmental damage. | Pending as of April 1, 2023 | 2023-01-24 10:43 | 21868 | 100
25060 | T1 | ENERGY TRANSFER GC NGL PIPELINES LP | ENERGY TRANSFER GC NGL GLASSCOCK COUNTY PIPELINE SEGMENTS | ENERGY TRANSFER GC NGL GLASSCOCK COUNTY PIPELINE SEGMENTS, GARDEN CITY, TX 79739 | Glasscock County | TX | 79739 | GLASSCOCK | CN604265710 | RN111637179 | Required runoff controls are essential to prevent polluted runoff from reaching surface waters of the State of Texas. As soon as construction begins, erosion controls are established and maintained throughout construction and operation of the pipeline. Slope breakers are placed to reduce runoff and divert water off the construction right-of-way. Silt fences are slope breakers that consist of fabrics on supporting posts. Sediment barriers stop the flow of sediments and prevent the deposition of sediments into sensitive resources. Silt fences are used as sediment barriers, along with staked hay or straw bales. Matting is applied for soil stabilization purposes. Erosion during and after construction can contribute large amounts of sediment and silt to runoff waters, which can deteriorate water quality and lead to ecological concerns. Environmental controls, silt fence structures, diking, formations, bales, etc. in the form of perimeter barriers for sediment and runoff control at the disturbed area prevent storm water runoff from moving offsite and contaminating surface waters of the State of Texas. | Pending as of April 1, 2023 | 2023-01-24 10:43 | 198800 | 100
25061 | T1 | ENERGY TRANSFER GC NGL PIPELINES LP | ENERGY TRANSFER GC NGL FRIO COUNTY PIPELINE SEGMENTS | ENERGY TRANSFER GC NGL FRIO COUNTY PIPELINE SEGMENTS, PEARSALL, TX 78061 | Frio County | TX | 78061 | FRIO | CN604265710 | RN111637187 | Leaked product can contribute to the pollution of waters and lands of the State of Texas. Nondestructive Testing Expenditures during pipeline construction, weld inspections and testing must be conducted as a form of leak detection and prevention. Radiography, one of the most widely used nondestructive testing methods, has been carried out on the pipeline using X-rays to detect internal flaws, defects, or damage in the welds. Radiography tests are performed by using radiation from a controlled source to penetrate the test items. As the radiation passes through the pipeline weld, a portion of it is absorbed by the molecular structure of the material. The amount of radiation absorbed depends on the density and composition of the material. As any cracks, fissures, and pockets in the material have different densities, they will be characterized by different exposure values as more or less radiation penetrates at those points during exposure. Nondestructive testing is instrumental in detecting weld defects that lead to product leakage from the pipeline once operational | Pending as of April 1, 2023 | 2023-01-24 10:43 | 2543360 | 100
25062 | T1 | ENERGY TRANSFER GC NGL PIPELINES LP | ENERGY TRANSFER GC NGL FRIO COUNTY PIPELINE SEGMENTS | ENERGY TRANSFER GC NGL FRIO COUNTY PIPELINE SEGMENTS, PEARSALL, TX 78061 | Frio County | TX | 78061 | FRIO | CN604265710 | RN111637187 | During Pipeline operations, there is potential for product to exit from Pipeline ruptures or leaks due to pipeline damage or defects. Leaked product is non recoverable and can pollute water and land. A way to prevent this is to limit the overall volume of product that might escape from the Pipeline. Automatic Shut Off Valves are installed at intervals along the Pipeline to reduce or prevent any such negative impacts to the environment caused by a product release. An Automatic Shutoff Valve is a block valve equipped with an electric, pneumatic, or natural gas powered actuator capable of closing the valve automatically when a change in pressure or flow rate exceeds a specified limit. Sensors provide data to show when a change has occurred. Isolating the damaged pipeline segment by quickly closing upstream and downstream block valves is an effective method for mitigating the consequences of product fugitives release, thus reducing risk of environmental damage. | Pending as of April 1, 2023 | 2023-01-24 10:43 | 349712 | 100
25063 | T1 | ENERGY TRANSFER GC NGL PIPELINES LP | ENERGY TRANSFER GC NGL FRIO COUNTY PIPELINE SEGMENTS | ENERGY TRANSFER GC NGL FRIO COUNTY PIPELINE SEGMENTS, PEARSALL, TX 78061 | Frio County | TX | 78061 | FRIO | CN604265710 | RN111637187 | Required runoff controls are essential to prevent polluted runoff from reaching surface waters of the State of Texas. As soon as construction begins, erosion controls are established and maintained throughout construction and operation of the pipeline. Slope breakers are placed to reduce runoff and divert water off the construction right-of-way. Silt fences are slope breakers that consist of fabrics on supporting posts. Sediment barriers stop the flow of sediments and prevent the deposition of sediments into sensitive resources. Silt fences are used as sediment barriers, along with staked hay or straw bales. Matting is applied for soil stabilization purposes. Erosion during and after construction can contribute large amounts of sediment and silt to runoff waters, which can deteriorate water quality and lead to ecological concerns. Environmental controls, silt fence structures, diking, formations, bales, etc. in the form of perimeter barriers for sediment and runoff control at the disturbed area prevent storm water runoff from moving offsite and contaminating surface waters of the State of Texas. | Pending as of April 1, 2023 | 2023-01-24 10:43 | 3179200 | 100
25064 | T1 | ENERGY TRANSFER GC NGL PIPELINES LP | ENERGY TRANSFER GC NGL FREESTONE COUNTY PIPELINE SEGMENTS | ENERGY TRANSFER GC NGL FREESTONE COUNTY PIPELINE SEGMENTS, FAIRFIELD, TX 75840 | Freestone County | TX | 75840 | FREESTONE | CN604265710 | RN111637195 | Leaked product can contribute to the pollution of waters and lands of the State of Texas. Nondestructive Testing Expenditures during pipeline construction, weld inspections and testing must be conducted as a form of leak detection and prevention. Radiography, one of the most widely used nondestructive testing methods, has been carried out on the pipeline using X-rays to detect internal flaws, defects, or damage in the welds. Radiography tests are performed by using radiation from a controlled source to penetrate the test items. As the radiation passes through the pipeline weld, a portion of it is absorbed by the molecular structure of the material. The amount of radiation absorbed depends on the density and composition of the material. As any cracks, fissures, and pockets in the material have different densities, they will be characterized by different exposure values as more or less radiation penetrates at those points during exposure. Nondestructive testing is instrumental in detecting weld defects that lead to product leakage from the pipeline once operational | Pending as of April 1, 2023 | 2023-01-24 10:47 | 5339640 | 100
25065 | T1 | ENERGY TRANSFER GC NGL PIPELINES LP | ENERGY TRANSFER GC NGL FREESTONE COUNTY PIPELINE SEGMENTS | ENERGY TRANSFER GC NGL FREESTONE COUNTY PIPELINE SEGMENTS, FAIRFIELD, TX 75840 | Freestone County | TX | 75840 | FREESTONE | CN604265710 | RN111637195 | During Pipeline operations, there is potential for product to exit from Pipeline ruptures or leaks due to pipeline damage or defects. Leaked product is non recoverable and can pollute water and land. A way to prevent this is to limit the overall volume of product that might escape from the Pipeline. Automatic Shut Off Valves are installed at intervals along the Pipeline to reduce or prevent any such negative impacts to the environment caused by a product release. An Automatic Shutoff Valve is a block valve equipped with an electric, pneumatic, or natural gas powered actuator capable of closing the valve automatically when a change in pressure or flow rate exceeds a specified limit. Sensors provide data to show when a change has occurred. Isolating the damaged pipeline segment by quickly closing upstream and downstream block valves is an effective method for mitigating the consequences of product fugitives release, thus reducing risk of environmental damage. | Pending as of April 1, 2023 | 2023-01-24 10:47 | 734200 | 100
25066 | T1 | ENERGY TRANSFER GC NGL PIPELINES LP | ENERGY TRANSFER GC NGL FREESTONE COUNTY PIPELINE SEGMENTS | ENERGY TRANSFER GC NGL FREESTONE COUNTY PIPELINE SEGMENTS, FAIRFIELD, TX 75840 | Freestone County | TX | 75840 | FREESTONE | CN604265710 | RN111637195 | Required runoff controls are essential to prevent polluted runoff from reaching surface waters of the State of Texas. As soon as construction begins, erosion controls are established and maintained throughout construction and operation of the pipeline. Slope breakers are placed to reduce runoff and divert water off the construction right-of-way. Silt fences are slope breakers that consist of fabrics on supporting posts. Sediment barriers stop the flow of sediments and prevent the deposition of sediments into sensitive resources. Silt fences are used as sediment barriers, along with staked hay or straw bales. Matting is applied for soil stabilization purposes. Erosion during and after construction can contribute large amounts of sediment and silt to runoff waters, which can deteriorate water quality and lead to ecological concerns. Environmental controls, silt fence structures, diking, formations, bales, etc. in the form of perimeter barriers for sediment and runoff control at the disturbed area prevent storm water runoff from moving offsite and contaminating surface waters of the State of Texas. | Pending as of April 1, 2023 | 2023-01-24 10:47 | 6674550 | 100
25067 | T1 | ENERGY TRANSFER GC NGL PIPELINES LP | ENERGY TRANSFER GC NGL ERATH COUNTY PIPELINE SEGMENTS | ENERGY TRANSFER GC NGL ERATH COUNTY PIPELINE SEGMENTS, STEPHENVILLE, TX 76401 | Erath County | TX | 76401 | ERATH | CN604265710 | RN111637203 | Leaked product can contribute to the pollution of waters and lands of the State of Texas. Nondestructive Testing Expenditures during pipeline construction, weld inspections and testing must be conducted as a form of leak detection and prevention. Radiography, one of the most widely used nondestructive testing methods, has been carried out on the pipeline using X-rays to detect internal flaws, defects, or damage in the welds. Radiography tests are performed by using radiation from a controlled source to penetrate the test items. As the radiation passes through the pipeline weld, a portion of it is absorbed by the molecular structure of the material. The amount of radiation absorbed depends on the density and composition of the material. As any cracks, fissures, and pockets in the material have different densities, they will be characterized by different exposure values as more or less radiation penetrates at those points during exposure. Nondestructive testing is instrumental in detecting weld defects that lead to product leakage from the pipeline once operational | Pending as of April 1, 2023 | 2023-01-24 10:48 | 6602400 | 100
25068 | T1 | ENERGY TRANSFER GC NGL PIPELINES LP | ENERGY TRANSFER GC NGL ERATH COUNTY PIPELINE SEGMENTS | ENERGY TRANSFER GC NGL ERATH COUNTY PIPELINE SEGMENTS, STEPHENVILLE, TX 76401 | Erath County | TX | 76401 | ERATH | CN604265710 | RN111637203 | During Pipeline operations, there is potential for product to exit from Pipeline ruptures or leaks due to pipeline damage or defects. Leaked product is non recoverable and can pollute water and land. A way to prevent this is to limit the overall volume of product that might escape from the Pipeline. Automatic Shut Off Valves are installed at intervals along the Pipeline to reduce or prevent any such negative impacts to the environment caused by a product release. An Automatic Shutoff Valve is a block valve equipped with an electric, pneumatic, or natural gas powered actuator capable of closing the valve automatically when a change in pressure or flow rate exceeds a specified limit. Sensors provide data to show when a change has occurred. Isolating the damaged pipeline segment by quickly closing upstream and downstream block valves is an effective method for mitigating the consequences of product fugitives release, thus reducing risk of environmental damage. | Pending as of April 1, 2023 | 2023-01-24 10:48 | 907830 | 100
25069 | T1 | ENERGY TRANSFER GC NGL PIPELINES LP | ENERGY TRANSFER GC NGL ERATH COUNTY PIPELINE SEGMENTS | ENERGY TRANSFER GC NGL ERATH COUNTY PIPELINE SEGMENTS, STEPHENVILLE, TX 76401 | Erath County | TX | 76401 | ERATH | CN604265710 | RN111637203 | Required runoff controls are essential to prevent polluted runoff from reaching surface waters of the State of Texas. As soon as construction begins, erosion controls are established and maintained throughout construction and operation of the pipeline. Slope breakers are placed to reduce runoff and divert water off the construction right-of-way. Silt fences are slope breakers that consist of fabrics on supporting posts. Sediment barriers stop the flow of sediments and prevent the deposition of sediments into sensitive resources. Silt fences are used as sediment barriers, along with staked hay or straw bales. Matting is applied for soil stabilization purposes. Erosion during and after construction can contribute large amounts of sediment and silt to runoff waters, which can deteriorate water quality and lead to ecological concerns. Environmental controls, silt fence structures, diking, formations, bales, etc. in the form of perimeter barriers for sediment and runoff control at the disturbed area prevent storm water runoff from moving offsite and contaminating surface waters of the State of Texas. | Pending as of April 1, 2023 | 2023-01-24 10:48 | 8253000 | 100
25070 | T1 | ENERGY TRANSFER GC NGL PIPELINES LP | ENERGY TRANSFER GC NGL ECTOR COUNTY PIPELINE SEGMENTS | ENERGY TRANSFER GC NGL ECTOR COUNTY PIPELINE SEGMENTS, GOLDSMITH, TX 79741 | Ector County | TX | 79741 | ECTOR | CN604265710 | RN111637211 | Leaked product can contribute to the pollution of waters and lands of the State of Texas. Nondestructive Testing Expenditures during pipeline construction, weld inspections and testing must be conducted as a form of leak detection and prevention. Radiography, one of the most widely used nondestructive testing methods, has been carried out on the pipeline using X-rays to detect internal flaws, defects, or damage in the welds. Radiography tests are performed by using radiation from a controlled source to penetrate the test items. As the radiation passes through the pipeline weld, a portion of it is absorbed by the molecular structure of the material. The amount of radiation absorbed depends on the density and composition of the material. As any cracks, fissures, and pockets in the material have different densities, they will be characterized by different exposure values as more or less radiation penetrates at those points during exposure. Nondestructive testing is instrumental in detecting weld defects that lead to product leakage from the pipeline once operational | Pending as of April 1, 2023 | 2023-01-24 10:48 | 6042624 | 100
25071 | T1 | ENERGY TRANSFER GC NGL PIPELINES LP | ENERGY TRANSFER GC NGL ECTOR COUNTY PIPELINE SEGMENTS | ENERGY TRANSFER GC NGL ECTOR COUNTY PIPELINE SEGMENTS, GOLDSMITH, TX 79741 | Ector County | TX | 79741 | ECTOR | CN604265710 | RN111637211 | During Pipeline operations, there is potential for product to exit from Pipeline ruptures or leaks due to pipeline damage or defects. Leaked product is non recoverable and can pollute water and land. A way to prevent this is to limit the overall volume of product that might escape from the Pipeline. Automatic Shut Off Valves are installed at intervals along the Pipeline to reduce or prevent any such negative impacts to the environment caused by a product release. An Automatic Shutoff Valve is a block valve equipped with an electric, pneumatic, or natural gas powered actuator capable of closing the valve automatically when a change in pressure or flow rate exceeds a specified limit. Sensors provide data to show when a change has occurred. Isolating the damaged pipeline segment by quickly closing upstream and downstream block valves is an effective method for mitigating the consequences of product fugitives release, thus reducing risk of environmental damage. | Pending as of April 1, 2023 | 2023-01-24 10:48 | 830860 | 100
25072 | T1 | ENERGY TRANSFER GC NGL PIPELINES LP | ENERGY TRANSFER GC NGL ECTOR COUNTY PIPELINE SEGMENTS | ENERGY TRANSFER GC NGL ECTOR COUNTY PIPELINE SEGMENTS, GOLDSMITH, TX 79741 | Ector County | TX | 79741 | ECTOR | CN604265710 | RN111637211 | Required runoff controls are essential to prevent polluted runoff from reaching surface waters of the State of Texas. As soon as construction begins, erosion controls are established and maintained throughout construction and operation of the pipeline. Slope breakers are placed to reduce runoff and divert water off the construction right-of-way. Silt fences are slope breakers that consist of fabrics on supporting posts. Sediment barriers stop the flow of sediments and prevent the deposition of sediments into sensitive resources. Silt fences are used as sediment barriers, along with staked hay or straw bales. Matting is applied for soil stabilization purposes. Erosion during and after construction can contribute large amounts of sediment and silt to runoff waters, which can deteriorate water quality and lead to ecological concerns. Environmental controls, silt fence structures, diking, formations, bales, etc. in the form of perimeter barriers for sediment and runoff control at the disturbed area prevent storm water runoff from moving offsite and contaminating surface waters of the State of Texas. | Pending as of April 1, 2023 | 2023-01-24 10:49 | 7553280 | 100
25073 | T1 | ENERGY TRANSFER GC NGL PIPELINES LP | ENERGY TRANSFER GC NGL EASTLAND COUNTY PIPELINE SEGMENTS | ENERGY TRANSFER GC NGL EASTLAND COUNTY PIPELINE SEGMENT, CARBON, TX 76435 | Eastland County | TX | 76435 | EASTLAND | CN604265710 | RN111637229 | Leaked product can contribute to the pollution of waters and lands of the State of Texas. Nondestructive Testing Expenditures during pipeline construction, weld inspections and testing must be conducted as a form of leak detection and prevention. Radiography, one of the most widely used nondestructive testing methods, has been carried out on the pipeline using X-rays to detect internal flaws, defects, or damage in the welds. Radiography tests are performed by using radiation from a controlled source to penetrate the test items. As the radiation passes through the pipeline weld, a portion of it is absorbed by the molecular structure of the material. The amount of radiation absorbed depends on the density and composition of the material. As any cracks, fissures, and pockets in the material have different densities, they will be characterized by different exposure values as more or less radiation penetrates at those points during exposure. Nondestructive testing is instrumental in detecting weld defects that lead to product leakage from the pipeline once operational | Pending as of April 1, 2023 | 2023-01-24 10:49 | 5205312 | 100
25074 | T1 | ENERGY TRANSFER GC NGL PIPELINES LP | ENERGY TRANSFER GC NGL EASTLAND COUNTY PIPELINE SEGMENTS | ENERGY TRANSFER GC NGL EASTLAND COUNTY PIPELINE SEGMENT, CARBON, TX 76435 | Eastland County | TX | 76435 | EASTLAND | CN604265710 | RN111637229 | During Pipeline operations, there is potential for product to exit from Pipeline ruptures or leaks due to pipeline damage or defects. Leaked product is non recoverable and can pollute water and land. A way to prevent this is to limit the overall volume of product that might escape from the Pipeline. Automatic Shut Off Valves are installed at intervals along the Pipeline to reduce or prevent any such negative impacts to the environment caused by a product release. An Automatic Shutoff Valve is a block valve equipped with an electric, pneumatic, or natural gas powered actuator capable of closing the valve automatically when a change in pressure or flow rate exceeds a specified limit. Sensors provide data to show when a change has occurred. Isolating the damaged pipeline segment by quickly closing upstream and downstream block valves is an effective method for mitigating the consequences of product fugitives release, thus reducing risk of environmental damage. | Pending as of April 1, 2023 | 2023-01-24 10:52 | 715730 | 100
25075 | T1 | ENERGY TRANSFER GC NGL PIPELINES LP | ENERGY TRANSFER GC NGL EASTLAND COUNTY PIPELINE SEGMENTS | ENERGY TRANSFER GC NGL EASTLAND COUNTY PIPELINE SEGMENT, CARBON, TX 76435 | Eastland County | TX | 76435 | EASTLAND | CN604265710 | RN111637229 | Required runoff controls are essential to prevent polluted runoff from reaching surface waters of the State of Texas. As soon as construction begins, erosion controls are established and maintained throughout construction and operation of the pipeline. Slope breakers are placed to reduce runoff and divert water off the construction right-of-way. Silt fences are slope breakers that consist of fabrics on supporting posts. Sediment barriers stop the flow of sediments and prevent the deposition of sediments into sensitive resources. Silt fences are used as sediment barriers, along with staked hay or straw bales. Matting is applied for soil stabilization purposes. Erosion during and after construction can contribute large amounts of sediment and silt to runoff waters, which can deteriorate water quality and lead to ecological concerns. Environmental controls, silt fence structures, diking, formations, bales, etc. in the form of perimeter barriers for sediment and runoff control at the disturbed area prevent storm water runoff from moving offsite and contaminating surface waters of the State of Texas. | Pending as of April 1, 2023 | 2023-01-24 10:52 | 6506640 | 100
25076 | T1 | ENERGY TRANSFER GC NGL PIPELINES LP | ENERGY TRANSFER GC NGL DEWITT COUNTY PIPELINE SEGMENTS | ENERGY TRANSFER GC NGL DEWITT COUNTY PIPELINE SEGMENTS, CUERO, TX 77954 | Dewitt County | TX | 77954 | DEWITT | CN604265710 | RN111637237 | Leaked product can contribute to the pollution of waters and lands of the State of Texas. Nondestructive Testing Expenditures during pipeline construction, weld inspections and testing must be conducted as a form of leak detection and prevention. Radiography, one of the most widely used nondestructive testing methods, has been carried out on the pipeline using X-rays to detect internal flaws, defects, or damage in the welds. Radiography tests are performed by using radiation from a controlled source to penetrate the test items. As the radiation passes through the pipeline weld, a portion of it is absorbed by the molecular structure of the material. The amount of radiation absorbed depends on the density and composition of the material. As any cracks, fissures, and pockets in the material have different densities, they will be characterized by different exposure values as more or less radiation penetrates at those points during exposure. Nondestructive testing is instrumental in detecting weld defects that lead to product leakage from the pipeline once operational | Pending as of April 1, 2023 | 2023-01-24 10:52 | 2994560 | 100
25077 | T1 | ENERGY TRANSFER GC NGL PIPELINES LP | ENERGY TRANSFER GC NGL DEWITT COUNTY PIPELINE SEGMENTS | ENERGY TRANSFER GC NGL DEWITT COUNTY PIPELINE SEGMENTS, CUERO, TX 77954 | Dewitt County | TX | 77954 | DEWITT | CN604265710 | RN111637237 | During Pipeline operations, there is potential for product to exit from Pipeline ruptures or leaks due to pipeline damage or defects. Leaked product is non recoverable and can pollute water and land. A way to prevent this is to limit the overall volume of product that might escape from the Pipeline. Automatic Shut Off Valves are installed at intervals along the Pipeline to reduce or prevent any such negative impacts to the environment caused by a product release. An Automatic Shutoff Valve is a block valve equipped with an electric, pneumatic, or natural gas powered actuator capable of closing the valve automatically when a change in pressure or flow rate exceeds a specified limit. Sensors provide data to show when a change has occurred. Isolating the damaged pipeline segment by quickly closing upstream and downstream block valves is an effective method for mitigating the consequences of product fugitives release, thus reducing risk of environmental damage. | Pending as of April 1, 2023 | 2023-01-24 10:53 | 411752 | 100
25078 | T1 | ENERGY TRANSFER GC NGL PIPELINES LP | ENERGY TRANSFER GC NGL DEWITT COUNTY PIPELINE SEGMENTS | ENERGY TRANSFER GC NGL DEWITT COUNTY PIPELINE SEGMENTS, CUERO, TX 77954 | Dewitt County | TX | 77954 | DEWITT | CN604265710 | RN111637237 | Required runoff controls are essential to prevent polluted runoff from reaching surface waters of the State of Texas. As soon as construction begins, erosion controls are established and maintained throughout construction and operation of the pipeline. Slope breakers are placed to reduce runoff and divert water off the construction right-of-way. Silt fences are slope breakers that consist of fabrics on supporting posts. Sediment barriers stop the flow of sediments and prevent the deposition of sediments into sensitive resources. Silt fences are used as sediment barriers, along with staked hay or straw bales. Matting is applied for soil stabilization purposes. Erosion during and after construction can contribute large amounts of sediment and silt to runoff waters, which can deteriorate water quality and lead to ecological concerns. Environmental controls, silt fence structures, diking, formations, bales, etc. in the form of perimeter barriers for sediment and runoff control at the disturbed area prevent storm water runoff from moving offsite and contaminating surface waters of the State of Texas. | Pending as of April 1, 2023 | 2023-01-24 10:53 | 3743200 | 100
25079 | T1 | ENERGY TRANSFER GC NGL PIPELINES LP | ENERGY TRANSFER GC NGL CROCKETT COUNTY PIPELINE SEGMENTS | ENERGY TRANSFER GC NGL CROCKETT COUNTY PIPELINE SEGMENTS, OZONA, TX 76943 | Crockett County | TX | 76943 | CROCKETT | CN604265710 | RN111637245 | Leaked product can contribute to the pollution of waters and lands of the State of Texas. Nondestructive Testing Expenditures during pipeline construction, weld inspections and testing must be conducted as a form of leak detection and prevention. Radiography, one of the most widely used nondestructive testing methods, has been carried out on the pipeline using X-rays to detect internal flaws, defects, or damage in the welds. Radiography tests are performed by using radiation from a controlled source to penetrate the test items. As the radiation passes through the pipeline weld, a portion of it is absorbed by the molecular structure of the material. The amount of radiation absorbed depends on the density and composition of the material. As any cracks, fissures, and pockets in the material have different densities, they will be characterized by different exposure values as more or less radiation penetrates at those points during exposure. Nondestructive testing is instrumental in detecting weld defects that lead to product leakage from the pipeline once operational | Pending as of April 1, 2023 | 2023-01-24 10:53 | 4094720 | 100
25080 | T1 | ENERGY TRANSFER GC NGL PIPELINES LP | ENERGY TRANSFER GC NGL CROCKETT COUNTY PIPELINE SEGMENTS | ENERGY TRANSFER GC NGL CROCKETT COUNTY PIPELINE SEGMENTS, OZONA, TX 76943 | Crockett County | TX | 76943 | CROCKETT | CN604265710 | RN111637245 | During Pipeline operations, there is potential for product to exit from Pipeline ruptures or leaks due to pipeline damage or defects. Leaked product is non recoverable and can pollute water and land. A way to prevent this is to limit the overall volume of product that might escape from the Pipeline. Automatic Shut Off Valves are installed at intervals along the Pipeline to reduce or prevent any such negative impacts to the environment caused by a product release. An Automatic Shutoff Valve is a block valve equipped with an electric, pneumatic, or natural gas powered actuator capable of closing the valve automatically when a change in pressure or flow rate exceeds a specified limit. Sensors provide data to show when a change has occurred. Isolating the damaged pipeline segment by quickly closing upstream and downstream block valves is an effective method for mitigating the consequences of product fugitives release, thus reducing risk of environmental damage. | Pending as of April 1, 2023 | 2023-01-24 10:53 | 563024 | 100
25081 | T1 | ENERGY TRANSFER GC NGL PIPELINES LP | ENERGY TRANSFER GC NGL CROCKETT COUNTY PIPELINE SEGMENTS | ENERGY TRANSFER GC NGL CROCKETT COUNTY PIPELINE SEGMENTS, OZONA, TX 76943 | Crockett County | TX | 76943 | CROCKETT | CN604265710 | RN111637245 | Required runoff controls are essential to prevent polluted runoff from reaching surface waters of the State of Texas. As soon as construction begins, erosion controls are established and maintained throughout construction and operation of the pipeline. Slope breakers are placed to reduce runoff and divert water off the construction right-of-way. Silt fences are slope breakers that consist of fabrics on supporting posts. Sediment barriers stop the flow of sediments and prevent the deposition of sediments into sensitive resources. Silt fences are used as sediment barriers, along with staked hay or straw bales. Matting is applied for soil stabilization purposes. Erosion during and after construction can contribute large amounts of sediment and silt to runoff waters, which can deteriorate water quality and lead to ecological concerns. Environmental controls, silt fence structures, diking, formations, bales, etc. in the form of perimeter barriers for sediment and runoff control at the disturbed area prevent storm water runoff from moving offsite and contaminating surface waters of the State of Texas. | Pending as of April 1, 2023 | 2023-01-24 10:54 | 5118400 | 100
25082 | T1 | ENERGY TRANSFER GC NGL PIPELINES LP | ENERGY TRANSFER GC NGL COMANCHE PIPELINE SEGMENTS | ENERGY TRANSFER GC NGL COMANCHE PIPELINE SEGMENTS, DE LEON, TX 76444 | Comanche County | TX | 76444 | COMANCHE | CN604265710 | RN111637252 | Leaked product can contribute to the pollution of waters and lands of the State of Texas. Nondestructive Testing Expenditures during pipeline construction, weld inspections and testing must be conducted as a form of leak detection and prevention. Radiography, one of the most widely used nondestructive testing methods, has been carried out on the pipeline using X-rays to detect internal flaws, defects, or damage in the welds. Radiography tests are performed by using radiation from a controlled source to penetrate the test items. As the radiation passes through the pipeline weld, a portion of it is absorbed by the molecular structure of the material. The amount of radiation absorbed depends on the density and composition of the material. As any cracks, fissures, and pockets in the material have different densities, they will be characterized by different exposure values as more or less radiation penetrates at those points during exposure. Nondestructive testing is instrumental in detecting weld defects that lead to product leakage from the pipeline once operational | Pending as of April 1, 2023 | 2023-01-24 10:54 | 2164416 | 100
25083 | T1 | ENERGY TRANSFER GC NGL PIPELINES LP | ENERGY TRANSFER GC NGL COMANCHE PIPELINE SEGMENTS | ENERGY TRANSFER GC NGL COMANCHE PIPELINE SEGMENTS, DE LEON, TX 76444 | Comanche County | TX | 76444 | COMANCHE | CN604265710 | RN111637252 | During Pipeline operations, there is potential for product to exit from Pipeline ruptures or leaks due to pipeline damage or defects. Leaked product is non recoverable and can pollute water and land. A way to prevent this is to limit the overall volume of product that might escape from the Pipeline. Automatic Shut Off Valves are installed at intervals along the Pipeline to reduce or prevent any such negative impacts to the environment caused by a product release. An Automatic Shutoff Valve is a block valve equipped with an electric, pneumatic, or natural gas powered actuator capable of closing the valve automatically when a change in pressure or flow rate exceeds a specified limit. Sensors provide data to show when a change has occurred. Isolating the damaged pipeline segment by quickly closing upstream and downstream block valves is an effective method for mitigating the consequences of product fugitives release, thus reducing risk of environmental damage. | Pending as of April 1, 2023 | 2023-01-24 10:54 | 297607 | 100
25084 | T1 | ENERGY TRANSFER GC NGL PIPELINES LP | ENERGY TRANSFER GC NGL COMANCHE PIPELINE SEGMENTS | ENERGY TRANSFER GC NGL COMANCHE PIPELINE SEGMENTS, DE LEON, TX 76444 | Comanche County | TX | 76444 | COMANCHE | CN604265710 | RN111637252 | Required runoff controls are essential to prevent polluted runoff from reaching surface waters of the State of Texas. As soon as construction begins, erosion controls are established and maintained throughout construction and operation of the pipeline. Slope breakers are placed to reduce runoff and divert water off the construction right-of-way. Silt fences are slope breakers that consist of fabrics on supporting posts. Sediment barriers stop the flow of sediments and prevent the deposition of sediments into sensitive resources. Silt fences are used as sediment barriers, along with staked hay or straw bales. Matting is applied for soil stabilization purposes. Erosion during and after construction can contribute large amounts of sediment and silt to runoff waters, which can deteriorate water quality and lead to ecological concerns. Environmental controls, silt fence structures, diking, formations, bales, etc. in the form of perimeter barriers for sediment and runoff control at the disturbed area prevent storm water runoff from moving offsite and contaminating surface waters of the State of Texas. | Pending as of April 1, 2023 | 2023-01-24 10:58 | 2705520 | 100
25085 | T1 | ENERGY TRANSFER GC NGL PIPELINES LP | ENERGY TRANSFER GC NGL PIPELINES CHAMBERS COUNTY | 12353 EAGLE POINTE DR | MONT BELVIEU | TX | 77535 | CHAMBERS | CN604265710 | RN111536371 | Leaked product can contribute to the pollution of waters and lands of the State of Texas. Nondestructive Testing Expenditures during pipeline construction, weld inspections and testing must be conducted as a form of leak detection and prevention. Radiography, one of the most widely used nondestructive testing methods, has been carried out on the pipeline using X-rays to detect internal flaws, defects, or damage in the welds. Radiography tests are performed by using radiation from a controlled source to penetrate the test items. As the radiation passes through the pipeline weld, a portion of it is absorbed by the molecular structure of the material. The amount of radiation absorbed depends on the density and composition of the material. As any cracks, fissures, and pockets in the material have different densities, they will be characterized by different exposure values as more or less radiation penetrates at those points during exposure. Nondestructive testing is instrumental in detecting weld defects that lead to product leakage from the pipeline once operational | Pending as of April 1, 2023 | 2023-01-24 10:58 | 983128 | 100
25086 | T1 | ENERGY TRANSFER GC NGL PIPELINES LP | ENERGY TRANSFER GC NGL CALLAHAN COUNTY PIPELINE | ENERGY TRANSFER GC NGL CALLAHAN COUNTY PIPELINE, CALLAHAN COUNTY, 79504 | Callahan County | TX | 79504 | CALLAHAN | CN604265710 | RN111637260 | Leaked product can contribute to the pollution of waters and lands of the State of Texas. Nondestructive Testing Expenditures during pipeline construction, weld inspections and testing must be conducted as a form of leak detection and prevention. Radiography, one of the most widely used nondestructive testing methods, has been carried out on the pipeline using X-rays to detect internal flaws, defects, or damage in the welds. Radiography tests are performed by using radiation from a controlled source to penetrate the test items. As the radiation passes through the pipeline weld, a portion of it is absorbed by the molecular structure of the material. The amount of radiation absorbed depends on the density and composition of the material. As any cracks, fissures, and pockets in the material have different densities, they will be characterized by different exposure values as more or less radiation penetrates at those points during exposure. Nondestructive testing is instrumental in detecting weld defects that lead to product leakage from the pipeline once operational | Pending as of April 1, 2023 | 2023-01-24 10:58 | 6063456 | 100
25087 | T1 | ENERGY TRANSFER GC NGL PIPELINES LP | ENERGY TRANSFER GC NGL CALLAHAN COUNTY PIPELINE | ENERGY TRANSFER GC NGL CALLAHAN COUNTY PIPELINE, CALLAHAN COUNTY, 79504 | Callahan County | TX | 79504 | CALLAHAN | CN604265710 | RN111637260 | During Pipeline operations, there is potential for product to exit from Pipeline ruptures or leaks due to pipeline damage or defects. Leaked product is non recoverable and can pollute water and land. A way to prevent this is to limit the overall volume of product that might escape from the Pipeline. Automatic Shut Off Valves are installed at intervals along the Pipeline to reduce or prevent any such negative impacts to the environment caused by a product release. An Automatic Shutoff Valve is a block valve equipped with an electric, pneumatic, or natural gas powered actuator capable of closing the valve automatically when a change in pressure or flow rate exceeds a specified limit. Sensors provide data to show when a change has occurred. Isolating the damaged pipeline segment by quickly closing upstream and downstream block valves is an effective method for mitigating the consequences of product fugitives release, thus reducing risk of environmental damage. | Pending as of April 1, 2023 | 2023-01-24 10:58 | 833725 | 100
25088 | T1 | ENERGY TRANSFER GC NGL PIPELINES LP | ENERGY TRANSFER GC NGL PIPELINES | ENERGY TRANSFER GC NGL BOSQUE PIPELINE SEGMENTS | Bosque County | TX | 76671 | BOSQUE | CN604265710 | RN111637278 | Leaked product can contribute to the pollution of waters and lands of the State of Texas. Nondestructive Testing Expenditures during pipeline construction, weld inspections and testing must be conducted as a form of leak detection and prevention. Radiography, one of the most widely used nondestructive testing methods, has been carried out on the pipeline using X-rays to detect internal flaws, defects, or damage in the welds. Radiography tests are performed by using radiation from a controlled source to penetrate the test items. As the radiation passes through the pipeline weld, a portion of it is absorbed by the molecular structure of the material. The amount of radiation absorbed depends on the density and composition of the material. As any cracks, fissures, and pockets in the material have different densities, they will be characterized by different exposure values as more or less radiation penetrates at those points during exposure. Nondestructive testing is instrumental in detecting weld defects that lead to product leakage from the pipeline once operational | Pending as of April 1, 2023 | 2023-01-24 10:59 | 3561856 | 100
25089 | T1 | ENERGY TRANSFER GC NGL PIPELINES LP | ENERGY TRANSFER GC NGL PIPELINES | ENERGY TRANSFER GC NGL BOSQUE PIPELINE SEGMENTS | Bosque County | TX | 76671 | BOSQUE | CN604265710 | RN111637278 | During Pipeline operations, there is potential for product to exit from Pipeline ruptures or leaks due to pipeline damage or defects. Leaked product is non recoverable and can pollute water and land. A way to prevent this is to limit the overall volume of product that might escape from the Pipeline. Automatic Shut Off Valves are installed at intervals along the Pipeline to reduce or prevent any such negative impacts to the environment caused by a product release. An Automatic Shutoff Valve is a block valve equipped with an electric, pneumatic, or natural gas powered actuator capable of closing the valve automatically when a change in pressure or flow rate exceeds a specified limit. Sensors provide data to show when a change has occurred. Isolating the damaged pipeline segment by quickly closing upstream and downstream block valves is an effective method for mitigating the consequences of product fugitives release, thus reducing risk of environmental damage. | Pending as of April 1, 2023 | 2023-01-24 10:59 | 489755 | 100
25090 | T1 | ENERGY TRANSFER GC NGL PIPELINES LP | ENERGY TRANSFER GC NGL PIPELINES | ENERGY TRANSFER GC NGL BOSQUE PIPELINE SEGMENTS | Bosque County | TX | 76671 | BOSQUE | CN604265710 | RN111637278 | Required runoff controls are essential to prevent polluted runoff from reaching surface waters of the State of Texas. As soon as construction begins, erosion controls are established and maintained throughout construction and operation of the pipeline. Slope breakers are placed to reduce runoff and divert water off the construction right-of-way. Silt fences are slope breakers that consist of fabrics on supporting posts. Sediment barriers stop the flow of sediments and prevent the deposition of sediments into sensitive resources. Silt fences are used as sediment barriers, along with staked hay or straw bales. Matting is applied for soil stabilization purposes. Erosion during and after construction can contribute large amounts of sediment and silt to runoff waters, which can deteriorate water quality and lead to ecological concerns. Environmental controls, silt fence structures, diking, formations, bales, etc. in the form of perimeter barriers for sediment and runoff control at the disturbed area prevent storm water runoff from moving offsite and contaminating surface waters of the State of Texas. | Pending as of April 1, 2023 | 2023-01-24 10:59 | 4452320 | 100
25091 | T1 | ENERGY TRANSFER GC NGL PIPELINES LP | ENERGY TRANSFER GC NGL PIPELINES | ENERGY TRANSFER GC NGL ATASCOSA PIPELINE SEGMENTS | Atascosa County | TX | 78002 | ATASCOSA | CN604265710 | RN111637286 | Leaked product can contribute to the pollution of waters and lands of the State of Texas. Nondestructive Testing Expenditures during pipeline construction, weld inspections and testing must be conducted as a form of leak detection and prevention. Radiography, one of the most widely used nondestructive testing methods, has been carried out on the pipeline using X-rays to detect internal flaws, defects, or damage in the welds. Radiography tests are performed by using radiation from a controlled source to penetrate the test items. As the radiation passes through the pipeline weld, a portion of it is absorbed by the molecular structure of the material. The amount of radiation absorbed depends on the density and composition of the material. As any cracks, fissures, and pockets in the material have different densities, they will be characterized by different exposure values as more or less radiation penetrates at those points during exposure. Nondestructive testing is instrumental in detecting weld defects that lead to product leakage from the pipeline once operational | Pending as of April 1, 2023 | 2023-01-24 10:59 | 2684160 | 100
25092 | T1 | ENERGY TRANSFER GC NGL PIPELINES LP | ENERGY TRANSFER GC NGL PIPELINES | ENERGY TRANSFER GC NGL ATASCOSA PIPELINE SEGMENTS | Atascosa County | TX | 78002 | ATASCOSA | CN604265710 | RN111637286 | During Pipeline operations, there is potential for product to exit from Pipeline ruptures or leaks due to pipeline damage or defects. Leaked product is non recoverable and can pollute water and land. A way to prevent this is to limit the overall volume of product that might escape from the Pipeline. Automatic Shut Off Valves are installed at intervals along the Pipeline to reduce or prevent any such negative impacts to the environment caused by a product release. An Automatic Shutoff Valve is a block valve equipped with an electric, pneumatic, or natural gas powered actuator capable of closing the valve automatically when a change in pressure or flow rate exceeds a specified limit. Sensors provide data to show when a change has occurred. Isolating the damaged pipeline segment by quickly closing upstream and downstream block valves is an effective method for mitigating the consequences of product fugitives release, thus reducing risk of environmental damage. | Pending as of April 1, 2023 | 2023-01-24 10:59 | 369072 | 100
25093 | T1 | ENERGY TRANSFER GC NGL PIPELINES LP | ENERGY TRANSFER GC NGL PIPELINES | ENERGY TRANSFER GC NGL ATASCOSA PIPELINE SEGMENTS | Atascosa County | TX | 78002 | ATASCOSA | CN604265710 | RN111637286 | Required runoff controls are essential to prevent polluted runoff from reaching surface waters of the State of Texas. As soon as construction begins, erosion controls are established and maintained throughout construction and operation of the pipeline. Slope breakers are placed to reduce runoff and divert water off the construction right-of-way. Silt fences are slope breakers that consist of fabrics on supporting posts. Sediment barriers stop the flow of sediments and prevent the deposition of sediments into sensitive resources. Silt fences are used as sediment barriers, along with staked hay or straw bales. Matting is applied for soil stabilization purposes. Erosion during and after construction can contribute large amounts of sediment and silt to runoff waters, which can deteriorate water quality and lead to ecological concerns. Environmental controls, silt fence structures, diking, formations, bales, etc. in the form of perimeter barriers for sediment and runoff control at the disturbed area prevent storm water runoff from moving offsite and contaminating surface waters of the State of Texas. | Pending as of April 1, 2023 | 2023-01-24 11:00 | 3355200 | 100
25094 | T1 | ENERGY TRANSFER GC NGL PIPELINES LP | ENERGY TRANSFER GC NGL CALLAHAN COUNTY PIPELINE | ENERGY TRANSFER GC NGL CALLAHAN COUNTY PIPELINE, CALLAHAN COUNTY, 79504 | Callahan County | TX | 79504 | CALLAHAN | CN604265710 | RN111637260 | Required runoff controls are essential to prevent polluted runoff from reaching surface waters of the State of Texas. As soon as construction begins, erosion controls are established and maintained throughout construction and operation of the pipeline. Slope breakers are placed to reduce runoff and divert water off the construction right-of-way. Silt fences are slope breakers that consist of fabrics on supporting posts. Sediment barriers stop the flow of sediments and prevent the deposition of sediments into sensitive resources. Silt fences are used as sediment barriers, along with staked hay or straw bales. Matting is applied for soil stabilization purposes. Erosion during and after construction can contribute large amounts of sediment and silt to runoff waters, which can deteriorate water quality and lead to ecological concerns. Environmental controls, silt fence structures, diking, formations, bales, etc. in the form of perimeter barriers for sediment and runoff control at the disturbed area prevent storm water runoff from moving offsite and contaminating surface waters of the State of Texas. | Pending as of April 1, 2023 | 2023-01-24 11:03 | 7579320 | 100
25095 | T1 | ENERGY TRANSFER GC NGL PIPELINES LP | ENERGY TRANSFER GC NGL PIPELINES HARRIS COUNTY | 12353 EAGLE POINE DR | MONT BELVIEU | TX | 77535 | HARRIS | CN604265710 | RN111536462 | Leaked crude oil can contribute to the pollution of waters and lands of the State of Texas. Nondestructive Testing Expenditures during pipeline construction, weld inspections and testing must be conducted as a form of leak detection and prevention. Radiography, one of the most widely used nondestructive testing methods, has been carried out on the pipeline using X-rays to detect internal flaws, defects, or damage in the welds. Radiography tests are performed by using radiation from a controlled source to penetrate the test items. As the radiation passes through the pipeline weld, a portion of it is absorbed by the molecular structure of the material. The amount of radiation absorbed depends on the density and composition of the material. As any cracks, fissures, and pockets in the material have different densities, they will be characterized by different exposure values as more or less radiation penetrates at those points during exposure. Nondestructive testing is instrumental in detecting weld defects that lead to crude oil leakage from the pipeline once operational | Pending as of April 1, 2023 | 2023-01-24 11:03 | 723120 | 100
25096 | T1 | ENERGY TRANSFER GC NGL PIPELINES LP | ENERGY TRANSFER GC NGL PIPELINES HARRIS COUNTY | 12353 EAGLE POINE DR | MONT BELVIEU | TX | 77535 | HARRIS | CN604265710 | RN111536462 | During Pipeline operations, there is potential for crude oil to exit from Pipeline ruptures or leaks due to pipeline damage or defects. Leaked crude oil is non recoverable and can pollute water and land. A way to prevent this is to limit the overall volume of crude oil that might escape from the Pipeline. Automatic Shut Off Valves are installed at intervals along the Pipeline to reduce or prevent any such negative impacts to the environment caused by a crude oil release. An Automatic Shutoff Valve is a block valve equipped with an electric, pneumatic, or natural gas powered actuator capable of closing the valve automatically when a change in pressure or flow rate exceeds a specified limit. Sensors provide data to show when a change has occurred. Isolating the damaged pipeline segment by quickly closing upstream and downstream block valves is an effective method for mitigating the consequences of crude oil fugitives release, thus reducing risk of environmental damage. | Pending as of April 1, 2023 | 2023-01-24 11:03 | 99429 | 100
25097 | T1 | ENERGY TRANSFER GC NGL PIPELINES LP | ENERGY TRANSFER GC NGL PIPELINES HARRIS COUNTY | 12353 EAGLE POINE DR | MONT BELVIEU | TX | 77535 | HARRIS | CN604265710 | RN111536462 | Required runoff controls are essential to prevent polluted runoff from reaching surface waters of the State of Texas. As soon as construction begins, erosion controls are established and maintained throughout construction and operation of the pipeline. Slope breakers are placed to reduce runoff and divert water off the construction right-of-way. Silt fences are slope breakers that consist of fabrics on supporting posts. Sediment barriers stop the flow of sediments and prevent the deposition of sediments into sensitive resources. Silt fences are used as sediment barriers, along with staked hay or straw bales. Matting is applied for soil stabilization purposes. Erosion during and after construction can contribute large amounts of sediment and silt to runoff waters, which can deteriorate water quality and lead to ecological concerns. Environmental controls, silt fence structures, diking, formations, bales, etc. in the form of perimeter barriers for sediment and runoff control at the disturbed area prevent storm water runoff from moving offsite and contaminating surface waters of the State of Texas. | Pending as of April 1, 2023 | 2023-01-24 11:03 | 903900 | 100
25098 | T1 | ENERGY TRANSFER GC NGL PIPELINES LP | ENERGY TRANSFER GC NGL PIPELINES CHAMBERS COUNTY | 12353 EAGLE POINTE DR | MONT BELVIEU | TX | 77535 | CHAMBERS | CN604265710 | RN111536371 | During Pipeline operations, there is potential for crude oil to exit from Pipeline ruptures or leaks due to pipeline damage or defects. Leaked crude oil is non recoverable and can pollute water and land. A way to prevent this is to limit the overall volume of crude oil that might escape from the Pipeline. Automatic Shut Off Valves are installed at intervals along the Pipeline to reduce or prevent any such negative impacts to the environment caused by a crude oil release. An Automatic Shutoff Valve is a block valve equipped with an electric, pneumatic, or natural gas powered actuator capable of closing the valve automatically when a change in pressure or flow rate exceeds a specified limit. Sensors provide data to show when a change has occurred. Isolating the damaged pipeline segment by quickly closing upstream and downstream block valves is an effective method for mitigating the consequences of crude oil fugitives release, thus reducing risk of environmental damage. | Pending as of April 1, 2023 | 2023-01-24 11:04 | 135180 | 100
25099 | T1 | ENERGY TRANSFER GC NGL PIPELINES LP | ENERGY TRANSFER GC NGL PIPELINES CHAMBERS COUNTY | 12353 EAGLE POINTE DR | MONT BELVIEU | TX | 77535 | CHAMBERS | CN604265710 | RN111536371 | Required runoff controls are essential to prevent polluted runoff from reaching surface waters of the State of Texas. As soon as construction begins, erosion controls are established and maintained throughout construction and operation of the pipeline. Slope breakers are placed to reduce runoff and divert water off the construction right-of-way. Silt fences are slope breakers that consist of fabrics on supporting posts. Sediment barriers stop the flow of sediments and prevent the deposition of sediments into sensitive resources. Silt fences are used as sediment barriers, along with staked hay or straw bales. Matting is applied for soil stabilization purposes. Erosion during and after construction can contribute large amounts of sediment and silt to runoff waters, which can deteriorate water quality and lead to ecological concerns. Environmental controls, silt fence structures, diking, formations, bales, etc. in the form of perimeter barriers for sediment and runoff control at the disturbed area prevent storm water runoff from moving offsite and contaminating surface waters of the State of Texas. | Pending as of April 1, 2023 | 2023-01-24 11:04 | 1228910 | 100
25100 | T1 | TRANS-PECOS PIPELINE LLC | TRANS-PECOS PIPELINE WARD COUNTY PIPELINE | TRANS-PECOS PIPELINE, LLC WARD COUNTY PIPELINE | Ward County | TX | 79777 | WARD | CN604926535 | RN111636114 | Nondestructive pipeline testing expenditures – Radiography. | The following property is used 100% for pollution control and is installed to meet or exceed federal or state regulations: Nondestructive pipeline testing expenditures – Radiography. | 2023-03-30 | 96000 | 100
25101 | T1 | COMANCHE TRAIL PIPELINE LLC | COMANCHE TRAIL REEVES COUNTY PIPELINES | COMANCHE TRAIL PIPELINE REEVES COUNTY PIPELINE SEGMENT | Reeves County | TX | 79772 | REEVES | CN605296797 | RN111636130 | Nondestructive pipeline testing expenditures – Radiography. | The following property is used 100% for pollution control and is installed to meet or exceed federal or state regulations: Nondestructive pipeline testing expenditures – Radiography. | 2023-03-30 | 9912000 | 100
25102 | T1 | TRANS-PECOS PIPELINE LLC | TRANS-PECOS PIPELINE PRESIDIO COUNTY PIPELINES | TRANS-PECOS PIPELINE, LLC PIPELINE SEGMENTS IN PRESIDIO COUNTY | Presidio County | TX | 79843 | PRESIDIO | CN604926535 | RN111636148 | Nondestructive pipeline testing expenditures – Radiography. | The following property is used 100% for pollution control and is installed to meet or exceed federal or state regulations: Nondestructive pipeline testing expenditures – Radiography. | 2023-03-30 | 11256000 | 100
25103 | T1 | TRANS-PECOS PIPELINE LLC | TRANS-PECOS PIPELINE PECOS COUNTY PIPELINES | TRANS-PECOS PIPELINE, LLC PIPELINE SEGMENTS IN PECOS COUNTY. | Pecos County | TX | 79735 | PECOS | CN604926535 | RN111636155 | Nondestructive pipeline testing expenditures – Radiography. | The following property is used 100% for pollution control and is installed to meet or exceed federal or state regulations: Nondestructive pipeline testing expenditures – Radiography. | 2023-03-30 | 8496000 | 100
25104 | T1 | COMANCHE TRAIL PIPELINE LLC | COMANCHE TRAIL PECOS COUNTY PIPELINE | COMANCHE TRAIL PIPELINE, LLC PIPELINE IN PECOS COUNTY. | Pecos County | TX | 79735 | PECOS | CN605296797 | RN111636163 | Nondestructive pipeline testing expenditures – Radiography. | The following property is used 100% for pollution control and is installed to meet or exceed federal or state regulations: Nondestructive pipeline testing expenditures – Radiography. | 2023-03-30 | 31920 | 100
25105 | T1 | COMANCHE TRAIL PIPELINE LLC | COMANCHE TRAIL HUDSPETH COUNTY PIPELINES | COMANCHE TRAIL PIPELINE, LLC PIPELINE SEGMENTS IN HUDSPETH COUNTY. | Hudspeth County | TX | 79839 | HUDSPETH | CN605296797 | RN111636171 | Nondestructive pipeline testing expenditures – Radiography. | The following property is used 100% for pollution control and is installed to meet or exceed federal or state regulations: Nondestructive pipeline testing expenditures – Radiography. | 2023-03-30 | 10920000 | 100
25106 | T1 | COMANCHE TRAIL PIPELINE LLC | COMANCHE TRAIL EL PASO COUNTY PIPELINES | COMANCHE TRAIL PIPELINE, LLC PIPELINE SEGMENTS IN EL PASO COUNTY | El Paso County | TX | 79836 | EL PASO | CN605296797 | RN111636189 | Nondestructive pipeline testing expenditures – Radiography. | The following property is used 100% for pollution control and is installed to meet or exceed federal or state regulations: Nondestructive pipeline testing expenditures – Radiography. | 2023-03-30 | 2873858 | 100
25107 | T1 | COMANCHE TRAIL PIPELINE LLC | COMANCHE TRAIL CULBERSON COUNTY PIPELINES | COMANCHE TRAIL PIPELINE, LLC PIPELINE IN CULBERSON COUNTY | Culberson County | TX | 79855 | CULBERSON | CN605296797 | RN111636197 | Nondestructive pipeline testing expenditures – Radiography. | The following property is used 100% for pollution control and is installed to meet or exceed federal or state regulations: Nondestructive pipeline testing expenditures – Radiography. | 2023-03-30 | 8568000 | 100
25108 | T1 | TRANS-PECOS PIPELINE LLC | TRANS-PECOS PIPELINE LLC BREWSTER COUNTY PIPELINES | TRANS-PECOS PIPELINES IN BREWSTER COUNTY | Brewster County | TX | 79832 | BREWSTER | CN604926535 | RN111636205 | Nondestructive pipeline testing expenditures – Radiography. | The following property is used 100% for pollution control and is installed to meet or exceed federal or state regulations: Nondestructive pipeline testing expenditures – Radiography. | 2023-03-30 | 5712000 | 100
25109 | T1 | DOUBLE E PIPELINE LLC | DOUBLE E PIPELINE IN REEVES | DOUBLE E PIPELINE IN REEVES | Reeves County | TX | 79772 | REEVES | CN606096873 | RN111642070 | Pipeline Coatings and Cathodic Protection are protective Pipe Coatings used to minimize the risk of corrosion which in turn reduces the risk of product spillage during the pipeline transportation process. The pipe coatings and CP are used to control and/or prevent the degradation of metal piping through which the inadvertent release of product could be released to waters and lands of the State of Texas. If leakage occurs, the product becomes nonrecoverable and ceases to retain monetary value. | Pending as of April 1, 2023 | 2023-01-24 14:23 | 263760 | 100
25110 | T1 | DOUBLE E PIPELINE LLC | DOUBLE E PIPELINE IN WARD | DOUBLE E PIPELINE IN WARD | Ward County | TX | 79777 | WARD | CN606096873 | RN111642088 | Pipeline Coatings and Cathodic Protection are protective Pipe Coatings used to minimize the risk of corrosion which in turn reduces the risk of product spillage during the pipeline transportation process. The pipe coatings and CP are used to control and/or prevent the degradation of metal piping through which the inadvertent release of product could be released to waters and lands of the State of Texas. If leakage occurs, the product becomes nonrecoverable and ceases to retain monetary value. | Pending as of April 1, 2023 | 2023-01-24 14:24 | 907200 | 100
25111 | T1 | DOUBLE E PIPELINE LLC | DOUBLE E PIPELINE IN WARD | DOUBLE E PIPELINE IN WARD | Ward County | TX | 79777 | WARD | CN606096873 | RN111642088 | Leaked product can contribute to the pollution of waters and lands of the State of Texas. Nondestructive Testing Expenditures during pipeline construction, weld inspections and testing must be conducted as a form of leak detection and prevention. Radiography, one of the most widely used nondestructive testing methods, has been carried out on the pipeline using X-rays to detect internal flaws, defects, or damage in the welds. Radiography tests are performed by using radiation from a controlled source to penetrate the test items. As the radiation passes through the pipeline weld, a portion of it is absorbed by the molecular structure of the material. The amount of radiation absorbed depends on the density and composition of the material. As any cracks, fissures, and pockets in the material have different densities, they will be characterized by different exposure values as more or less radiation penetrates at those points during exposure. Nondestructive testing is instrumental in detecting weld defects that lead to product leakage from the pipeline once operational | Pending as of April 1, 2023 | 2023-01-24 17:06 | 4536000 | 100
25112 | T1 | DOUBLE E PIPELINE LLC | DOUBLE E PIPELINE IN REEVES | DOUBLE E PIPELINE IN REEVES | Reeves County | TX | 79772 | REEVES | CN606096873 | RN111642070 | Leaked product can contribute to the pollution of waters and lands of the State of Texas. Nondestructive Testing Expenditures during pipeline construction, weld inspections and testing must be conducted as a form of leak detection and prevention. Radiography, one of the most widely used nondestructive testing methods, has been carried out on the pipeline using X-rays to detect internal flaws, defects, or damage in the welds. Radiography tests are performed by using radiation from a controlled source to penetrate the test items. As the radiation passes through the pipeline weld, a portion of it is absorbed by the molecular structure of the material. The amount of radiation absorbed depends on the density and composition of the material. As any cracks, fissures, and pockets in the material have different densities, they will be characterized by different exposure values as more or less radiation penetrates at those points during exposure. Nondestructive testing is instrumental in detecting weld defects that lead to product leakage from the pipeline once operational | Pending as of April 1, 2023 | 2023-01-24 17:06 | 1318800 | 100
25113 | T1 | DOUBLE E PIPELINE LLC | DOUBLE E PIPELINE IN LOVING | DOUBLE E PIPELINE IN LOVING | Loving County | TX | 79754 | LOVING | CN606096873 | RN111637690 | Leaked product can contribute to the pollution of waters and lands of the State of Texas. Nondestructive Testing Expenditures during pipeline construction, weld inspections and testing must be conducted as a form of leak detection and prevention. Radiography, one of the most widely used nondestructive testing methods, has been carried out on the pipeline using X-rays to detect internal flaws, defects, or damage in the welds. Radiography tests are performed by using radiation from a controlled source to penetrate the test items. As the radiation passes through the pipeline weld, a portion of it is absorbed by the molecular structure of the material. The amount of radiation absorbed depends on the density and composition of the material. As any cracks, fissures, and pockets in the material have different densities, they will be characterized by different exposure values as more or less radiation penetrates at those points during exposure. Nondestructive testing is instrumental in detecting weld defects that lead to product leakage from the pipeline once operational | Pending as of April 1, 2023 | 2023-01-24 17:06 | 6199200 | 100
25114 | T1 | DOUBLE E PIPELINE LLC | DOUBLE E PIPELINE IN WARD | DOUBLE E PIPELINE IN WARD | Ward County | TX | 79777 | WARD | CN606096873 | RN111642088 | During Pipeline operations, there is potential for product to exit from Pipeline ruptures or leaks due to pipeline damage or defects. Leaked product is non recoverable and can pollute water and land. A way to prevent this is to limit the overall volume of product that might escape from the Pipeline. Automatic Shut Off Valves are installed at intervals along the Pipeline to reduce or prevent any such negative impacts to the environment caused by a product release. An Automatic Shutoff Valve is a block valve equipped with an electric, pneumatic, or natural gas powered actuator capable of closing the valve automatically when a change in pressure or flow rate exceeds a specified limit. Sensors provide data to show when a change has occurred. Isolating the damaged pipeline segment by quickly closing upstream and downstream block valves is an effective method for mitigating the consequences of product fugitives release, thus reducing risk of environmental damage. | Pending as of April 1, 2023 | 2023-01-24 17:07 | 623700 | 100
25115 | T1 | DOUBLE E PIPELINE LLC | DOUBLE E PIPELINE IN REEVES | DOUBLE E PIPELINE IN REEVES | Reeves County | TX | 79772 | REEVES | CN606096873 | RN111642070 | During Pipeline operations, there is potential for product to exit from Pipeline ruptures or leaks due to pipeline damage or defects. Leaked product is non recoverable and can pollute water and land. A way to prevent this is to limit the overall volume of product that might escape from the Pipeline. Automatic Shut Off Valves are installed at intervals along the Pipeline to reduce or prevent any such negative impacts to the environment caused by a product release. An Automatic Shutoff Valve is a block valve equipped with an electric, pneumatic, or natural gas powered actuator capable of closing the valve automatically when a change in pressure or flow rate exceeds a specified limit. Sensors provide data to show when a change has occurred. Isolating the damaged pipeline segment by quickly closing upstream and downstream block valves is an effective method for mitigating the consequences of product fugitives release, thus reducing risk of environmental damage. | Pending as of April 1, 2023 | 2023-01-24 17:07 | 181335 | 100
25116 | T1 | DOUBLE E PIPELINE LLC | DOUBLE E PIPELINE IN LOVING | DOUBLE E PIPELINE IN LOVING | Loving County | TX | 79754 | LOVING | CN606096873 | RN111637690 | During Pipeline operations, there is potential for product to exit from Pipeline ruptures or leaks due to pipeline damage or defects. Leaked product is non recoverable and can pollute water and land. A way to prevent this is to limit the overall volume of product that might escape from the Pipeline. Automatic Shut Off Valves are installed at intervals along the Pipeline to reduce or prevent any such negative impacts to the environment caused by a product release. An Automatic Shutoff Valve is a block valve equipped with an electric, pneumatic, or natural gas powered actuator capable of closing the valve automatically when a change in pressure or flow rate exceeds a specified limit. Sensors provide data to show when a change has occurred. Isolating the damaged pipeline segment by quickly closing upstream and downstream block valves is an effective method for mitigating the consequences of product fugitives release, thus reducing risk of environmental damage. | Pending as of April 1, 2023 | 2023-01-24 17:07 | 852390 | 100
25117 | T1 | DOUBLE E PIPELINE LLC | DOUBLE E PIPELINE IN WARD | DOUBLE E PIPELINE IN WARD | Ward County | TX | 79777 | WARD | CN606096873 | RN111642088 | Sedimentation and erosion controls consisting of slope breakers, silt fences, sedimentation barriers, staked hay or straw bales, matting and diking. | The following property is used 100% for pollution control and is installed to meet or exceed federal or state regulations: Sedimentation and erosion controls consisting of slope breakers, silt fences, sedimentation barriers, staked hay or straw bales, matting and diking. | 2023-03-28 | 8505000 | 100
25118 | T1 | DOUBLE E PIPELINE LLC | DOUBLE E PIPELINE IN REEVES | DOUBLE E PIPELINE IN REEVES | Reeves County | TX | 79772 | REEVES | CN606096873 | RN111642070 | Sedimentation and erosion controls consisting of slope breakers, silt fences, sedimentation barriers, staked hay or straw bales, matting and diking. | The following property is used 100% for pollution control and is installed to meet or exceed federal or state regulations: Sedimentation and erosion controls consisting of slope breakers, silt fences, sedimentation barriers, staked hay or straw bales, matting and diking. | 2023-03-28 | 2472750 | 100
25119 | T1 | DOUBLE E PIPELINE LLC | DOUBLE E PIPELINE IN LOVING | DOUBLE E PIPELINE IN LOVING | Loving County | TX | 79754 | LOVING | CN606096873 | RN111637690 | Sedimentation and erosion controls consisting of slope breakers, silt fences, sedimentation barriers, staked hay or straw bales, matting and diking. | The following property is used 100% for pollution control and is installed to meet or exceed federal or state regulations: Sedimentation and erosion controls consisting of slope breakers, silt fences, sedimentation barriers, staked hay or straw bales, matting and diking. | 2023-03-28 | 11623500 | 100
25120 | T1 | LHOIST NORTH AMERICA OF TEXAS LLC | NEW BRAUNFELS LIME PLANT | 350 APG LANE | Comal County | TX | 78132 | COMAL | CN605752088 | RN100552454 | Kiln baghouse. | The following property is used 100% for pollution control and is installed to meet or exceed federal or state regulations: Kiln baghouse. | 2023-03-11 | 1354384.42 | 100
25121 | T1 | NIAGARA BOTTLING LLC | NIAGARA BOTTLING | 5419 WENDLAND RD | TEMPLE | TX | 76504 | BELL | CN604164285 | RN111033429 | Wastewater treatment system consisting of wet well, holding tank, pH polishing tank, bioreactors 1 and 2, dissolved air flotation unit, sludge press, and discharge flume and pH flow control treatment system consisting of wet well, holding tank, pH neutralization tanks, and discharge flume. | The following property is used 100% for pollution control and is installed to meet or exceed federal or state regulations: Wastewater treatment system consisting of wet well, holding tank, pH polishing tank, bioreactors 1 and 2, dissolved air flotation unit, sludge press, and discharge flume and pH flow control treatment system consisting of wet well, holding tank, pH neutralization tanks, and discharge flume. | 2023-03-13 | 4068950 | 100
25122 | T1 | MGC PURE CHEMICALS AMERICA INC | MGC PURE CHEMICALS AMERICA | 4500 ROY J SMITH DR | KILLEEN | TX | 76543 | BELL | CN605408103 | RN110013307 | No Land. Pollution control property includes filters, filter housing, clean booths, purifiers, blower fans, clean hoods, etc.. for the control of contaminants and fume vapors. | Pending as of April 1, 2023 | 2023-01-25 15:07 | 2000000 | 100
25123 | T1 | WHISTLER PIPELINE LLC | WHISTLER PIPELINE CRANE PIPELINE SEGMENTS | WHISTLER PIPELINE CRANE PIPELINE SEGMENTS | Crane County | TX | 79731 | CRANE | CN606100295 | RN111644167 | Pipeline Coatings and Cathodic Protection are protective Pipe Coatings used to minimize the risk of corrosion which in turn reduces the risk of product spillage during the pipeline transportation process. The pipe coatings and CP are used to control and/or prevent the degradation of metal piping through which the inadvertent release of product could be released to waters and lands of the State of Texas. If leakage occurs, the product becomes nonrecoverable and ceases to retain monetary value. | Pending as of April 1, 2023 | 2023-01-26 11:23 | 241248 | 100
25124 | T1 | DELAWARE BASIN RESIDUE LLC | DELAWARE BASIN RESIDUE CULBERSON PIPELINE SEGMENTS | DELAWARE BASIN RESIDUE NE CULBERSON PIPELINE SEGMENTS | Culberson County | TX | 79735 | CULBERSON | CN606100303 | RN111644175 | Pipeline Coatings and Cathodic Protection are protective Pipe Coatings used to minimize the risk of corrosion which in turn reduces the risk of product spillage during the pipeline transportation process. The pipe coatings and CP are used to control and/or prevent the degradation of metal piping through which the inadvertent release of product could be released to waters and lands of the State of Texas. If leakage occurs, the product becomes nonrecoverable and ceases to retain monetary value. | Pending as of April 1, 2023 | 2023-01-26 11:23 | 495360 | 100
25125 | T1 | TOPAZ GENERATING LLC | TOPAZ GENERATING | Latitude = 29.4263, Longitude = -94.9766 | Galveston County | TX | 77539 | GALVESTON | CN605775907 | RN110696283 | During construction 47,730 square feet of concrete was installed to pave plant roadways. The paving was installed to control and reduce dust and other particulate matter releases from the facility. | Pending as of April 1, 2023 | 2023-01-26 12:29 | 378874 | 100
25126 | T2 | HO CLARKE GENERATING LLC | HO CLARKE GENERATING | 12584 HIRAM CLARKE RD | HOUSTON | TX | 77045 | HARRIS | CN605746494 | RN110947363 | The 288 MW HO Clarke Project is a power plant comprised of six natural gas fired General Electric LM6000 units in simple cycle arrangement. Each unit includes the aeroderivative combustion turbine engine plus generator, SCR, CO catalyst, evaporative cooler, inlet fogger and other equipment. To prevent noise pollution and meet the requirements of local regulations acoustical adders and noise blankets were installed for the SCRs. Use of this equipment will ensue that noise limitations are not exceeded at the facilitys property lines. | Pending as of April 1, 2023 | 2023-01-26 12:29 | 3604717 | 100
25127 | T3 | LYONDELL CHEMICAL COMPANY | LYONDELL CHEMICAL CHANNELVIEW | 2502 SHELDON RD | CHANNELVIEW | TX | 77530 | HARRIS | CN600344402 | RN100633650 | The purpose of the Enhanced Flare Vent Gas Recovery system is to reduce the flare load by recovering hydrocarbons from process vent streams. Liquid product is recycled back to the process or sent to liquid fuel storage. Recovered vent gas is sent to the fuel gas system, which supplies fuel to the Steam Boiler Packages. Vent gas from the Crude TBA Column Vacuum System is sent to the Crude TBA Vent Gas Condenser E. which cools the vent gas. Two-phase flow from the Crude TBA Vent Gas Condenser is then routed to Vent Gas Knockout Drum 1. A header is used to collect vent gases from the Vent Gas Separator, WFE Vacuum System, Batch Catalyst Solution Surge Tank, and Final Catalyst Solution Surge Tank. The vapor vent gas is routed to a separate nozzle on Vent Gas Knockout Drum 1. The recovered hydrocarbon liquid from Vent Gas Knockout Drum 1 is pumped by the Recovered TBA Pumps to the Crude PO Tower. The combined vapor overhead from Vent Gas Knockout Drum 1 flows to the suction of the Vent Gas Compressor. Excess vapor is vented to the continuous flare header on pressure control. The Vent Gas Compressor compresses the vent gas, which is then routed to the Vent Gas Cooler to cool the vent gas. The Vent Gas Cooler is sent to the Vent Gas Knockout Drum 2. The recovered hydrocarbon liquid from Vent Gas Knockout Drum 2 is sent to the Dry Liquid Fuel Tank. A bidirectional, normally no flow line connects the liquid lines from Vent Gas Knockout Drum 1 and Vent Gas Knockout Drum 2 to provide operational flexibility in the recovered product destination. The recovered vent gas from the Vent Gas Knockout Drum 2 overhead is combined with other process waste fuel gases in a collection header and then sent to the Fuel Gas Knockout Drum. This a Tier III application requesting a partial determination for the Enhanced Flare Vent Gas Recovery System. The Enhanced Flare Vent Gas Recovery system includes the following equipment Vent Gas Compressor C-86061, Vent Gas Knockout Drum 1 D-86061, Vent Gas Knockout Drum 2 D-86062, Crude TBA Vent Gas Condenser E-86061, Vent Gas Cooler E-86062, and Recovered TBA Pumps P86061A and B. | Pending as of April 1, 2023 | 2023-01-26 12:29 | 7190003 | 63
25128 | T1 | COGENT MIDSTREAM WESTEX LLC | UPTON COUNTY CANES MIDSTREAM PIPELINE | CANES MIDSTREAM PIPELINE LOCATED IN UPTON COUNTY | Upton County | TX | 79755 | UPTON | CN604204479 | RN111640470 | During Pipeline operations, there is potential for product to exit from Pipeline ruptures or leaks due to pipeline damage or defects. Leaked product is non recoverable and can pollute water and land. A way to prevent this is to limit the overall volume of product that might escape from the Pipeline. Automatic Shut Off Valves are installed at intervals along the Pipeline to reduce or prevent any such negative impacts to the environment caused by a product release. An Automatic Shutoff Valve is a block valve equipped with an electric, pneumatic, or natural gas powered actuator capable of closing the valve automatically when a change in pressure or flow rate exceeds a specified limit. Sensors provide data to show when a change has occurred. Isolating the damaged pipeline segment by quickly closing upstream and downstream block valves is an effective method for mitigating the consequences of product fugitives release, thus reducing risk of environmental damage. | Pending as of April 1, 2023 | 2023-01-26 14:28 | 82940 | 100
25129 | T1 | COGENT MIDSTREAM WESTEX LLC | TOM GREEN COUNTY CANES MIDSTREAM PIPELINE | CANES MIDSTREAM PIPELINE LOCATED IN TOM GREEN COUNTY | Tom Green County | TX | 76951 | TOM GREEN | CN604204479 | RN111640462 | During Pipeline operations, there is potential for product to exit from Pipeline ruptures or leaks due to pipeline damage or defects. Leaked product is non recoverable and can pollute water and land. A way to prevent this is to limit the overall volume of product that might escape from the Pipeline. Automatic Shut Off Valves are installed at intervals along the Pipeline to reduce or prevent any such negative impacts to the environment caused by a product release. An Automatic Shutoff Valve is a block valve equipped with an electric, pneumatic, or natural gas powered actuator capable of closing the valve automatically when a change in pressure or flow rate exceeds a specified limit. Sensors provide data to show when a change has occurred. Isolating the damaged pipeline segment by quickly closing upstream and downstream block valves is an effective method for mitigating the consequences of product fugitives release, thus reducing risk of environmental damage. | Pending as of April 1, 2023 | 2023-01-26 14:28 | 19272 | 100
25130 | T1 | COGENT MIDSTREAM WESTEX LLC | STERLING COUNTY CANES MIDSTREAM PIPELINE | CANES MIDSTREAM PIPELINE LOCATED IN STERLING COUNTY | Sterling County | TX | 76951 | STERLING | CN604204479 | RN111640454 | During Pipeline operations, there is potential for product to exit from Pipeline ruptures or leaks due to pipeline damage or defects. Leaked product is non recoverable and can pollute water and land. A way to prevent this is to limit the overall volume of product that might escape from the Pipeline. Automatic Shut Off Valves are installed at intervals along the Pipeline to reduce or prevent any such negative impacts to the environment caused by a product release. An Automatic Shutoff Valve is a block valve equipped with an electric, pneumatic, or natural gas powered actuator capable of closing the valve automatically when a change in pressure or flow rate exceeds a specified limit. Sensors provide data to show when a change has occurred. Isolating the damaged pipeline segment by quickly closing upstream and downstream block valves is an effective method for mitigating the consequences of product fugitives release, thus reducing risk of environmental damage. | Pending as of April 1, 2023 | 2023-01-26 14:29 | 893981 | 100
25131 | T1 | COGENT MIDSTREAM WESTEX LLC | REAGAN COUNTY CANES MIDSTREAM PIPELINE | CANES MIDSTREAM PIPELINE LOCATED IN REAGAN COUNTY | Reagan County | TX | 76932 | REAGAN | CN604204479 | RN111640447 | During Pipeline operations, there is potential for product to exit from Pipeline ruptures or leaks due to pipeline damage or defects. Leaked product is non recoverable and can pollute water and land. A way to prevent this is to limit the overall volume of product that might escape from the Pipeline. Automatic Shut Off Valves are installed at intervals along the Pipeline to reduce or prevent any such negative impacts to the environment caused by a product release. An Automatic Shutoff Valve is a block valve equipped with an electric, pneumatic, or natural gas powered actuator capable of closing the valve automatically when a change in pressure or flow rate exceeds a specified limit. Sensors provide data to show when a change has occurred. Isolating the damaged pipeline segment by quickly closing upstream and downstream block valves is an effective method for mitigating the consequences of product fugitives release, thus reducing risk of environmental damage. | Pending as of April 1, 2023 | 2023-01-26 14:29 | 1132999 | 100
25132 | T1 | COGENT MIDSTREAM WESTEX LLC | NOLAN COUNTY CANES MIDSTREAM PIPELINE | CANES MIDSTREAM PIPELINE LOCATED IN NOLAN COUNTY | Nolan County | TX | 79535 | NOLAN | CN604204479 | RN111640421 | During Pipeline operations, there is potential for product to exit from Pipeline ruptures or leaks due to pipeline damage or defects. Leaked product is non recoverable and can pollute water and land. A way to prevent this is to limit the overall volume of product that might escape from the Pipeline. Automatic Shut Off Valves are installed at intervals along the Pipeline to reduce or prevent any such negative impacts to the environment caused by a product release. An Automatic Shutoff Valve is a block valve equipped with an electric, pneumatic, or natural gas powered actuator capable of closing the valve automatically when a change in pressure or flow rate exceeds a specified limit. Sensors provide data to show when a change has occurred. Isolating the damaged pipeline segment by quickly closing upstream and downstream block valves is an effective method for mitigating the consequences of product fugitives release, thus reducing risk of environmental damage. | Pending as of April 1, 2023 | 2023-01-26 14:29 | 4950 | 100
25133 | T1 | COGENT MIDSTREAM WESTEX LLC | MITCHELL COUNTY CANES MIDSTREAM PIPELINE | CANES MIDSTREAM PIPELINE LOCATED IN MITCHELL COUNTY | Mitchell County | TX | 79512 | MITCHELL | CN604204479 | RN111640413 | During Pipeline operations, there is potential for product to exit from Pipeline ruptures or leaks due to pipeline damage or defects. Leaked product is non recoverable and can pollute water and land. A way to prevent this is to limit the overall volume of product that might escape from the Pipeline. Automatic Shut Off Valves are installed at intervals along the Pipeline to reduce or prevent any such negative impacts to the environment caused by a product release. An Automatic Shutoff Valve is a block valve equipped with an electric, pneumatic, or natural gas powered actuator capable of closing the valve automatically when a change in pressure or flow rate exceeds a specified limit. Sensors provide data to show when a change has occurred. Isolating the damaged pipeline segment by quickly closing upstream and downstream block valves is an effective method for mitigating the consequences of product fugitives release, thus reducing risk of environmental damage. | Pending as of April 1, 2023 | 2023-01-26 14:29 | 251941 | 100
25134 | T1 | COGENT MIDSTREAM WESTEX LLC | IRION COUNTY CANES MIDSTREAM PIPELINE | CANES MIDSTREAM PIPELINE LOCATED IN IRION COUNTY | Irion County | TX | 76930 | IRION | CN604204479 | RN111640405 | During Pipeline operations, there is potential for product to exit from Pipeline ruptures or leaks due to pipeline damage or defects. Leaked product is non recoverable and can pollute water and land. A way to prevent this is to limit the overall volume of product that might escape from the Pipeline. Automatic Shut Off Valves are installed at intervals along the Pipeline to reduce or prevent any such negative impacts to the environment caused by a product release. An Automatic Shutoff Valve is a block valve equipped with an electric, pneumatic, or natural gas powered actuator capable of closing the valve automatically when a change in pressure or flow rate exceeds a specified limit. Sensors provide data to show when a change has occurred. Isolating the damaged pipeline segment by quickly closing upstream and downstream block valves is an effective method for mitigating the consequences of product fugitives release, thus reducing risk of environmental damage. | Pending as of April 1, 2023 | 2023-01-26 14:29 | 909938 | 100
25135 | T1 | COGENT MIDSTREAM WESTEX LLC | GLASSCOCK COUNTY CANES MIDSTREAM PIPELINE | CANES MIDSTREAM PIPELINE LOCATED IN GLASSCOCK COUNTY | Glasscock County | TX | 79739 | GLASSCOCK | CN604204479 | RN111640397 | During Pipeline operations, there is potential for product to exit from Pipeline ruptures or leaks due to pipeline damage or defects. Leaked product is non recoverable and can pollute water and land. A way to prevent this is to limit the overall volume of product that might escape from the Pipeline. Automatic Shut Off Valves are installed at intervals along the Pipeline to reduce or prevent any such negative impacts to the environment caused by a product release. An Automatic Shutoff Valve is a block valve equipped with an electric, pneumatic, or natural gas powered actuator capable of closing the valve automatically when a change in pressure or flow rate exceeds a specified limit. Sensors provide data to show when a change has occurred. Isolating the damaged pipeline segment by quickly closing upstream and downstream block valves is an effective method for mitigating the consequences of product fugitives release, thus reducing risk of environmental damage. | Pending as of April 1, 2023 | 2023-01-26 14:30 | 36150 | 100
25136 | T1 | COGENT MIDSTREAM WESTEX LLC | CROCKETT COUNTY CANES MIDSTREAM PIPELINE | CANES MIDSTREAM PIPELINE LOCATED IN CROCKETT COUNTY | Crockett County | TX | 76943 | CROCKETT | CN604204479 | RN111640389 | During Pipeline operations, there is potential for product to exit from Pipeline ruptures or leaks due to pipeline damage or defects. Leaked product is non recoverable and can pollute water and land. A way to prevent this is to limit the overall volume of product that might escape from the Pipeline. Automatic Shut Off Valves are installed at intervals along the Pipeline to reduce or prevent any such negative impacts to the environment caused by a product release. An Automatic Shutoff Valve is a block valve equipped with an electric, pneumatic, or natural gas powered actuator capable of closing the valve automatically when a change in pressure or flow rate exceeds a specified limit. Sensors provide data to show when a change has occurred. Isolating the damaged pipeline segment by quickly closing upstream and downstream block valves is an effective method for mitigating the consequences of product fugitives release, thus reducing risk of environmental damage. | Pending as of April 1, 2023 | 2023-01-26 14:30 | 392917 | 100
25137 | T1 | COGENT MIDSTREAM WESTEX LLC | COKE COUNTY CANES MIDSTREAM PIPELINE | CANES MIDSTREAM PIPELINE LOCATED IN COKE COUNTY | Coke County | TX | 76945 | COKE | CN604204479 | RN111640371 | During Pipeline operations, there is potential for product to exit from Pipeline ruptures or leaks due to pipeline damage or defects. Leaked product is non recoverable and can pollute water and land. A way to prevent this is to limit the overall volume of product that might escape from the Pipeline. Automatic Shut Off Valves are installed at intervals along the Pipeline to reduce or prevent any such negative impacts to the environment caused by a product release. An Automatic Shutoff Valve is a block valve equipped with an electric, pneumatic, or natural gas powered actuator capable of closing the valve automatically when a change in pressure or flow rate exceeds a specified limit. Sensors provide data to show when a change has occurred. Isolating the damaged pipeline segment by quickly closing upstream and downstream block valves is an effective method for mitigating the consequences of product fugitives release, thus reducing risk of environmental damage. | Pending as of April 1, 2023 | 2023-01-26 14:30 | 58520 | 100
25138 | T1 | COGENT MIDSTREAM WESTEX LLC | UPTON COUNTY CANES MIDSTREAM PIPELINE | CANES MIDSTREAM PIPELINE LOCATED IN UPTON COUNTY | Upton County | TX | 79755 | UPTON | CN604204479 | RN111640470 | Leaked product can contribute to the pollution of waters and lands of the State of Texas. Nondestructive Testing Expenditures during pipeline construction, weld inspections and testing must be conducted as a form of leak detection and prevention. Radiography, one of the most widely used nondestructive testing methods, has been carried out on the pipeline using X-rays to detect internal flaws, defects, or damage in the welds. Radiography tests are performed by using radiation from a controlled source to penetrate the test items. As the radiation passes through the pipeline weld, a portion of it is absorbed by the molecular structure of the material. The amount of radiation absorbed depends on the density and composition of the material. As any cracks, fissures, and pockets in the material have different densities, they will be characterized by different exposure values as more or less radiation penetrates at those points during exposure. Nondestructive testing is instrumental in detecting weld defects that lead to product leakage from the pipeline once operational | Pending as of April 1, 2023 | 2023-01-26 14:36 | 603200 | 100
25139 | T1 | COGENT MIDSTREAM WESTEX LLC | TOM GREEN COUNTY CANES MIDSTREAM PIPELINE | CANES MIDSTREAM PIPELINE LOCATED IN TOM GREEN COUNTY | Tom Green County | TX | 76951 | TOM GREEN | CN604204479 | RN111640462 | Leaked product can contribute to the pollution of waters and lands of the State of Texas. Nondestructive Testing Expenditures during pipeline construction, weld inspections and testing must be conducted as a form of leak detection and prevention. Radiography, one of the most widely used nondestructive testing methods, has been carried out on the pipeline using X-rays to detect internal flaws, defects, or damage in the welds. Radiography tests are performed by using radiation from a controlled source to penetrate the test items. As the radiation passes through the pipeline weld, a portion of it is absorbed by the molecular structure of the material. The amount of radiation absorbed depends on the density and composition of the material. As any cracks, fissures, and pockets in the material have different densities, they will be characterized by different exposure values as more or less radiation penetrates at those points during exposure. Nondestructive testing is instrumental in detecting weld defects that lead to product leakage from the pipeline once operational | Pending as of April 1, 2023 | 2023-01-26 14:36 | 140160 | 100
25140 | T1 | COGENT MIDSTREAM WESTEX LLC | STERLING COUNTY CANES MIDSTREAM PIPELINE | CANES MIDSTREAM PIPELINE LOCATED IN STERLING COUNTY | Sterling County | TX | 76951 | STERLING | CN604204479 | RN111640454 | Leaked product can contribute to the pollution of waters and lands of the State of Texas. Nondestructive Testing Expenditures during pipeline construction, weld inspections and testing must be conducted as a form of leak detection and prevention. Radiography, one of the most widely used nondestructive testing methods, has been carried out on the pipeline using X-rays to detect internal flaws, defects, or damage in the welds. Radiography tests are performed by using radiation from a controlled source to penetrate the test items. As the radiation passes through the pipeline weld, a portion of it is absorbed by the molecular structure of the material. The amount of radiation absorbed depends on the density and composition of the material. As any cracks, fissures, and pockets in the material have different densities, they will be characterized by different exposure values as more or less radiation penetrates at those points during exposure. Nondestructive testing is instrumental in detecting weld defects that lead to product leakage from the pipeline once operational | Pending as of April 1, 2023 | 2023-01-26 14:36 | 6501680 | 100
25141 | T1 | COGENT MIDSTREAM WESTEX LLC | REAGAN COUNTY CANES MIDSTREAM PIPELINE | CANES MIDSTREAM PIPELINE LOCATED IN REAGAN COUNTY | Reagan County | TX | 76932 | REAGAN | CN604204479 | RN111640447 | Leaked product can contribute to the pollution of waters and lands of the State of Texas. Nondestructive Testing Expenditures during pipeline construction, weld inspections and testing must be conducted as a form of leak detection and prevention. Radiography, one of the most widely used nondestructive testing methods, has been carried out on the pipeline using X-rays to detect internal flaws, defects, or damage in the welds. Radiography tests are performed by using radiation from a controlled source to penetrate the test items. As the radiation passes through the pipeline weld, a portion of it is absorbed by the molecular structure of the material. The amount of radiation absorbed depends on the density and composition of the material. As any cracks, fissures, and pockets in the material have different densities, they will be characterized by different exposure values as more or less radiation penetrates at those points during exposure. Nondestructive testing is instrumental in detecting weld defects that lead to product leakage from the pipeline once operational | Pending as of April 1, 2023 | 2023-01-26 14:36 | 8239992 | 100
25142 | T1 | COGENT MIDSTREAM WESTEX LLC | NOLAN COUNTY CANES MIDSTREAM PIPELINE | CANES MIDSTREAM PIPELINE LOCATED IN NOLAN COUNTY | Nolan County | TX | 79535 | NOLAN | CN604204479 | RN111640421 | Leaked product can contribute to the pollution of waters and lands of the State of Texas. Nondestructive Testing Expenditures during pipeline construction, weld inspections and testing must be conducted as a form of leak detection and prevention. Radiography, one of the most widely used nondestructive testing methods, has been carried out on the pipeline using X-rays to detect internal flaws, defects, or damage in the welds. Radiography tests are performed by using radiation from a controlled source to penetrate the test items. As the radiation passes through the pipeline weld, a portion of it is absorbed by the molecular structure of the material. The amount of radiation absorbed depends on the density and composition of the material. As any cracks, fissures, and pockets in the material have different densities, they will be characterized by different exposure values as more or less radiation penetrates at those points during exposure. Nondestructive testing is instrumental in detecting weld defects that lead to product leakage from the pipeline once operational | Pending as of April 1, 2023 | 2023-01-26 14:36 | 36000 | 100
25143 | T1 | COGENT MIDSTREAM WESTEX LLC | MITCHELL COUNTY CANES MIDSTREAM PIPELINE | CANES MIDSTREAM PIPELINE LOCATED IN MITCHELL COUNTY | Mitchell County | TX | 79512 | MITCHELL | CN604204479 | RN111640413 | Leaked product can contribute to the pollution of waters and lands of the State of Texas. Nondestructive Testing Expenditures during pipeline construction, weld inspections and testing must be conducted as a form of leak detection and prevention. Radiography, one of the most widely used nondestructive testing methods, has been carried out on the pipeline using X-rays to detect internal flaws, defects, or damage in the welds. Radiography tests are performed by using radiation from a controlled source to penetrate the test items. As the radiation passes through the pipeline weld, a portion of it is absorbed by the molecular structure of the material. The amount of radiation absorbed depends on the density and composition of the material. As any cracks, fissures, and pockets in the material have different densities, they will be characterized by different exposure values as more or less radiation penetrates at those points during exposure. Nondestructive testing is instrumental in detecting weld defects that lead to product leakage from the pipeline once operational | Pending as of April 1, 2023 | 2023-01-26 14:37 | 1832296 | 100
25144 | T1 | COGENT MIDSTREAM WESTEX LLC | IRION COUNTY CANES MIDSTREAM PIPELINE | CANES MIDSTREAM PIPELINE LOCATED IN IRION COUNTY | Irion County | TX | 76930 | IRION | CN604204479 | RN111640405 | Leaked product can contribute to the pollution of waters and lands of the State of Texas. Nondestructive Testing Expenditures during pipeline construction, weld inspections and testing must be conducted as a form of leak detection and prevention. Radiography, one of the most widely used nondestructive testing methods, has been carried out on the pipeline using X-rays to detect internal flaws, defects, or damage in the welds. Radiography tests are performed by using radiation from a controlled source to penetrate the test items. As the radiation passes through the pipeline weld, a portion of it is absorbed by the molecular structure of the material. The amount of radiation absorbed depends on the density and composition of the material. As any cracks, fissures, and pockets in the material have different densities, they will be characterized by different exposure values as more or less radiation penetrates at those points during exposure. Nondestructive testing is instrumental in detecting weld defects that lead to product leakage from the pipeline once operational | Pending as of April 1, 2023 | 2023-01-26 14:37 | 6617728 | 100
25145 | T1 | COGENT MIDSTREAM WESTEX LLC | GLASSCOCK COUNTY CANES MIDSTREAM PIPELINE | CANES MIDSTREAM PIPELINE LOCATED IN GLASSCOCK COUNTY | Glasscock County | TX | 79739 | GLASSCOCK | CN604204479 | RN111640397 | Leaked product can contribute to the pollution of waters and lands of the State of Texas. Nondestructive Testing Expenditures during pipeline construction, weld inspections and testing must be conducted as a form of leak detection and prevention. Radiography, one of the most widely used nondestructive testing methods, has been carried out on the pipeline using X-rays to detect internal flaws, defects, or damage in the welds. Radiography tests are performed by using radiation from a controlled source to penetrate the test items. As the radiation passes through the pipeline weld, a portion of it is absorbed by the molecular structure of the material. The amount of radiation absorbed depends on the density and composition of the material. As any cracks, fissures, and pockets in the material have different densities, they will be characterized by different exposure values as more or less radiation penetrates at those points during exposure. Nondestructive testing is instrumental in detecting weld defects that lead to product leakage from the pipeline once operational | Pending as of April 1, 2023 | 2023-01-26 14:37 | 262912 | 100
25146 | T1 | COGENT MIDSTREAM WESTEX LLC | CROCKETT COUNTY CANES MIDSTREAM PIPELINE | CANES MIDSTREAM PIPELINE LOCATED IN CROCKETT COUNTY | Crockett County | TX | 76943 | CROCKETT | CN604204479 | RN111640389 | Leaked product can contribute to the pollution of waters and lands of the State of Texas. Nondestructive Testing Expenditures during pipeline construction, weld inspections and testing must be conducted as a form of leak detection and prevention. Radiography, one of the most widely used nondestructive testing methods, has been carried out on the pipeline using X-rays to detect internal flaws, defects, or damage in the welds. Radiography tests are performed by using radiation from a controlled source to penetrate the test items. As the radiation passes through the pipeline weld, a portion of it is absorbed by the molecular structure of the material. The amount of radiation absorbed depends on the density and composition of the material. As any cracks, fissures, and pockets in the material have different densities, they will be characterized by different exposure values as more or less radiation penetrates at those points during exposure. Nondestructive testing is instrumental in detecting weld defects that lead to product leakage from the pipeline once operational | Pending as of April 1, 2023 | 2023-01-26 14:37 | 2857576 | 100
25147 | T1 | COGENT MIDSTREAM WESTEX LLC | COKE COUNTY CANES MIDSTREAM PIPELINE | CANES MIDSTREAM PIPELINE LOCATED IN COKE COUNTY | Coke County | TX | 76945 | COKE | CN604204479 | RN111640371 | Leaked product can contribute to the pollution of waters and lands of the State of Texas. Nondestructive Testing Expenditures during pipeline construction, weld inspections and testing must be conducted as a form of leak detection and prevention. Radiography, one of the most widely used nondestructive testing methods, has been carried out on the pipeline using X-rays to detect internal flaws, defects, or damage in the welds. Radiography tests are performed by using radiation from a controlled source to penetrate the test items. As the radiation passes through the pipeline weld, a portion of it is absorbed by the molecular structure of the material. The amount of radiation absorbed depends on the density and composition of the material. As any cracks, fissures, and pockets in the material have different densities, they will be characterized by different exposure values as more or less radiation penetrates at those points during exposure. Nondestructive testing is instrumental in detecting weld defects that lead to product leakage from the pipeline once operational | Pending as of April 1, 2023 | 2023-01-26 14:37 | 425600 | 100
25148 | T1 | COGENT MIDSTREAM WESTEX LLC | UPTON COUNTY CANES MIDSTREAM PIPELINE | CANES MIDSTREAM PIPELINE LOCATED IN UPTON COUNTY | Upton County | TX | 79755 | UPTON | CN604204479 | RN111640470 | Sedimentation and erosion controls consisting of slope breakers, silt fences, sedimentation barriers, staked hay or straw bales, matting and diking. | The following property is used 100% for pollution control and is installed to meet or exceed federal or state regulations: Sedimentation and erosion controls consisting of slope breakers, silt fences, sedimentation barriers, staked hay or straw bales, matting and diking. | 2023-03-12 | 754000 | 100
25149 | T1 | COGENT MIDSTREAM WESTEX LLC | TOM GREEN COUNTY CANES MIDSTREAM PIPELINE | CANES MIDSTREAM PIPELINE LOCATED IN TOM GREEN COUNTY | Tom Green County | TX | 76951 | TOM GREEN | CN604204479 | RN111640462 | Sedimentation and erosion controls consisting of slope breakers, silt fences, sedimentation barriers, staked hay or straw bales, matting and diking. | The following property is used 100% for pollution control and is installed to meet or exceed federal or state regulations: Sedimentation and erosion controls consisting of slope breakers, silt fences, sedimentation barriers, staked hay or straw bales, matting and diking. | 2023-03-12 | 175200 | 100
25150 | T1 | COGENT MIDSTREAM WESTEX LLC | STERLING COUNTY CANES MIDSTREAM PIPELINE | CANES MIDSTREAM PIPELINE LOCATED IN STERLING COUNTY | Sterling County | TX | 76951 | STERLING | CN604204479 | RN111640454 | Sedimentation and erosion controls consisting of slope breakers, silt fences, sedimentation barriers, staked hay or straw bales, matting and diking. | The following property is used 100% for pollution control and is installed to meet or exceed federal or state regulations: Sedimentation and erosion controls consisting of slope breakers, silt fences, sedimentation barriers, staked hay or straw bales, matting and diking. | 2023-03-15 | 8127100 | 100
25151 | T1 | COGENT MIDSTREAM WESTEX LLC | REAGAN COUNTY CANES MIDSTREAM PIPELINE | CANES MIDSTREAM PIPELINE LOCATED IN REAGAN COUNTY | Reagan County | TX | 76932 | REAGAN | CN604204479 | RN111640447 | Sedimentation and erosion controls consisting of slope breakers, silt fences, sedimentation barriers, staked hay or straw bales, matting and diking. | The following property is used 100% for pollution control and is installed to meet or exceed federal or state regulations: Sedimentation and erosion controls consisting of slope breakers, silt fences, sedimentation barriers, staked hay or straw bales, matting and diking. | 2023-03-15 | 10299990 | 100
25152 | T1 | COGENT MIDSTREAM WESTEX LLC | NOLAN COUNTY CANES MIDSTREAM PIPELINE | CANES MIDSTREAM PIPELINE LOCATED IN NOLAN COUNTY | Nolan County | TX | 79535 | NOLAN | CN604204479 | RN111640421 | Sedimentation and erosion controls consisting of slope breakers, silt fences, sedimentation barriers, staked hay or straw bales, matting and diking. | The following property is used 100% for pollution control and is installed to meet or exceed federal or state regulations: Sedimentation and erosion controls consisting of slope breakers, silt fences, sedimentation barriers, staked hay or straw bales, matting and diking. | 2023-03-15 | 45000 | 100
25153 | T1 | COGENT MIDSTREAM WESTEX LLC | MITCHELL COUNTY CANES MIDSTREAM PIPELINE | CANES MIDSTREAM PIPELINE LOCATED IN MITCHELL COUNTY | Mitchell County | TX | 79512 | MITCHELL | CN604204479 | RN111640413 | Sedimentation and erosion controls consisting of slope breakers, silt fences, sedimentation barriers, staked hay or straw bales, matting and diking. | The following property is used 100% for pollution control and is installed to meet or exceed federal or state regulations: Sedimentation and erosion controls consisting of slope breakers, silt fences, sedimentation barriers, staked hay or straw bales, matting and diking. | 2023-03-15 | 2290370 | 100
25154 | T1 | COGENT MIDSTREAM WESTEX LLC | IRION COUNTY CANES MIDSTREAM PIPELINE | CANES MIDSTREAM PIPELINE LOCATED IN IRION COUNTY | Irion County | TX | 76930 | IRION | CN604204479 | RN111640405 | Sedimentation and erosion controls consisting of slope breakers, silt fences, sedimentation barriers, staked hay or straw bales, matting and diking. | The following property is used 100% for pollution control and is installed to meet or exceed federal or state regulations: Sedimentation and erosion controls consisting of slope breakers, silt fences, sedimentation barriers, staked hay or straw bales, matting and diking. | 2023-03-15 | 8272160 | 100
25155 | T1 | COGENT MIDSTREAM WESTEX LLC | GLASSCOCK COUNTY CANES MIDSTREAM PIPELINE | CANES MIDSTREAM PIPELINE LOCATED IN GLASSCOCK COUNTY | Glasscock County | TX | 79739 | GLASSCOCK | CN604204479 | RN111640397 | Sedimentation and erosion controls consisting of slope breakers, silt fences, sedimentation barriers, staked hay or straw bales, matting and diking. | The following property is used 100% for pollution control and is installed to meet or exceed federal or state regulations: Sedimentation and erosion controls consisting of slope breakers, silt fences, sedimentation barriers, staked hay or straw bales, matting and diking. | 2023-03-15 | 328640 | 100
25156 | T1 | COGENT MIDSTREAM WESTEX LLC | CROCKETT COUNTY CANES MIDSTREAM PIPELINE | CANES MIDSTREAM PIPELINE LOCATED IN CROCKETT COUNTY | Crockett County | TX | 76943 | CROCKETT | CN604204479 | RN111640389 | Sedimentation and erosion controls consisting of slope breakers, silt fences, sedimentation barriers, staked hay or straw bales, matting and diking. | The following property is used 100% for pollution control and is installed to meet or exceed federal or state regulations: Sedimentation and erosion controls consisting of slope breakers, silt fences, sedimentation barriers, staked hay or straw bales, matting and diking. | 2023-03-15 | 3571970 | 100
25157 | T1 | COGENT MIDSTREAM WESTEX LLC | COKE COUNTY CANES MIDSTREAM PIPELINE | CANES MIDSTREAM PIPELINE LOCATED IN COKE COUNTY | Coke County | TX | 76945 | COKE | CN604204479 | RN111640371 | Sedimentation and erosion controls consisting of slope breakers, silt fences, sedimentation barriers, staked hay or straw bales, matting and diking. | The following property is used 100% for pollution control and is installed to meet or exceed federal or state regulations: Sedimentation and erosion controls consisting of slope breakers, silt fences, sedimentation barriers, staked hay or straw bales, matting and diking. | 2023-03-15 | 532000 | 100
25158 | T1 | CORRIGAN OSB LLC | CORRIGAN OSB | 1923 US HIGHWAY 287 W | CORRIGAN | TX | 75939 | POLK | CN604724831 | RN107922510 | Corrigan OSB, L.L.C. is an orientated strand board OSB facility. The facility initially operated with a capacity to produce 900,000,000 square feet on 3/8-inch basis of OSB per year MSF 3/8 inch/year. The facility has proposed an expansion that will allow for the production of an additional 600,000 MSF 3/8 inch/year. The increased production will be accomplished by adding processing equipment that is identical or substantially similar to Corrigans current operations. Green pine logs will be trucked into the facility daily. The logs will be processed through two new debarkers, which will consist of enclosed drums and routed to the stranders to produce wafer strands. Particulate emissions from the stranders will be controlled by a baghouse Unit ID No. PSX-11/Control Device ID No. PSX-11FF. Green strands will be routed to enclosed bins in the wet flake storage area. The wet flake wafers will be sent to one of two new rotary dryers, where moisture in the wafers will be reduced. Hot air will be provided to the dryers by a dryer wood fines burner system, which is a combination dry wood fines and natural gas burner. The burners are low NOx design by introducing dryer exhaust gas to stage the combustion of the fuels. The burners will exhaust through a Selective Noncatalytic Reduction SNCR system to further reduce NOx via urea injection. Dry wafers and conveying air are discharged to primary cyclones where the dry strands are separated from the air flow. The strands exit the bottom of the cyclone, while the process gas continues through the top of the cyclone via ductwork to the dryer system Induced Draft ID Fan. The ID Fan creates the draft force required to convey all the gasses and the wood inside the system. The gasses will discharge from the ID Fan via ductwork. A portion of the gasses will be pushed to the recycle gas system to the burner and front of the dryer system. The remaining ash will be discharged through an air pollution control system consisting of wet electrostatic precipitators Control Device ID Nos. WESPX-3 and WESPX-4 and quench ducts Control Device ID Nos. QDX-1 and QDX-2. The quench duct includes recirculated water sprays that saturate the gas stream through adiabatic saturation evaporating water. This cools the gas stream and also condenses organic vapors into a liquid or solid. The quench duct also serves as a low energy scrubber which removes large particulate wood dust that may penetrate upstream material cyclones. Dryer emissions exiting the WESP are routed to a dryer regenerative thermal oxidizer system EPN DRTOX-03 and EPN DRTOX-04. The pollutant control system is used to control volatile organic compounds VOC, carbon monoxide CO, particulate matter PM, and hazardous air pollutant HAP emissions. The wet electrostatic precipitators, quench ducts, and regenerative thermal oxidizers are equipped with monitoring devices to ensure the emissions and operational limitations are met. The WESPs are supplied with water that is collected from diversion systems Tier I Table No. W-74 - Process Sewer Lift Station at RTO Area, RTO Containment System, WESP Containment System, RTO/Process Wastewater Lift Station and supplied by pumps Tier I Table No. W-57 - RTO/Process Wastewater Pump Corrigan Equipment No. 48155, WESP Sump pumps Corrigan Equipment Nos. 48111, 48112, and 48113 and RTO Condensate pump Corrigan Equipment No. 48106. Dry wafers will be screened and then routed to the dry flake storage bins. Particulate emissions from the screening and dry flake storage will be controlled by a baghouse Unit ID No. PSX-12/Control Device ID No. PSX-12FF. Dry wafers will be discharged from the dry storage bins onto a Thayer scale where the strands will be precisely weighed to determine the proper resin ratio. The wafers and resin will be mixed in rotary blenders. Particulate emissions from the rotary blenders will be controlled by a baghouse Unit ID No. PSX-13/Control Device ID No. PSX-13FF | Pending as of April 1, 2023 | 2023-01-26 15:26 | 22309842 | 100
25159 | T1 | ASPEN MIDSTREAM LLC | AUSTIN COUNTY ASPEN MIDSTREAM PIPELINE | ASPEN MIDSTREAM PIPELINE LOCATED IN AUSTIN COUNTY | Austin County | TX | 78931 | AUSTIN | CN606100659 | RN111644662 | Pipeline Coatings and Cathodic Protection are protective Pipe Coatings used to minimize the risk of corrosion which in turn reduces the risk of product spillage during the pipeline transportation process. The pipe coatings and CP are used to control and/or prevent the degradation of metal piping through which the inadvertent release of product could be released to waters and lands of the State of Texas. If leakage occurs, the product becomes nonrecoverable and ceases to retain monetary value. | Pending as of April 1, 2023 | 2023-01-26 15:43 | 535618 | 100
25160 | T1 | WHISTLER PIPELINE LLC | WHISTLER PIPELINE LLC ZAVALA PIPELINE SEGMENTS | WHISTLER PIPELINE ZAVALA PIPELINE SEGMENTS | Zavala County | TX | 78872 | ZAVALA | CN606100295 | RN111644696 | Pipeline Coatings and Cathodic Protection are protective Pipe Coatings used to minimize the risk of corrosion which in turn reduces the risk of product spillage during the pipeline transportation process. The pipe coatings and CP are used to control and/or prevent the degradation of metal piping through which the inadvertent release of product could be released to waters and lands of the State of Texas. If leakage occurs, the product becomes nonrecoverable and ceases to retain monetary value. | Pending as of April 1, 2023 | 2023-01-26 15:46 | 1270080 | 100
25161 | T1 | WHISTLER PIPELINE LLC | WHISTLER PIPELINE LLC VAL VERDE PIPELINE SEGMENTS | WHISTLER PIPELINE VAL VERDE PIPELINE SEGEMENTS | Val Verde County | TX | 78837 | VAL VERDE | CN606100295 | RN111644704 | Pipeline Coatings and Cathodic Protection are protective Pipe Coatings used to minimize the risk of corrosion which in turn reduces the risk of product spillage during the pipeline transportation process. The pipe coatings and CP are used to control and/or prevent the degradation of metal piping through which the inadvertent release of product could be released to waters and lands of the State of Texas. If leakage occurs, the product becomes nonrecoverable and ceases to retain monetary value. | Pending as of April 1, 2023 | 2023-01-26 15:47 | 1928640 | 100
25162 | T1 | WHISTLER PIPELINE LLC | WHISTLER PIPELINE LLC UPTON PIPELINE SEGMENTS | WHISTLER PIPELINE UPTON PIPELINE SEGMENTS | Upton County | TX | 79778 | UPTON | CN606100295 | RN111644712 | Pipeline Coatings and Cathodic Protection are protective Pipe Coatings used to minimize the risk of corrosion which in turn reduces the risk of product spillage during the pipeline transportation process. The pipe coatings and CP are used to control and/or prevent the degradation of metal piping through which the inadvertent release of product could be released to waters and lands of the State of Texas. If leakage occurs, the product becomes nonrecoverable and ceases to retain monetary value. | Pending as of April 1, 2023 | 2023-01-26 15:47 | 1638912 | 100
25163 | T1 | WHISTLER PIPELINE LLC | WHISTLER PIPELINE LLC REAGAN PIPELINE SEGMENTS | WHISTLER PIPELINE REAGAN PIPELINE SEGMENTS | Reagan County | TX | 76932 | REAGAN | CN606100295 | RN111644720 | Pipeline Coatings and Cathodic Protection are protective Pipe Coatings used to minimize the risk of corrosion which in turn reduces the risk of product spillage during the pipeline transportation process. The pipe coatings and CP are used to control and/or prevent the degradation of metal piping through which the inadvertent release of product could be released to waters and lands of the State of Texas. If leakage occurs, the product becomes nonrecoverable and ceases to retain monetary value. | Pending as of April 1, 2023 | 2023-01-26 15:47 | 908432 | 100
25164 | T1 | WHISTLER PIPELINE LLC | WHISTLER PIPELINE LLC PECOS PIPELINE SEGMENTS | WHISTLER PIPELINE PECOS PIPELINE SEGMENTS | Pecos County | TX | 79735 | PECOS | CN606100295 | RN111644738 | Pipeline Coatings and Cathodic Protection are protective Pipe Coatings used to minimize the risk of corrosion which in turn reduces the risk of product spillage during the pipeline transportation process. The pipe coatings and CP are used to control and/or prevent the degradation of metal piping through which the inadvertent release of product could be released to waters and lands of the State of Texas. If leakage occurs, the product becomes nonrecoverable and ceases to retain monetary value. | Pending as of April 1, 2023 | 2023-01-26 15:47 | 1427328 | 100
25165 | T1 | WHISTLER PIPELINE LLC | WHISTLER PIPELINE LLC NUECES PIPELINE SEGMENTS | WHISTLER PIPELINE NUECES PIPELINE SEGMENTS | Nueces County | TX | 78339 | NUECES | CN606100295 | RN111644746 | Pipeline Coatings and Cathodic Protection are protective Pipe Coatings used to minimize the risk of corrosion which in turn reduces the risk of product spillage during the pipeline transportation process. The pipe coatings and CP are used to control and/or prevent the degradation of metal piping through which the inadvertent release of product could be released to waters and lands of the State of Texas. If leakage occurs, the product becomes nonrecoverable and ceases to retain monetary value. | Pending as of April 1, 2023 | 2023-01-26 15:47 | 296784 | 100
25166 | T1 | WHISTLER PIPELINE LLC | WHISTLER PIPELINE LLC MIDLAND PIPELINE SEGMENTS | WHISTLER PIPELINE MIDLAND PIPELINE SEGMENTS | Midland County | TX | 79701 | MIDLAND | CN606100295 | RN111644753 | Pipeline Coatings and Cathodic Protection are protective Pipe Coatings used to minimize the risk of corrosion which in turn reduces the risk of product spillage during the pipeline transportation process. The pipe coatings and CP are used to control and/or prevent the degradation of metal piping through which the inadvertent release of product could be released to waters and lands of the State of Texas. If leakage occurs, the product becomes nonrecoverable and ceases to retain monetary value. | Pending as of April 1, 2023 | 2023-01-26 15:48 | 240448 | 100
25167 | T1 | WHISTLER PIPELINE LLC | WHISTLER PIPELINE LLC MCMULLEN PIPELINE SEGMENTS | WHISTLER PIPELINE MCMULLEN PIPELINE SEGMENTS | Mcmullen County | TX | 78072 | MCMULLEN | CN606100295 | RN111644761 | Pipeline Coatings and Cathodic Protection are protective Pipe Coatings used to minimize the risk of corrosion which in turn reduces the risk of product spillage during the pipeline transportation process. The pipe coatings and CP are used to control and/or prevent the degradation of metal piping through which the inadvertent release of product could be released to waters and lands of the State of Texas. If leakage occurs, the product becomes nonrecoverable and ceases to retain monetary value. | Pending as of April 1, 2023 | 2023-01-26 15:48 | 610176 | 100
25168 | T1 | WHISTLER PIPELINE LLC | WHISTLER PIPELINE LLC MAVERICK PIPELINE SEGMENTS | WHISTLER PIPELINE LLC MAVERICK PIPELINE SEGMENTS | Maverick County | TX | 78877 | MAVERICK | CN606100295 | RN111644779 | Pipeline Coatings and Cathodic Protection are protective Pipe Coatings used to minimize the risk of corrosion which in turn reduces the risk of product spillage during the pipeline transportation process. The pipe coatings and CP are used to control and/or prevent the degradation of metal piping through which the inadvertent release of product could be released to waters and lands of the State of Texas. If leakage occurs, the product becomes nonrecoverable and ceases to retain monetary value. | Pending as of April 1, 2023 | 2023-01-26 15:48 | 420000 | 100
25169 | T1 | WHISTLER PIPELINE LLC | WHISTLER PIPELINE LLC LA SALLE PIPELINE SEGMENTS | WHISTLER PIPELINE LA SALLE PIPELINE SEGMENTS | La Salle County | TX | 78001 | LA SALLE | CN606100295 | RN111644787 | Pipeline Coatings and Cathodic Protection are protective Pipe Coatings used to minimize the risk of corrosion which in turn reduces the risk of product spillage during the pipeline transportation process. The pipe coatings and CP are used to control and/or prevent the degradation of metal piping through which the inadvertent release of product could be released to waters and lands of the State of Texas. If leakage occurs, the product becomes nonrecoverable and ceases to retain monetary value. | Pending as of April 1, 2023 | 2023-01-26 15:48 | 1499232 | 100
25170 | T1 | WHISTLER PIPELINE LLC | WHISTLER PIPELINE LLC KINNEY PIPELINE SEGEMENTS | WHISTLER PIPELINE KINNEY PIPELINE SEGMENTS | Kinney County | TX | 78832 | KINNEY | CN606100295 | RN111644795 | Pipeline Coatings and Cathodic Protection are protective Pipe Coatings used to minimize the risk of corrosion which in turn reduces the risk of product spillage during the pipeline transportation process. The pipe coatings and CP are used to control and/or prevent the degradation of metal piping through which the inadvertent release of product could be released to waters and lands of the State of Texas. If leakage occurs, the product becomes nonrecoverable and ceases to retain monetary value. | Pending as of April 1, 2023 | 2023-01-26 15:51 | 1526448 | 100
25171 | T1 | WHISTLER PIPELINE LLC | WHISTLER PIPELINE LLC JIM WELLS PIPELINE SEGMENTS | WHISTLER PIPELINE JIM WELLS PIPELINE SEGMENTS | Jim Wells County | TX | 78332 | JIM WELLS | CN606100295 | RN111644803 | Pipeline Coatings and Cathodic Protection are protective Pipe Coatings used to minimize the risk of corrosion which in turn reduces the risk of product spillage during the pipeline transportation process. The pipe coatings and CP are used to control and/or prevent the degradation of metal piping through which the inadvertent release of product could be released to waters and lands of the State of Texas. If leakage occurs, the product becomes nonrecoverable and ceases to retain monetary value. | Pending as of April 1, 2023 | 2023-01-26 15:51 | 678720 | 100
25172 | T1 | WHISTLER PIPELINE LLC | WHISTLER PIPELINE LLC GLASSCOCK PIPLINE SEGMENTS | WHISTLER PIPELINE GLASSCOCK PIPELINE SEGMENTS | Glasscock County | TX | 79739 | GLASSCOCK | CN606100295 | RN111644811 | Pipeline Coatings and Cathodic Protection are protective Pipe Coatings used to minimize the risk of corrosion which in turn reduces the risk of product spillage during the pipeline transportation process. The pipe coatings and CP are used to control and/or prevent the degradation of metal piping through which the inadvertent release of product could be released to waters and lands of the State of Texas. If leakage occurs, the product becomes nonrecoverable and ceases to retain monetary value. | Pending as of April 1, 2023 | 2023-01-26 15:52 | 337472 | 100
25173 | T1 | WHISTLER PIPELINE LLC | WHISTLER PIPELINE LLC DUVAL PIPELINE SEGMENTS | WHISTLER PIPELINE LLC DUVAL PIPELINE SEGMENTS | Duval County | TX | 78357 | DUVAL | CN606100295 | RN111644829 | Pipeline Coatings and Cathodic Protection are protective Pipe Coatings used to minimize the risk of corrosion which in turn reduces the risk of product spillage during the pipeline transportation process. The pipe coatings and CP are used to control and/or prevent the degradation of metal piping through which the inadvertent release of product could be released to waters and lands of the State of Texas. If leakage occurs, the product becomes nonrecoverable and ceases to retain monetary value. | Pending as of April 1, 2023 | 2023-01-26 15:52 | 781872 | 100
25174 | T1 | WHISTLER PIPELINE LLC | WHISTLER PIPELINE LLC DIMMIT PIPELINE SEGMENTS | WHISTLER PIPELINE DIMMIT PIPELINE SEGMENTS | Dimmit County | TX | 78830 | DIMMIT | CN606100295 | RN111644837 | Pipeline Coatings and Cathodic Protection are protective Pipe Coatings used to minimize the risk of corrosion which in turn reduces the risk of product spillage during the pipeline transportation process. The pipe coatings and CP are used to control and/or prevent the degradation of metal piping through which the inadvertent release of product could be released to waters and lands of the State of Texas. If leakage occurs, the product becomes nonrecoverable and ceases to retain monetary value. | Pending as of April 1, 2023 | 2023-01-26 15:52 | 609168 | 100
25175 | T1 | WHISTLER PIPELINE LLC | WHISTLER PIPELINE LLC CROCKETT PIPELINE SEGEMENTS | WHISTLER PIPELINE LLC CROCKETT PIPELINE SEGMENTS | Crockett County | TX | 76943 | CROCKETT | CN606100295 | RN111644845 | Pipeline Coatings and Cathodic Protection are protective Pipe Coatings used to minimize the risk of corrosion which in turn reduces the risk of product spillage during the pipeline transportation process. The pipe coatings and CP are used to control and/or prevent the degradation of metal piping through which the inadvertent release of product could be released to waters and lands of the State of Texas. If leakage occurs, the product becomes nonrecoverable and ceases to retain monetary value. | Pending as of April 1, 2023 | 2023-01-26 15:52 | 2245152 | 100
25176 | T1 | DELAWARE BASIN RESIDUE LLC | DELAWARE BASIN RESIDUE LLC WINKLER PIPELINE SEGMENTS | DELAWARE BASIN RESIDUE WINKLER PIPELINE SEGMENTS | Winkler County | TX | 79789 | WINKLER | CN606100303 | RN111644852 | Pipeline Coatings and Cathodic Protection are protective Pipe Coatings used to minimize the risk of corrosion which in turn reduces the risk of product spillage during the pipeline transportation process. The pipe coatings and CP are used to control and/or prevent the degradation of metal piping through which the inadvertent release of product could be released to waters and lands of the State of Texas. If leakage occurs, the product becomes nonrecoverable and ceases to retain monetary value. | Pending as of April 1, 2023 | 2023-01-26 15:52 | 206560 | 100
25177 | T1 | DELAWARE BASIN RESIDUE LLC | DELAWARE BASIN RESIDUE LLC WARD PIPELINE SEGMENTS | DELAWARE BASIN RESIDUE WARD PIPELINE SEGMENTS | Ward County | TX | 79777 | WARD | CN606100303 | RN111644860 | Pipeline Coatings and Cathodic Protection are protective Pipe Coatings used to minimize the risk of corrosion which in turn reduces the risk of product spillage during the pipeline transportation process. The pipe coatings and CP are used to control and/or prevent the degradation of metal piping through which the inadvertent release of product could be released to waters and lands of the State of Texas. If leakage occurs, the product becomes nonrecoverable and ceases to retain monetary value. | Pending as of April 1, 2023 | 2023-01-26 15:53 | 742944 | 100
25178 | T1 | DELAWARE BASIN RESIDUE LLC | DELAWARE BASIN RESIDUE LLC REEVES PIPELINE SEGMENTS | DELAWARE BASIN RESIDUE REEVES PIPELINE SEGMENTS | Reeves County | TX | 79772 | REEVES | CN606100303 | RN111644878 | Pipeline Coatings and Cathodic Protection are protective Pipe Coatings used to minimize the risk of corrosion which in turn reduces the risk of product spillage during the pipeline transportation process. The pipe coatings and CP are used to control and/or prevent the degradation of metal piping through which the inadvertent release of product could be released to waters and lands of the State of Texas. If leakage occurs, the product becomes nonrecoverable and ceases to retain monetary value. | Pending as of April 1, 2023 | 2023-01-26 15:53 | 883104 | 100
25179 | T1 | DELAWARE BASIN RESIDUE LLC | DELAWARE BASIN RESIDUE LLC PECOS PIPELINE SEGMENTS | DELAWARE BASIN RESIDUE LLC PECOS PIPELINE SEGMENTS | Pecos County | TX | 79735 | PECOS | CN606100303 | RN111644894 | Pipeline Coatings and Cathodic Protection are protective Pipe Coatings used to minimize the risk of corrosion which in turn reduces the risk of product spillage during the pipeline transportation process. The pipe coatings and CP are used to control and/or prevent the degradation of metal piping through which the inadvertent release of product could be released to waters and lands of the State of Texas. If leakage occurs, the product becomes nonrecoverable and ceases to retain monetary value. | Pending as of April 1, 2023 | 2023-01-26 15:53 | 143632 | 100
25180 | T1 | DELAWARE BASIN RESIDUE LLC | DELAWARE BASIN RESIDUE LLC LOVING PIPELINE SEGMENTS | DELAWARE BASIN RESIDUE LOVING COUNTY PIPELINE SEGMENTS | Loving County | TX | 79754 | LOVING | CN606100303 | RN111644928 | Pipeline Coatings and Cathodic Protection are protective Pipe Coatings used to minimize the risk of corrosion which in turn reduces the risk of product spillage during the pipeline transportation process. The pipe coatings and CP are used to control and/or prevent the degradation of metal piping through which the inadvertent release of product could be released to waters and lands of the State of Texas. If leakage occurs, the product becomes nonrecoverable and ceases to retain monetary value. | Pending as of April 1, 2023 | 2023-01-26 15:55 | 1208848 | 100
25181 | T1 | ASPEN MIDSTREAM LLC | WASHINGTON COUNTY ASPEN MIDSTREAM PIPELINE | ASPEN MIDSTREAM PIPELINE LOCATED IN WASHINGTON COUNTY | Washington County | TX | 77835 | WASHINGTON | CN606100659 | RN111644951 | Pipeline Coatings and Cathodic Protection are protective Pipe Coatings used to minimize the risk of corrosion which in turn reduces the risk of product spillage during the pipeline transportation process. The pipe coatings and CP are used to control and/or prevent the degradation of metal piping through which the inadvertent release of product could be released to waters and lands of the State of Texas. If leakage occurs, the product becomes nonrecoverable and ceases to retain monetary value. | Pending as of April 1, 2023 | 2023-01-26 16:31 | 927696 | 100
25182 | T1 | ASPEN MIDSTREAM LLC | WALLER COUNTY ASPEN MIDSTREAM PIPELINE | ASPEN MIDSTREAM PIPELINE LOCATED IN WALLER COUNTY | Waller County | TX | 77423 | WALLER | CN606100659 | RN111644969 | Pipeline Coatings and Cathodic Protection are protective Pipe Coatings used to minimize the risk of corrosion which in turn reduces the risk of product spillage during the pipeline transportation process. The pipe coatings and CP are used to control and/or prevent the degradation of metal piping through which the inadvertent release of product could be released to waters and lands of the State of Texas. If leakage occurs, the product becomes nonrecoverable and ceases to retain monetary value. | Pending as of April 1, 2023 | 2023-01-26 16:31 | 531624 | 100
25183 | T1 | ASPEN MIDSTREAM LLC | FAYETTE COUNTY ASPEN MIDSTREAM PIPELINE | ASPEN MIDSTREAM PIPELINE LOCATED IN FAYETTE COUNTY | Fayette County | TX | 78954 | FAYETTE | CN606100659 | RN111644977 | Pipeline Coatings and Cathodic Protection are protective Pipe Coatings used to minimize the risk of corrosion which in turn reduces the risk of product spillage during the pipeline transportation process. The pipe coatings and CP are used to control and/or prevent the degradation of metal piping through which the inadvertent release of product could be released to waters and lands of the State of Texas. If leakage occurs, the product becomes nonrecoverable and ceases to retain monetary value. | Pending as of April 1, 2023 | 2023-01-26 16:31 | 498490 | 100
25184 | T1 | ASPEN MIDSTREAM LLC | AUSTIN COUNTY ASPEN MIDSTREAM PIPELINE | ASPEN MIDSTREAM PIPELINE LOCATED IN AUSTIN COUNTY | Austin County | TX | 78931 | AUSTIN | CN606100659 | RN111644662 | Required runoff controls are essential to prevent polluted runoff from reaching surface waters of the State of Texas. As soon as construction begins, erosion controls are established and maintained throughout construction and operation of the pipeline. Slope breakers are placed to reduce runoff and divert water off the construction right-of-way. Silt fences are slope breakers that consist of fabrics on supporting posts. Sediment barriers stop the flow of sediments and prevent the deposition of sediments into sensitive resources. Silt fences are used as sediment barriers, along with staked hay or straw bales. Matting is applied for soil stabilization purposes. Erosion during and after construction can contribute large amounts of sediment and silt to runoff waters, which can deteriorate water quality and lead to ecological concerns. Environmental controls, silt fence structures, diking, formations, bales, etc. in the form of perimeter barriers for sediment and runoff control at the disturbed area prevent storm water runoff from moving offsite and contaminating surface waters of the State of Texas. | Pending as of April 1, 2023 | 2023-01-26 18:26 | 3347610 | 100
25185 | T1 | ASPEN MIDSTREAM LLC | WASHINGTON COUNTY ASPEN MIDSTREAM PIPELINE | ASPEN MIDSTREAM PIPELINE LOCATED IN WASHINGTON COUNTY | Washington County | TX | 77835 | WASHINGTON | CN606100659 | RN111644951 | Leaked product can contribute to the pollution of waters and lands of the State of Texas. Nondestructive Testing Expenditures during pipeline construction, weld inspections and testing must be conducted as a form of leak detection and prevention. Radiography, one of the most widely used nondestructive testing methods, has been carried out on the pipeline using X-rays to detect internal flaws, defects, or damage in the welds. Radiography tests are performed by using radiation from a controlled source to penetrate the test items. As the radiation passes through the pipeline weld, a portion of it is absorbed by the molecular structure of the material. The amount of radiation absorbed depends on the density and composition of the material. As any cracks, fissures, and pockets in the material have different densities, they will be characterized by different exposure values as more or less radiation penetrates at those points during exposure. Nondestructive testing is instrumental in detecting weld defects that lead to product leakage from the pipeline once operational | Pending as of April 1, 2023 | 2023-01-26 18:26 | 4638480 | 100
25186 | T1 | ASPEN MIDSTREAM LLC | WALLER COUNTY ASPEN MIDSTREAM PIPELINE | ASPEN MIDSTREAM PIPELINE LOCATED IN WALLER COUNTY | Waller County | TX | 77423 | WALLER | CN606100659 | RN111644969 | Leaked product can contribute to the pollution of waters and lands of the State of Texas. Nondestructive Testing Expenditures during pipeline construction, weld inspections and testing must be conducted as a form of leak detection and prevention. Radiography, one of the most widely used nondestructive testing methods, has been carried out on the pipeline using X-rays to detect internal flaws, defects, or damage in the welds. Radiography tests are performed by using radiation from a controlled source to penetrate the test items. As the radiation passes through the pipeline weld, a portion of it is absorbed by the molecular structure of the material. The amount of radiation absorbed depends on the density and composition of the material. As any cracks, fissures, and pockets in the material have different densities, they will be characterized by different exposure values as more or less radiation penetrates at those points during exposure. Nondestructive testing is instrumental in detecting weld defects that lead to product leakage from the pipeline once operational | Pending as of April 1, 2023 | 2023-01-26 18:26 | 2658120 | 100
25187 | T1 | ASPEN MIDSTREAM LLC | FAYETTE COUNTY ASPEN MIDSTREAM PIPELINE | ASPEN MIDSTREAM PIPELINE LOCATED IN FAYETTE COUNTY | Fayette County | TX | 78954 | FAYETTE | CN606100659 | RN111644977 | Leaked product can contribute to the pollution of waters and lands of the State of Texas. Nondestructive Testing Expenditures during pipeline construction, weld inspections and testing must be conducted as a form of leak detection and prevention. Radiography, one of the most widely used nondestructive testing methods, has been carried out on the pipeline using X-rays to detect internal flaws, defects, or damage in the welds. Radiography tests are performed by using radiation from a controlled source to penetrate the test items. As the radiation passes through the pipeline weld, a portion of it is absorbed by the molecular structure of the material. The amount of radiation absorbed depends on the density and composition of the material. As any cracks, fissures, and pockets in the material have different densities, they will be characterized by different exposure values as more or less radiation penetrates at those points during exposure. Nondestructive testing is instrumental in detecting weld defects that lead to product leakage from the pipeline once operational | Pending as of April 1, 2023 | 2023-01-26 18:26 | 2492448 | 100
25188 | T1 | ASPEN MIDSTREAM LLC | AUSTIN COUNTY ASPEN MIDSTREAM PIPELINE | ASPEN MIDSTREAM PIPELINE LOCATED IN AUSTIN COUNTY | Austin County | TX | 78931 | AUSTIN | CN606100659 | RN111644662 | Leaked product can contribute to the pollution of waters and lands of the State of Texas. Nondestructive Testing Expenditures during pipeline construction, weld inspections and testing must be conducted as a form of leak detection and prevention. Radiography, one of the most widely used nondestructive testing methods, has been carried out on the pipeline using X-rays to detect internal flaws, defects, or damage in the welds. Radiography tests are performed by using radiation from a controlled source to penetrate the test items. As the radiation passes through the pipeline weld, a portion of it is absorbed by the molecular structure of the material. The amount of radiation absorbed depends on the density and composition of the material. As any cracks, fissures, and pockets in the material have different densities, they will be characterized by different exposure values as more or less radiation penetrates at those points during exposure. Nondestructive testing is instrumental in detecting weld defects that lead to product leakage from the pipeline once operational | Pending as of April 1, 2023 | 2023-01-26 18:27 | 2678088 | 100
25189 | T1 | ASPEN MIDSTREAM LLC | WASHINGTON COUNTY ASPEN MIDSTREAM PIPELINE | ASPEN MIDSTREAM PIPELINE LOCATED IN WASHINGTON COUNTY | Washington County | TX | 77835 | WASHINGTON | CN606100659 | RN111644951 | During Pipeline operations, there is potential for product to exit from Pipeline ruptures or leaks due to pipeline damage or defects. Leaked product is non recoverable and can pollute water and land. A way to prevent this is to limit the overall volume of product that might escape from the Pipeline. Automatic Shut Off Valves are installed at intervals along the Pipeline to reduce or prevent any such negative impacts to the environment caused by a product release. An Automatic Shutoff Valve is a block valve equipped with an electric, pneumatic, or natural gas powered actuator capable of closing the valve automatically when a change in pressure or flow rate exceeds a specified limit. Sensors provide data to show when a change has occurred. Isolating the damaged pipeline segment by quickly closing upstream and downstream block valves is an effective method for mitigating the consequences of product fugitives release, thus reducing risk of environmental damage. | Pending as of April 1, 2023 | 2023-01-26 18:27 | 637791 | 100
25190 | T1 | ASPEN MIDSTREAM LLC | WALLER COUNTY ASPEN MIDSTREAM PIPELINE | ASPEN MIDSTREAM PIPELINE LOCATED IN WALLER COUNTY | Waller County | TX | 77423 | WALLER | CN606100659 | RN111644969 | During Pipeline operations, there is potential for product to exit from Pipeline ruptures or leaks due to pipeline damage or defects. Leaked product is non recoverable and can pollute water and land. A way to prevent this is to limit the overall volume of product that might escape from the Pipeline. Automatic Shut Off Valves are installed at intervals along the Pipeline to reduce or prevent any such negative impacts to the environment caused by a product release. An Automatic Shutoff Valve is a block valve equipped with an electric, pneumatic, or natural gas powered actuator capable of closing the valve automatically when a change in pressure or flow rate exceeds a specified limit. Sensors provide data to show when a change has occurred. Isolating the damaged pipeline segment by quickly closing upstream and downstream block valves is an effective method for mitigating the consequences of product fugitives release, thus reducing risk of environmental damage. | Pending as of April 1, 2023 | 2023-01-26 18:27 | 365492 | 100
25191 | T1 | ASPEN MIDSTREAM LLC | FAYETTE COUNTY ASPEN MIDSTREAM PIPELINE | ASPEN MIDSTREAM PIPELINE LOCATED IN FAYETTE COUNTY | Fayette County | TX | 78954 | FAYETTE | CN606100659 | RN111644977 | During Pipeline operations, there is potential for product to exit from Pipeline ruptures or leaks due to pipeline damage or defects. Leaked product is non recoverable and can pollute water and land. A way to prevent this is to limit the overall volume of product that might escape from the Pipeline. Automatic Shut Off Valves are installed at intervals along the Pipeline to reduce or prevent any such negative impacts to the environment caused by a product release. An Automatic Shutoff Valve is a block valve equipped with an electric, pneumatic, or natural gas powered actuator capable of closing the valve automatically when a change in pressure or flow rate exceeds a specified limit. Sensors provide data to show when a change has occurred. Isolating the damaged pipeline segment by quickly closing upstream and downstream block valves is an effective method for mitigating the consequences of product fugitives release, thus reducing risk of environmental damage. | Pending as of April 1, 2023 | 2023-01-26 18:27 | 342712 | 100
25192 | T1 | ASPEN MIDSTREAM LLC | AUSTIN COUNTY ASPEN MIDSTREAM PIPELINE | ASPEN MIDSTREAM PIPELINE LOCATED IN AUSTIN COUNTY | Austin County | TX | 78931 | AUSTIN | CN606100659 | RN111644662 | During Pipeline operations, there is potential for product to exit from Pipeline ruptures or leaks due to pipeline damage or defects. Leaked product is non recoverable and can pollute water and land. A way to prevent this is to limit the overall volume of product that might escape from the Pipeline. Automatic Shut Off Valves are installed at intervals along the Pipeline to reduce or prevent any such negative impacts to the environment caused by a product release. An Automatic Shutoff Valve is a block valve equipped with an electric, pneumatic, or natural gas powered actuator capable of closing the valve automatically when a change in pressure or flow rate exceeds a specified limit. Sensors provide data to show when a change has occurred. Isolating the damaged pipeline segment by quickly closing upstream and downstream block valves is an effective method for mitigating the consequences of product fugitives release, thus reducing risk of environmental damage. | Pending as of April 1, 2023 | 2023-01-26 18:27 | 368237 | 100
25193 | T1 | ASPEN MIDSTREAM LLC | WASHINGTON COUNTY ASPEN MIDSTREAM PIPELINE | ASPEN MIDSTREAM PIPELINE LOCATED IN WASHINGTON COUNTY | Washington County | TX | 77835 | WASHINGTON | CN606100659 | RN111644951 | Sedimentation and erosion controls consisting of slope breakers, silt fences, sedimentation barriers, staked hay or straw bales, matting and diking. | The following property is used 100% for pollution control and is installed to meet or exceed federal or state regulations: Sedimentation and erosion controls consisting of slope breakers, silt fences, sedimentation barriers, staked hay or straw bales, matting and diking. | 2023-03-28 | 5798100 | 100
25194 | T1 | ASPEN MIDSTREAM LLC | WALLER COUNTY ASPEN MIDSTREAM PIPELINE | ASPEN MIDSTREAM PIPELINE LOCATED IN WALLER COUNTY | Waller County | TX | 77423 | WALLER | CN606100659 | RN111644969 | Sedimentation and erosion controls consisting of slope breakers, silt fences, sedimentation barriers, staked hay or straw bales, matting and diking. | The following property is used 100% for pollution control and is installed to meet or exceed federal or state regulations: Sedimentation and erosion controls consisting of slope breakers, silt fences, sedimentation barriers, staked hay or straw bales, matting and diking. | 2023-03-28 | 3322650 | 100
25195 | T1 | ASPEN MIDSTREAM LLC | FAYETTE COUNTY ASPEN MIDSTREAM PIPELINE | ASPEN MIDSTREAM PIPELINE LOCATED IN FAYETTE COUNTY | Fayette County | TX | 78954 | FAYETTE | CN606100659 | RN111644977 | Sedimentation and erosion controls consisting of slope breakers, silt fences, sedimentation barriers, staked hay or straw bales, matting and diking. | The following property is used 100% for pollution control and is installed to meet or exceed federal or state regulations: Sedimentation and erosion controls consisting of slope breakers, silt fences, sedimentation barriers, staked hay or straw bales, matting and diking. | 2023-03-28 | 3115560 | 100
25196 | T1 | ONCOR ELECTRIC DELIVERY COMPANY LLC | WICHITA FALLS SUBSTATION | 1900 OLD JACKSBORO HWY | Wichita County | TX | 76301 | WICHITA | CN603313842 | RN111645065 | This secondary containment system consists of a concrete pad around the transformer with an oil-water separator and a metal railing to separate and contain any leaked oil which prevents the release of hydrocarbon materials from reaching the waters of the U.S. | Pending as of April 1, 2023 | 2023-01-26 19:41 | 64787 | 100
25197 | T1 | ONCOR ELECTRIC DELIVERY COMPANY LLC | 8111 DOUGLAS - MANHATTAN CONSTRUCTION | 8111 DOUGLAS AVE | Dallas County | TX | 75225 | DALLAS | CN603313842 | RN111645073 | This secondary containment system consists of a metal moat unit that is designed to capture the capacity of the oil filled transformer, in case of a catastrophic release, which prevents hydrocarbon materials from reaching waters of the US. | Pending as of April 1, 2023 | 2023-01-26 19:42 | 19801 | 100
25198 | T1 | ONCOR ELECTRIC DELIVERY COMPANY LLC | WILLOW WELLS SUBSTATION | 11046 STATE HWY 302 | Winkler County | TX | 79789 | WINKLER | CN603313842 | RN111645081 | This secondary containment system consists of a concrete pad around the transformer with an oil-water separator and a metal railing to separate and contain any leaked oil which prevents the release of hydrocarbon materials from reaching the waters of the U.S. | Pending as of April 1, 2023 | 2023-01-26 19:42 | 67780 | 100
25199 | T1 | ONCOR ELECTRIC DELIVERY COMPANY LLC | WHITE ROCK SUBSTATION | 1825 ST. FRANCIS AVE | Dallas County | TX | 75218 | DALLAS | CN603313842 | RN111645099 | Leaker Management - This secondary containment system consists of a concrete pad around the transformer with an oil-water separator and a metal railing to separate and contain any leaked oil which prevents the release of hydrocarbon materials from reaching the waters of the U.S. Trench unit catastrophic containment TCU - This containment system consists of an earthen berm that directs any oil into a trench containment unit located inside/outside substation where a separator contains oil, allows water to leave, and prevents hydrocarbon materials from reaching waters of the US. | Pending as of April 1, 2023 | 2023-01-26 19:42 | 188367 | 100
25200 | T1 | ONCOR ELECTRIC DELIVERY COMPANY LLC | WEST NETWORK SUBSTATION | 913 S. INDUSTRIAL AVE | Dallas County | TX | 75207 | DALLAS | CN603313842 | RN111645107 | This secondary containment system consists of a concrete pad around the transformer with an oil-water separator and a metal railing to separate and contain any leaked oil which prevents the release of hydrocarbon materials from reaching the waters of the U.S. | Pending as of April 1, 2023 | 2023-01-26 19:42 | 92842 | 100
25201 | T1 | ONCOR ELECTRIC DELIVERY COMPANY LLC | WAXAHACHIE NORTHWEST SUBSTATION | 6810 DANIEL RD | Ellis County | TX | 75167 | ELLIS | CN603313842 | RN111645115 | Leaker Management - This secondary containment system consists of a concrete pad around the transformer with an oil-water separator and a metal railing to separate and contain any leaked oil which prevents the release of hydrocarbon materials from reaching the waters of the U.S. Trench unit catastrophic containment TCU - This containment system consists of an earthen berm that directs any oil into a trench containment unit located inside/outside substation where a separator contains oil, allows water to leave, and prevents hydrocarbon materials from reaching waters of the US. | Pending as of April 1, 2023 | 2023-01-26 19:42 | 129375 | 100
25202 | T1 | ONCOR ELECTRIC DELIVERY COMPANY LLC | TYLER SOUTHWEST SUBSTATION | 14321 CR1134 | Smith County | TX | 75709 | SMITH | CN603313842 | RN111645123 | Leaker Management - This secondary containment system consists of a concrete pad around the transformer with an oil-water separator and a metal railing to separate and contain any leaked oil which prevents the release of hydrocarbon materials from reaching the waters of the U.S. Trench unit catastrophic containment TCU - This containment system consists of an earthen berm that directs any oil into a trench containment unit located inside/outside substation where a separator contains oil, allows water to leave, and prevents hydrocarbon materials from reaching waters of the US. | Pending as of April 1, 2023 | 2023-01-26 19:43 | 128215 | 100
25203 | T1 | ONCOR ELECTRIC DELIVERY COMPANY LLC | TYLER GE SUBSTATION | 5128 TROUP HWY | Smith County | TX | 75707 | SMITH | CN603313842 | RN111645131 | This containment system consists of an earthen berm that directs any oil into a trench containment unit located inside/outside a substation where a separator contains oil, allows water to leave, and prevents hydrocarbon materials from reaching waters of the US. | Pending as of April 1, 2023 | 2023-01-26 19:43 | 107320 | 100
25204 | T1 | ONCOR ELECTRIC DELIVERY COMPANY LLC | THORNTONVILLE SUBSTATION | 5313 S COLORADO AVE | Ward County | TX | 79756 | WARD | CN603313842 | RN111645149 | This secondary containment system consists of a concrete pad around the transformer with an oil-water separator and a metal railing to separate and contain any leaked oil which prevents the release of hydrocarbon materials from reaching the waters of the U.S. | Pending as of April 1, 2023 | 2023-01-26 19:43 | 67210 | 100
25205 | T1 | ONCOR ELECTRIC DELIVERY COMPANY LLC | STEPHENVILLE SWITCH | 2760 WEST WASHINGTON | Erath County | TX | 76401 | ERATH | CN603313842 | RN111645156 | This secondary containment system consists of a concrete pad around the transformer with an oil-water separator and a metal railing to separate and contain any leaked oil which prevents the release of hydrocarbon materials from reaching the waters of the U.S. | Pending as of April 1, 2023 | 2023-01-26 19:43 | 40277 | 100
25206 | T1 | ONCOR ELECTRIC DELIVERY COMPANY LLC | STAGECOACH SUBSTATION | 9720 SHIMLA DR | Bell County | TX | 76542 | BELL | CN603313842 | RN111645164 | Leaker Management - This secondary containment system consists of a concrete pad around the transformer with an oil-water separator and a metal railing to separate and contain any leaked oil which prevents the release of hydrocarbon materials from reaching the waters of the U.S. Trench unit catastrophic containment TCU - This containment system consists of an earthen berm that directs any oil into a trench containment unit located inside/outside substation where a separator contains oil, allows water to leave, and prevents hydrocarbon materials from reaching waters of the US. | Pending as of April 1, 2023 | 2023-01-26 19:43 | 127570 | 100
25207 | T1 | ONCOR ELECTRIC DELIVERY COMPANY LLC | SHIPWRECK SUBSTATION | 628 TANK FARM ROAD | Reagan County | TX | 79739 | REAGAN | CN603313842 | RN111645172 | This secondary containment system consists of a concrete pad around the transformer with an oil-water separator and a metal railing to separate and contain any leaked oil which prevents the release of hydrocarbon materials from reaching the waters of the U.S. | Pending as of April 1, 2023 | 2023-01-26 19:44 | 33190 | 100
25208 | T1 | ONCOR ELECTRIC DELIVERY COMPANY LLC | ROANOKE WEST SUBSTATION | HIGHWAY 114 WEST | Denton County | TX | 76262 | DENTON | CN603313842 | RN111645180 | This is the repair of the railing of the damaged secondary containment system that consists of a concrete pad around the transformer with an oil-water separator and a metal railing to separate and contain any leaked oil which prevents the release of hydrocarbon materials from reaching the waters of the United States. | Pending as of April 1, 2023 | 2023-01-26 19:44 | 15000 | 100
25209 | T1 | ONCOR ELECTRIC DELIVERY COMPANY LLC | RIVERVIEW SUBSTATION | 6074 FM-1927 | Ward County | TX | 79756 | WARD | CN603313842 | RN111645198 | This secondary containment system consists of a concrete pad around the transformer with an oil-water separator and a metal railing to separate and contain any leaked oil which prevents the release of hydrocarbon materials from reaching the waters of the U.S. | Pending as of April 1, 2023 | 2023-01-26 19:44 | 32946 | 100
25210 | T1 | ONCOR ELECTRIC DELIVERY COMPANY LLC | RICHARDSON SPRING CREEK SUBSTATION | 1581 WOODOAK DR | Dallas County | TX | 75082 | DALLAS | CN603313842 | RN111645206 | This containment system consists of an earthen berm that directs any oil into a trench containment unit located inside/outside a substation where a separator contains oil, allows water to leave, and prevents hydrocarbon materials from reaching waters of the US. | Pending as of April 1, 2023 | 2023-01-26 19:44 | 106250 | 100
25211 | T1 | ONCOR ELECTRIC DELIVERY COMPANY LLC | REINDEER SUBSTATION | 2520 S DALLAS AVE | Dallas County | TX | 75146 | DALLAS | CN603313842 | RN111645214 | Leaker Management - This secondary containment system consists of a concrete pad around the transformer with an oil-water separator and a metal railing to separate and contain any leaked oil which prevents the release of hydrocarbon materials from reaching the waters of the U.S. Trench unit catastrophic containment TCU - This containment system consists of an earthen berm that directs any oil into a trench containment unit located inside/outside substation where a separator contains oil, allows water to leave, and prevents hydrocarbon materials from reaching waters of the US. | Pending as of April 1, 2023 | 2023-01-26 19:44 | 150029 | 100
25212 | T1 | ONCOR ELECTRIC DELIVERY COMPANY LLC | POOLVILLE SUBSTATION | Latitude = 32.9204, Longitude = -97.8602 | Parker County | TX | 76487 | PARKER | CN603313842 | RN111413621 | This containment system consists of an earthen berm that directs any oil into a trench containment unit located inside/outside a substation where a separator contains oil, allows water to leave, and prevents hydrocarbon materials from reaching waters of the US. | Pending as of April 1, 2023 | 2023-01-26 19:45 | 110531 | 100
25213 | T1 | ONCOR ELECTRIC DELIVERY COMPANY LLC | PLANO SHILOH ROAD SUBSTATION | 1091 SHILOH RD | Collin County | TX | 75074 | COLLIN | CN603313842 | RN111645222 | This secondary containment system consists of a concrete pad around the transformer with an oil-water separator and a metal railing to separate and contain any leaked oil which prevents the release of hydrocarbon materials from reaching the waters of the U.S. | Pending as of April 1, 2023 | 2023-01-26 19:45 | 32220 | 100
25214 | T1 | ONCOR ELECTRIC DELIVERY COMPANY LLC | PANTHER ISLAND SUBSTATION | 400 N MAIN STREET | Tarrant County | TX | 76164 | TARRANT | CN603313842 | RN111645230 | Leaker Management - This secondary containment system consists of a concrete pad around the transformer with an oil-water separator and a metal railing to separate and contain any leaked oil which prevents the release of hydrocarbon materials from reaching the waters of the U.S. Trench unit catastrophic containment TCU - This containment system consists of an earthen berm that directs any oil into a trench containment unit located inside/outside substation where a separator contains oil, allows water to leave, and prevents hydrocarbon materials from reaching waters of the US. | Pending as of April 1, 2023 | 2023-01-26 19:45 | 164363 | 100
25215 | T1 | ONCOR ELECTRIC DELIVERY COMPANY LLC | ONCOR - TRANSMISSION REPAIR CENTER | 47000 N HIGHWAY 67 | Ellis County | TX | 76065 | ELLIS | CN603313842 | RN111645248 | This secondary containment system consists of an earthen berm inside or outside the substation to capture any leaked oil. An oil-water separator contains the oil allowing water to leave which prevents hydrocarbon materials from reaching waters of the US. | Pending as of April 1, 2023 | 2023-01-26 19:45 | 84843 | 100
25216 | T1 | ONCOR ELECTRIC DELIVERY COMPANY LLC | MONUMENT DRAW SUBSTATION | 6832 FM-181 | Andrews County | TX | 79714 | ANDREWS | CN603313842 | RN111645255 | This secondary containment system consists of a concrete pad around the transformer with an oil-water separator and a metal railing to separate and contain any leaked oil which prevents the release of hydrocarbon materials from reaching the waters of the U.S. | Pending as of April 1, 2023 | 2023-01-26 19:45 | 33290 | 100
25217 | T1 | ONCOR ELECTRIC DELIVERY COMPANY LLC | MIDWAY SUBSTATION | 7M S OF NOTREES, FM 2019 | Ector County | TX | 79741 | ECTOR | CN603313842 | RN111645263 | This secondary containment system consists of a concrete pad around the transformer with an oil-water separator and a metal railing to separate and contain any leaked oil which prevents the release of hydrocarbon materials from reaching the waters of the U.S. | Pending as of April 1, 2023 | 2023-01-26 19:46 | 33610 | 100
25218 | T1 | ONCOR ELECTRIC DELIVERY COMPANY LLC | MEANS SUBSTATION | 385 9M N OF ANDREWS 5M E AT TAYLOR | Andrews County | TX | 79714 | ANDREWS | CN603313842 | RN111645271 | This secondary containment system consists of a concrete pad around the transformer with an oil-water separator and a metal railing to separate and contain any leaked oil which prevents the release of hydrocarbon materials from reaching the waters of the U.S. | Pending as of April 1, 2023 | 2023-01-26 19:46 | 33190 | 100
25219 | T1 | ONCOR ELECTRIC DELIVERY COMPANY LLC | MCKINNEY SOUTH SUBSTATION | 4500 STATE HWY 121 | Collin County | TX | 75070 | COLLIN | CN603313842 | RN109632844 | This secondary containment system consists of an earthen berm inside or outside the substation to capture any leaked oil. An oil-water separator contains the oil allowing water to leave which prevents hydrocarbon materials from reaching waters of the US. | Pending as of April 1, 2023 | 2023-01-26 19:46 | 54330 | 100
25220 | T1 | ONCOR ELECTRIC DELIVERY COMPANY LLC | MANSFIELD SUBSTATION | 1949 FM-1187 E | Tarrant County | TX | 76063 | TARRANT | CN603313842 | RN111645289 | Leaker Management - This secondary containment system consists of a concrete pad around the transformer with an oil-water separator and a metal railing to separate and contain any leaked oil which prevents the release of hydrocarbon materials from reaching the waters of the U.S. Trench unit catastrophic containment TCU - This containment system consists of an earthen berm that directs any oil into a trench containment unit located inside/outside substation where a separator contains oil, allows water to leave, and prevents hydrocarbon materials from reaching waters of the US. | Pending as of April 1, 2023 | 2023-01-26 19:46 | 288100 | 100
25221 | T1 | ONCOR ELECTRIC DELIVERY COMPANY LLC | LAWTHER DRIVE SUBSTATION | 2853 WHITE ROCK RD | Dallas County | TX | 75214 | DALLAS | CN603313842 | RN109627117 | This containment system consists of an earthen berm that directs any oil into a trench containment unit located inside/outside a substation where a separator contains oil, allows water to leave, and prevents hydrocarbon materials from reaching waters of the US. | Pending as of April 1, 2023 | 2023-01-26 19:46 | 159480 | 100
25222 | T1 | ONCOR ELECTRIC DELIVERY COMPANY LLC | LAKE HIGHLAND SUB | 10001 E NORTHWEST HWY | Dallas County | TX | 75238 | DALLAS | CN603313842 | RN111645297 | Leaker Management - This secondary containment system consists of a concrete pad around the transformer with an oil-water separator and a metal railing to separate and contain any leaked oil which prevents the release of hydrocarbon materials from reaching the waters of the U.S. Trench unit catastrophic containment TCU - This containment system consists of an earthen berm that directs any oil into a trench containment unit located inside/outside substation where a separator contains oil, allows water to leave, and prevents hydrocarbon materials from reaching waters of the US. | Pending as of April 1, 2023 | 2023-01-26 19:47 | 277784 | 100
25223 | T1 | ONCOR ELECTRIC DELIVERY COMPANY LLC | LAKEWOOD SUBSTATION | 1828 W GREEN OAKS BLVD | Tarrant County | TX | 76013 | TARRANT | CN603313842 | RN111645305 | Leaker Management - This secondary containment system consists of a concrete pad around the transformer with an oil-water separator and a metal railing to separate and contain any leaked oil which prevents the release of hydrocarbon materials from reaching the waters of the U.S. Trench unit catastrophic containment TCU - This containment system consists of an earthen berm that directs any oil into a trench containment unit located inside/outside substation where a separator contains oil, allows water to leave, and prevents hydrocarbon materials from reaching waters of the US. | Pending as of April 1, 2023 | 2023-01-26 19:47 | 152770 | 100
25224 | T1 | ONCOR ELECTRIC DELIVERY COMPANY LLC | LAKECREST SUBSTATION | Latitude = 32.731749, Longitude = -96.985932 | Dallas County | TX | 75051 | DALLAS | CN603313842 | RN110968807 | Leaker Management - This secondary containment system consists of a concrete pad around the transformer with an oil-water separator and a metal railing to separate and contain any leaked oil which prevents the release of hydrocarbon materials from reaching the waters of the U.S. Trench unit catastrophic containment TCU - This containment system consists of an earthen berm that directs any oil into a trench containment unit located inside/outside substation where a separator contains oil, allows water to leave, and prevents hydrocarbon materials from reaching waters of the US. | Pending as of April 1, 2023 | 2023-01-26 19:47 | 126872 | 100
25225 | T1 | ONCOR ELECTRIC DELIVERY COMPANY LLC | KLEBERG SUBSTATION | 2500 GREAT OAK DR | Dallas County | TX | 75253 | DALLAS | CN603313842 | RN111645313 | Leaker Management - This secondary containment system consists of a concrete pad around the transformer with an oil-water separator and a metal railing to separate and contain any leaked oil which prevents the release of hydrocarbon materials from reaching the waters of the U.S. Trench unit catastrophic containment TCU - This containment system consists of an earthen berm that directs any oil into a trench containment unit located inside/outside substation where a separator contains oil, allows water to leave, and prevents hydrocarbon materials from reaching waters of the US. | Pending as of April 1, 2023 | 2023-01-26 19:47 | 129905 | 100
25226 | T1 | ONCOR ELECTRIC DELIVERY COMPANY LLC | FRITO LAY | 2465 GOLDEN BEAR CT | Dallas County | TX | 75006 | DALLAS | CN603313842 | RN111645321 | This is a catastrophic vault unit that is designed to contain all the oil within the transformer. The DVU will capture the capacity of the oil filled transformer, in case of a catastrophic release. The vault unit is installed on a distribution transformer, which prevents the release of hydrocarbon materials from reaching the waters of the U.S. | Pending as of April 1, 2023 | 2023-01-26 19:47 | 15269 | 100
25227 | T1 | ONCOR ELECTRIC DELIVERY COMPANY LLC | KIMBALL ROAD SUB | 550 KIMBALL AVENUE | Tarrant County | TX | 76092 | TARRANT | CN603313842 | RN111645339 | Leaker Management - This secondary containment system consists of a concrete pad around the transformer with an oil-water separator and a metal railing to separate and contain any leaked oil which prevents the release of hydrocarbon materials from reaching the waters of the U.S. Trench unit catastrophic containment TCU - This containment system consists of an earthen berm that directs any oil into a trench containment unit located inside/outside substation where a separator contains oil, allows water to leave, and prevents hydrocarbon materials from reaching waters of the US. | Pending as of April 1, 2023 | 2023-01-26 19:48 | 188135 | 100
25228 | T1 | ONCOR ELECTRIC DELIVERY COMPANY LLC | KILLEEN SWITCH | 8732 FEATHERLINE RD | Bell County | TX | 76542 | BELL | CN603313842 | RN111645347 | This secondary containment system consists of a concrete pad around the transformer with an oil-water separator and a metal railing to separate and contain any leaked oil which prevents the release of hydrocarbon materials from reaching the waters of the U.S. | Pending as of April 1, 2023 | 2023-01-26 19:48 | 58785 | 100
25229 | T1 | ONCOR ELECTRIC DELIVERY COMPANY LLC | KENNEDALE SUBSTATION | 333 S. NEW HOPE RD. | Tarrant County | TX | 76060 | TARRANT | CN603313842 | RN111645354 | This secondary containment system consists of a concrete pad around the transformer with an oil-water separator and a metal railing to separate and contain any leaked oil which prevents the release of hydrocarbon materials from reaching the waters of the U.S. | Pending as of April 1, 2023 | 2023-01-26 19:48 | 92748 | 100
25230 | T1 | ONCOR ELECTRIC DELIVERY COMPANY LLC | KELLER WALL PRICE SUBSTATION | 833 CHISHOLM TRL | Tarrant County | TX | 76248 | TARRANT | CN603313842 | RN111645362 | Leaker Management - This secondary containment system consists of a concrete pad around the transformer with an oil-water separator and a metal railing to separate and contain any leaked oil which prevents the release of hydrocarbon materials from reaching the waters of the U.S. Trench unit catastrophic containment TCU - This containment system consists of an earthen berm that directs any oil into a trench containment unit located inside/outside substation where a separator contains oil, allows water to leave, and prevents hydrocarbon materials from reaching waters of the US. | Pending as of April 1, 2023 | 2023-01-26 19:48 | 163910 | 100
25231 | T1 | ONCOR ELECTRIC DELIVERY COMPANY LLC | IRVING VALLEY VIEW SUBSTATION | 2000 VALLEY VIEW LN | Dallas County | TX | 75061 | DALLAS | CN603313842 | RN111645370 | This secondary containment system consists of a concrete pad around the transformer with an oil-water separator and a metal railing to separate and contain any leaked oil which prevents the release of hydrocarbon materials from reaching the waters of the U.S. | Pending as of April 1, 2023 | 2023-01-26 19:48 | 32490 | 100
25232 | T1 | ONCOR ELECTRIC DELIVERY COMPANY LLC | HORNE STREET SUBSTATION | 5792 EDWARDS RANCH RD | Tarrant County | TX | 76107 | TARRANT | CN603313842 | RN111645388 | This containment system consists of an earthen berm that directs any oil into a trench containment unit located inside/outside a substation where a separator contains oil, allows water to leave, and prevents hydrocarbon materials from reaching waters of the US. | Pending as of April 1, 2023 | 2023-01-26 19:49 | 166435 | 100
25233 | T1 | ONCOR ELECTRIC DELIVERY COMPANY LLC | HARRY HINES SUBSTATION | 1950 N STEMMONS FWY | Dallas County | TX | 75207 | DALLAS | CN603313842 | RN111645396 | Leaker Management - This secondary containment system consists of a concrete pad around the transformer with an oil-water separator and a metal railing to separate and contain any leaked oil which prevents the release of hydrocarbon materials from reaching the waters of the U.S. Trench unit catastrophic containment TCU - This containment system consists of an earthen berm that directs any oil into a trench containment unit located inside/outside substation where a separator contains oil, allows water to leave, and prevents hydrocarbon materials from reaching waters of the US. | Pending as of April 1, 2023 | 2023-01-26 19:49 | 126515 | 100
25234 | T1 | ONCOR ELECTRIC DELIVERY COMPANY LLC | GAMMA SUBSTATION | 146 W PARIS ST | Ellis County | TX | 75152 | ELLIS | CN603313842 | RN111645404 | Leaker Management - This secondary containment system consists of a concrete pad around the transformer with an oil-water separator and a metal railing to separate and contain any leaked oil which prevents the release of hydrocarbon materials from reaching the waters of the U.S. Trench unit catastrophic containment TCU - This containment system consists of an earthen berm that directs any oil into a trench containment unit located inside/outside substation where a separator contains oil, allows water to leave, and prevents hydrocarbon materials from reaching waters of the US. | Pending as of April 1, 2023 | 2023-01-26 19:49 | 127430 | 100
25235 | T1 | ONCOR ELECTRIC DELIVERY COMPANY LLC | FLAT LAND SUBSTATION | 3582 FM-846 | Martin County | TX | 79782 | MARTIN | CN603313842 | RN111645412 | This secondary containment system consists of a concrete pad around the transformer with an oil-water separator and a metal railing to separate and contain any leaked oil which prevents the release of hydrocarbon materials from reaching the waters of the U.S. | Pending as of April 1, 2023 | 2023-01-26 19:49 | 67210 | 100
25236 | T1 | ONCOR ELECTRIC DELIVERY COMPANY LLC | FARMERS BRANCH SUBSTATION | 4055 ALPHA RD | Dallas County | TX | 75001 | DALLAS | CN603313842 | RN111645420 | Leaker Management - This secondary containment system consists of a concrete pad around the transformer with an oil-water separator and a metal railing to separate and contain any leaked oil which prevents the release of hydrocarbon materials from reaching the waters of the U.S. Trench unit catastrophic containment TCU - This containment system consists of an earthen berm that directs any oil into a trench containment unit located inside/outside substation where a separator contains oil, allows water to leave, and prevents hydrocarbon materials from reaching waters of the US. | Pending as of April 1, 2023 | 2023-01-26 19:49 | 160974 | 100
25237 | T1 | ONCOR ELECTRIC DELIVERY COMPANY LLC | ELKHART SUBSTATION | 105 FM 1817 | Anderson County | TX | 75839 | ANDERSON | CN603313842 | RN111645438 | Leaker Management - This secondary containment system consists of a concrete pad around the transformer with an oil-water separator and a metal railing to separate and contain any leaked oil which prevents the release of hydrocarbon materials from reaching the waters of the U.S. Trench unit catastrophic containment TCU - This containment system consists of an earthen berm that directs any oil into a trench containment unit located inside/outside substation where a separator contains oil, allows water to leave, and prevents hydrocarbon materials from reaching waters of the US. | Pending as of April 1, 2023 | 2023-01-26 19:49 | 157625 | 100
25238 | T1 | ONCOR ELECTRIC DELIVERY COMPANY LLC | EDGECLIFF VILLAGE SUBSTATION | 6747 CROWLEY RD | Tarrant County | TX | 76134 | TARRANT | CN603313842 | RN111645446 | Leaker Management - This secondary containment system consists of a concrete pad around the transformer with an oil-water separator and a metal railing to separate and contain any leaked oil which prevents the release of hydrocarbon materials from reaching the waters of the U.S. Trench unit catastrophic containment TCU - This containment system consists of an earthen berm that directs any oil into a trench containment unit located inside/outside substation where a separator contains oil, allows water to leave, and prevents hydrocarbon materials from reaching waters of the US. | Pending as of April 1, 2023 | 2023-01-26 19:50 | 181380 | 100
25239 | T1 | ONCOR ELECTRIC DELIVERY COMPANY LLC | DUVAL SUBSTATION | 1717 DUVAL ST | Tarrant County | TX | 76104 | TARRANT | CN603313842 | RN111645453 | This secondary containment system consists of a concrete pad around the transformer with an oil-water separator and a metal railing to separate and contain any leaked oil which prevents the release of hydrocarbon materials from reaching the waters of the U.S. | Pending as of April 1, 2023 | 2023-01-26 19:50 | 65415 | 100
25240 | T1 | ONCOR ELECTRIC DELIVERY COMPANY LLC | DALWORTH SUBSTATION | 1940 W TARRANT RD | Dallas County | TX | 75050 | DALLAS | CN603313842 | RN111645461 | This secondary containment system consists of a concrete pad around the transformer with an oil-water separator and a metal railing to separate and contain any leaked oil which prevents the release of hydrocarbon materials from reaching the waters of the U.S. | Pending as of April 1, 2023 | 2023-01-26 19:50 | 71336 | 100
25241 | T1 | ONCOR ELECTRIC DELIVERY COMPANY LLC | CARROLLTON NORTHWEST SUBSTATION | Latitude = 32.9846, Longitude = -96.9382 | Dallas County | TX | 75007 | DALLAS | CN603313842 | RN110105673 | This secondary containment system consists of a concrete pad around the transformer with an oil-water separator and a metal railing to separate and contain any leaked oil which prevents the release of hydrocarbon materials from reaching the waters of the U.S. | Pending as of April 1, 2023 | 2023-01-26 19:50 | 34140 | 100
25242 | T1 | ONCOR ELECTRIC DELIVERY COMPANY LLC | BURNETT SWITCH | 113 SAN ANTONIO ST | Wichita County | TX | 76301 | WICHITA | CN603313842 | RN111645479 | Leaker Management - This secondary containment system consists of a concrete pad around the transformer with an oil-water separator and a metal railing to separate and contain any leaked oil which prevents the release of hydrocarbon materials from reaching the waters of the U.S. Trench unit catastrophic containment TCU - This containment system consists of an earthen berm that directs any oil into a trench containment unit located inside/outside substation where a separator contains oil, allows water to leave, and prevents hydrocarbon materials from reaching waters of the US. | Pending as of April 1, 2023 | 2023-01-26 19:50 | 408623 | 100
25243 | T1 | ONCOR ELECTRIC DELIVERY COMPANY LLC | BUFFALO CREEK SUBSTATION | 20114 FM 740 | Kaufman County | TX | 75126 | KAUFMAN | CN603313842 | RN111645487 | This secondary containment system consists of a concrete pad around the transformer with an oil-water separator and a metal railing to separate and contain any leaked oil which prevents the release of hydrocarbon materials from reaching the waters of the U.S. | Pending as of April 1, 2023 | 2023-01-26 19:51 | 32132 | 100
25244 | T1 | ONCOR ELECTRIC DELIVERY COMPANY LLC | BRITTON ROAD SUBSTATION EHST 08-0044 | Latitude = 32.5511, Longitude = -97.0775 | Tarrant County | TX | 76063 | TARRANT | CN603313842 | RN105643910 | Leaker Management - This secondary containment system consists of a concrete pad around the transformer with an oil-water separator and a metal railing to separate and contain any leaked oil which prevents the release of hydrocarbon materials from reaching the waters of the U.S. Trench unit catastrophic containment TCU expansion - This expansion of the containment system consists of an earthen berm that directs any oil into a trench containment unit located inside/outside substation where a separator contains oil, allows water to leave, and prevents hydrocarbon materials from reaching waters of the US. | Pending as of April 1, 2023 | 2023-01-26 19:51 | 50968 | 100
25245 | T1 | ONCOR ELECTRIC DELIVERY COMPANY LLC | BLAIN SUBSTATION | 668 IH 45 S | Freestone County | TX | 75860 | FREESTONE | CN603313842 | RN111645495 | Leaker Management - This secondary containment system consists of a concrete pad around the transformer with an oil-water separator and a metal railing to separate and contain any leaked oil which prevents the release of hydrocarbon materials from reaching the waters of the U.S. Trench unit catastrophic containment TCU - This containment system consists of an earthen berm that directs any oil into a trench containment unit located inside/outside substation where a separator contains oil, allows water to leave, and prevents hydrocarbon materials from reaching waters of the US. | Pending as of April 1, 2023 | 2023-01-26 19:51 | 154405 | 100
25246 | T1 | ONCOR ELECTRIC DELIVERY COMPANY LLC | BLACKWELL STREET SUBSTATION | 5727 BLACKWELL ST | Dallas County | TX | 75231 | DALLAS | CN603313842 | RN111645503 | This secondary containment system consists of a concrete pad around the transformer with an oil-water separator and a metal railing to separate and contain any leaked oil which prevents the release of hydrocarbon materials from reaching the waters of the U.S. | Pending as of April 1, 2023 | 2023-01-26 20:07 | 55511 | 100
25247 | T1 | ONCOR ELECTRIC DELIVERY COMPANY LLC | BARNSLEY SUBSTATION | TX 329 15 M W CRANE 1 M N SHELL RD | Crane County | TX | 79731 | CRANE | CN603313842 | RN111645511 | This secondary containment system consists of a concrete pad around the transformer with an oil-water separator and a metal railing to separate and contain any leaked oil which prevents the release of hydrocarbon materials from reaching the waters of the U.S. | Pending as of April 1, 2023 | 2023-01-26 20:07 | 33190 | 100
25248 | T1 | ONCOR ELECTRIC DELIVERY COMPANY LLC | ANDREWS COUNTY SOUTH SUBSTATION | 5795 SW 7401 | ANDREWS | TX | 79714 | ANDREWS | CN603313842 | RN109632729 | This secondary containment system consists of a concrete pad around the transformer with an oil-water separator and a metal railing to separate and contain any leaked oil which prevents the release of hydrocarbon materials from reaching the waters of the U.S. | Pending as of April 1, 2023 | 2023-01-26 20:07 | 54380 | 100
25249 | T1 | ONCOR ELECTRIC DELIVERY COMPANY LLC | ALEDO SUBSTATION | 1653 N FM 1187 | Parker County | TX | 76008 | PARKER | CN603313842 | RN111645529 | Leaker Management - This secondary containment system consists of a concrete pad around the transformer with an oil-water separator and a metal railing to separate and contain any leaked oil which prevents the release of hydrocarbon materials from reaching the waters of the U.S. Trench unit catastrophic containment TCU - This containment system consists of an earthen berm that directs any oil into a trench containment unit located inside/outside substation where a separator contains oil, allows water to leave, and prevents hydrocarbon materials from reaching waters of the US. | Pending as of April 1, 2023 | 2023-01-26 20:08 | 157415 | 100
25250 | T1 | ONCOR ELECTRIC DELIVERY COMPANY LLC | ABRAMS ROAD SUBSTATION | 6416 TRAMMEL DR | DALLAS | TX | 75214 | DALLAS | CN603313842 | RN109628651 | This containment system consists of an earthen berm that directs any oil into a trench containment unit located inside/outside a substation where a separator contains oil, allows water to leave, and prevents hydrocarbon materials from reaching waters of the US. | Pending as of April 1, 2023 | 2023-01-26 20:08 | 173409 | 100
25251 | T1 | GRAND PRIX PIPELINE LLC | GRAND PRIX CALLAHAN COUNTY PIPELINES | GRAND PRIX PIPELINES IN CALLAHAN COUNTY | Callahan County | TX | 79510 | CALLAHAN | CN605967280 | RN111645776 | Pipeline Coatings and Cathodic Protection are protective Pipe Coatings used to minimize the risk of corrosion which in turn reduces the risk of product spillage during the pipeline transportation process. The pipe coatings and CP are used to control and/or prevent the degradation of metal piping through which the inadvertent release of product could be released to waters and lands of the State of Texas. If leakage occurs, the product becomes nonrecoverable and ceases to retain monetary value. | Pending as of April 1, 2023 | 2023-01-27 09:03 | 560755 | 100
25252 | T1 | GRAND PRIX PIPELINE LLC | GRAND PRIX CHAMBERS COUNTY PIPELINE | GRAND PRIX PIPELINE SEGMENT IN CHAMBERS COUNTY | Chambers County | TX | 77521 | CHAMBERS | CN605967280 | RN111645784 | Pipeline Coatings and Cathodic Protection are protective Pipe Coatings used to minimize the risk of corrosion which in turn reduces the risk of product spillage during the pipeline transportation process. The pipe coatings and CP are used to control and/or prevent the degradation of metal piping through which the inadvertent release of product could be released to waters and lands of the State of Texas. If leakage occurs, the product becomes nonrecoverable and ceases to retain monetary value. | Pending as of April 1, 2023 | 2023-01-27 09:03 | 166680 | 100
25253 | T1 | GRAND PRIX PIPELINE LLC | GRAND PRIX CRANE COUNTY PIPELINES | GRAND PRIX PIPELINES IN CRANE COUNTY | Crane County | TX | 79731 | CRANE | CN605967280 | RN111645792 | Pipeline Coatings and Cathodic Protection are protective Pipe Coatings used to minimize the risk of corrosion which in turn reduces the risk of product spillage during the pipeline transportation process. The pipe coatings and CP are used to control and/or prevent the degradation of metal piping through which the inadvertent release of product could be released to waters and lands of the State of Texas. If leakage occurs, the product becomes nonrecoverable and ceases to retain monetary value. | Pending as of April 1, 2023 | 2023-01-27 09:04 | 601210 | 100
25254 | T1 | GRAND PRIX PIPELINE LLC | GRAND PRIX CULBERSON COUNTY PIPELINES | GRAND PRIX PIPELINES IN CULBERSON COUNTY. | Culberson County | TX | 79770 | CULBERSON | CN605967280 | RN111645800 | Pipeline Coatings and Cathodic Protection are protective Pipe Coatings used to minimize the risk of corrosion which in turn reduces the risk of product spillage during the pipeline transportation process. The pipe coatings and CP are used to control and/or prevent the degradation of metal piping through which the inadvertent release of product could be released to waters and lands of the State of Texas. If leakage occurs, the product becomes nonrecoverable and ceases to retain monetary value. | Pending as of April 1, 2023 | 2023-01-27 09:04 | 284106 | 100
25255 | T1 | GRAND PRIX PIPELINE LLC | GRAND PRIX EASTLAND COUNTY PIPELINES | GRAND PRIX PIPELINES IN EASTLAND COUNTY | Eastland County | TX | 76448 | EASTLAND | CN605967280 | RN111645818 | Pipeline Coatings and Cathodic Protection are protective Pipe Coatings used to minimize the risk of corrosion which in turn reduces the risk of product spillage during the pipeline transportation process. The pipe coatings and CP are used to control and/or prevent the degradation of metal piping through which the inadvertent release of product could be released to waters and lands of the State of Texas. If leakage occurs, the product becomes nonrecoverable and ceases to retain monetary value. | Pending as of April 1, 2023 | 2023-01-27 09:04 | 700608 | 100
25256 | T1 | GRAND PRIX PIPELINE LLC | GRAND PRIX ELLIS COUNTY PIPELINES | GRAND PRIX PIPELINES IN ELLIS COUNTY | Ellis County | TX | 76670 | ELLIS | CN605967280 | RN111645826 | Pipeline Coatings and Cathodic Protection are protective Pipe Coatings used to minimize the risk of corrosion which in turn reduces the risk of product spillage during the pipeline transportation process. The pipe coatings and CP are used to control and/or prevent the degradation of metal piping through which the inadvertent release of product could be released to waters and lands of the State of Texas. If leakage occurs, the product becomes nonrecoverable and ceases to retain monetary value. | Pending as of April 1, 2023 | 2023-01-27 09:04 | 220800 | 100
25257 | T1 | GRAND PRIX PIPELINE LLC | GRAND PRIX ERATH COUNTY PIPELINES | GRAND PRIX PIPELINES IN ERATH COUNTY | Erath County | TX | 76401 | ERATH | CN605967280 | RN111645834 | Pipeline Coatings and Cathodic Protection are protective Pipe Coatings used to minimize the risk of corrosion which in turn reduces the risk of product spillage during the pipeline transportation process. The pipe coatings and CP are used to control and/or prevent the degradation of metal piping through which the inadvertent release of product could be released to waters and lands of the State of Texas. If leakage occurs, the product becomes nonrecoverable and ceases to retain monetary value. | Pending as of April 1, 2023 | 2023-01-27 09:04 | 532762 | 100
25258 | T1 | GRAND PRIX PIPELINE LLC | GRAND PRIX FREESTONE COUNTY PIPELINES | GRAND PRIX PIPELINES IN FREESTONE COUNTY | Freestone County | TX | 75860 | FREESTONE | CN605967280 | RN111645842 | Pipeline Coatings and Cathodic Protection are protective Pipe Coatings used to minimize the risk of corrosion which in turn reduces the risk of product spillage during the pipeline transportation process. The pipe coatings and CP are used to control and/or prevent the degradation of metal piping through which the inadvertent release of product could be released to waters and lands of the State of Texas. If leakage occurs, the product becomes nonrecoverable and ceases to retain monetary value. | Pending as of April 1, 2023 | 2023-01-27 09:04 | 813840 | 100
25259 | T1 | COCA-COLA SOUTHWEST BEVERAGES LLC | COCA-COLA SOUTHWEST BEVERAGES | 11001 GATEWAY BLVD W | EL PASO | TX | 79935 | EL PASO | CN605328855 | RN100640317 | The wastewater treatment system is designed to handle a waste stream of approx. 100,000 gals per day. The system will consist of one EQ tank and then a series of 2 MBR tanks with force air agitation. The excess sludge coming from this process will then be dewatered and collected for removal from the plant. The waste sludge would be haul off to a landfill and the now compliant wastewater would be discharged into the citys sanitary sewer system. | Pending as of April 1, 2023 | 2023-01-27 09:13 | 5600000 | 100
25260 | T1 | MAGELLAN PIPELINE COMPANY LP | MAGELLAN PIPELINE COMPANY SEGMENT IN TAYLOR COUNTY | MAGELLAN PIPELINE COMPANY SEGMENT IN TAYLOR COUNTY | Taylor County | TX | 79606 | TAYLOR | CN605367739 | RN111637708 | Leaked product can contribute to the pollution of waters and lands of the State of Texas. Nondestructive Testing Expenditures during pipeline construction, weld inspections and testing must be conducted as a form of leak detection and prevention. Radiography, one of the most widely used nondestructive testing methods, has been carried out on the pipeline using X-rays to detect internal flaws, defects, or damage in the welds. Radiography tests are performed by using radiation from a controlled source to penetrate the test items. As the radiation passes through the pipeline weld, a portion of it is absorbed by the molecular structure of the material. The amount of radiation absorbed depends on the density and composition of the material. As any cracks, fissures, and pockets in the material have different densities, they will be characterized by different exposure values as more or less radiation penetrates at those points during exposure. Nondestructive testing is instrumental in detecting weld defects that lead to product leakage from the pipeline once operational | Pending as of April 1, 2023 | 2023-01-27 09:20 | 4876641 | 100
25261 | T1 | MAGELLAN PIPELINE COMPANY LP | MAGELLAN PIPELINE COMPANY SEGMENT IN NOLAN COUNTY | MAGELLAN PIPELINE COMPANY SEGMENT IN NOLAN COUNTY | Nolan County | TX | 79556 | NOLAN | CN605367739 | RN111637716 | Leaked product can contribute to the pollution of waters and lands of the State of Texas. Nondestructive Testing Expenditures during pipeline construction, weld inspections and testing must be conducted as a form of leak detection and prevention. Radiography, one of the most widely used nondestructive testing methods, has been carried out on the pipeline using X-rays to detect internal flaws, defects, or damage in the welds. Radiography tests are performed by using radiation from a controlled source to penetrate the test items. As the radiation passes through the pipeline weld, a portion of it is absorbed by the molecular structure of the material. The amount of radiation absorbed depends on the density and composition of the material. As any cracks, fissures, and pockets in the material have different densities, they will be characterized by different exposure values as more or less radiation penetrates at those points during exposure. Nondestructive testing is instrumental in detecting weld defects that lead to product leakage from the pipeline once operational | Pending as of April 1, 2023 | 2023-01-27 09:21 | 9653287 | 100
25262 | T1 | MAGELLAN PIPELINE COMPANY LP | MAGELLAN PIPELINE COMPANY SEGMENT IN MIDLAND COUNTY | MAGELLAN PIPELINE COMPANY SEGMENT IN MIDLAND COUNTY | Midland County | TX | 79706 | MIDLAND | CN605367739 | RN111637724 | Leaked product can contribute to the pollution of waters and lands of the State of Texas. Nondestructive Testing Expenditures during pipeline construction, weld inspections and testing must be conducted as a form of leak detection and prevention. Radiography, one of the most widely used nondestructive testing methods, has been carried out on the pipeline using X-rays to detect internal flaws, defects, or damage in the welds. Radiography tests are performed by using radiation from a controlled source to penetrate the test items. As the radiation passes through the pipeline weld, a portion of it is absorbed by the molecular structure of the material. The amount of radiation absorbed depends on the density and composition of the material. As any cracks, fissures, and pockets in the material have different densities, they will be characterized by different exposure values as more or less radiation penetrates at those points during exposure. Nondestructive testing is instrumental in detecting weld defects that lead to product leakage from the pipeline once operational | Pending as of April 1, 2023 | 2023-01-27 09:21 | 8726418 | 100
25263 | T1 | MAGELLAN PIPELINE COMPANY LP | MAGELLAN PIPELINE COMPANY SEGMENT IN CALLAHAN CO | MAGELLAN PIPELINE COMPANY SEGMENT IN CALLAHAN COUNTY | Callahan County | TX | 79510 | CALLAHAN | CN605367739 | RN111637732 | Leaked product can contribute to the pollution of waters and lands of the State of Texas. Nondestructive Testing Expenditures during pipeline construction, weld inspections and testing must be conducted as a form of leak detection and prevention. Radiography, one of the most widely used nondestructive testing methods, has been carried out on the pipeline using X-rays to detect internal flaws, defects, or damage in the welds. Radiography tests are performed by using radiation from a controlled source to penetrate the test items. As the radiation passes through the pipeline weld, a portion of it is absorbed by the molecular structure of the material. The amount of radiation absorbed depends on the density and composition of the material. As any cracks, fissures, and pockets in the material have different densities, they will be characterized by different exposure values as more or less radiation penetrates at those points during exposure. Nondestructive testing is instrumental in detecting weld defects that lead to product leakage from the pipeline once operational | Pending as of April 1, 2023 | 2023-01-27 09:21 | 2030652 | 100
25264 | T1 | MAGELLAN PIPELINE COMPANY LP | MAGELLAN PIPELINE COMPANY SEGMENT IN MITCHELL CO | MAGELLAN PIPELINE COMPANY SEGMENT IN MITCHELL COUNTY | Mitchell County | TX | 79512 | MITCHELL | CN605367739 | RN111637757 | Leaked product can contribute to the pollution of waters and lands of the State of Texas. Nondestructive Testing Expenditures during pipeline construction, weld inspections and testing must be conducted as a form of leak detection and prevention. Radiography, one of the most widely used nondestructive testing methods, has been carried out on the pipeline using X-rays to detect internal flaws, defects, or damage in the welds. Radiography tests are performed by using radiation from a controlled source to penetrate the test items. As the radiation passes through the pipeline weld, a portion of it is absorbed by the molecular structure of the material. The amount of radiation absorbed depends on the density and composition of the material. As any cracks, fissures, and pockets in the material have different densities, they will be characterized by different exposure values as more or less radiation penetrates at those points during exposure. Nondestructive testing is instrumental in detecting weld defects that lead to product leakage from the pipeline once operational | Pending as of April 1, 2023 | 2023-01-27 09:21 | 12060840 | 100
25265 | T1 | MAGELLAN PIPELINE COMPANY LP | MAGELLAN PIPELINE COMPANY SEGMENT IN ROBERSON CO | MAGELLAN PIPELINE COMPANY SEGMENT IN ROBERSON COUNTY | Robertson County | TX | 77859 | ROBERTSON | CN605367739 | RN111637765 | Leaked product can contribute to the pollution of waters and lands of the State of Texas. Nondestructive Testing Expenditures during pipeline construction, weld inspections and testing must be conducted as a form of leak detection and prevention. Radiography, one of the most widely used nondestructive testing methods, has been carried out on the pipeline using X-rays to detect internal flaws, defects, or damage in the welds. Radiography tests are performed by using radiation from a controlled source to penetrate the test items. As the radiation passes through the pipeline weld, a portion of it is absorbed by the molecular structure of the material. The amount of radiation absorbed depends on the density and composition of the material. As any cracks, fissures, and pockets in the material have different densities, they will be characterized by different exposure values as more or less radiation penetrates at those points during exposure. Nondestructive testing is instrumental in detecting weld defects that lead to product leakage from the pipeline once operational | Pending as of April 1, 2023 | 2023-01-27 09:22 | 3007797 | 100
25266 | T1 | MAGELLAN PIPELINE COMPANY LP | MAGELLAN PIPELINE COMPANY SEGMENT IN MILAM COUNTY | MAGELLAN PIPELINE COMPANY SEGMENT IN MILAM COUNTY | Milam County | TX | 76020 | MILAM | CN605367739 | RN111637773 | Leaked product can contribute to the pollution of waters and lands of the State of Texas. Nondestructive Testing Expenditures during pipeline construction, weld inspections and testing must be conducted as a form of leak detection and prevention. Radiography, one of the most widely used nondestructive testing methods, has been carried out on the pipeline using X-rays to detect internal flaws, defects, or damage in the welds. Radiography tests are performed by using radiation from a controlled source to penetrate the test items. As the radiation passes through the pipeline weld, a portion of it is absorbed by the molecular structure of the material. The amount of radiation absorbed depends on the density and composition of the material. As any cracks, fissures, and pockets in the material have different densities, they will be characterized by different exposure values as more or less radiation penetrates at those points during exposure. Nondestructive testing is instrumental in detecting weld defects that lead to product leakage from the pipeline once operational | Pending as of April 1, 2023 | 2023-01-27 09:22 | 1277989 | 100
25267 | T1 | GRAND PRIX PIPELINE LLC | GRAND PRIX GLASSCOCK COUNTY PIPELINES | GRAND PRIX PIPELINES IN GLASSCOCK COUNTY | Glasscock County | TX | 79720 | GLASSCOCK | CN605967280 | RN111645867 | Pipeline Coatings and Cathodic Protection are protective Pipe Coatings used to minimize the risk of corrosion which in turn reduces the risk of product spillage during the pipeline transportation process. The pipe coatings and CP are used to control and/or prevent the degradation of metal piping through which the inadvertent release of product could be released to waters and lands of the State of Texas. If leakage occurs, the product becomes nonrecoverable and ceases to retain monetary value. | Pending as of April 1, 2023 | 2023-01-27 09:22 | 614464 | 100
25268 | T1 | MAGELLAN PIPELINE COMPANY LP | MAGELLAN PIPELINE COMPANY SEGMENT IN MCLENNAN CO | MAGELLAN PIPELINE COMPANY SEGMENT IN MCLENNAN CO | Mclennan County | TX | 76705 | MCLENNAN | CN605367739 | RN111637880 | Leaked product can contribute to the pollution of waters and lands of the State of Texas. Nondestructive Testing Expenditures during pipeline construction, weld inspections and testing must be conducted as a form of leak detection and prevention. Radiography, one of the most widely used nondestructive testing methods, has been carried out on the pipeline using X-rays to detect internal flaws, defects, or damage in the welds. Radiography tests are performed by using radiation from a controlled source to penetrate the test items. As the radiation passes through the pipeline weld, a portion of it is absorbed by the molecular structure of the material. The amount of radiation absorbed depends on the density and composition of the material. As any cracks, fissures, and pockets in the material have different densities, they will be characterized by different exposure values as more or less radiation penetrates at those points during exposure. Nondestructive testing is instrumental in detecting weld defects that lead to product leakage from the pipeline once operational | Pending as of April 1, 2023 | 2023-01-27 09:22 | 723251 | 100
25269 | T1 | GRAND PRIX PIPELINE LLC | GRAND PRIX HILL COUNTY PIPELINE | GRAND PRIX PIPELINE IN HILL COUNTY | Hill County | TX | 76055 | HILL | CN605967280 | RN111645875 | Pipeline Coatings and Cathodic Protection are protective Pipe Coatings used to minimize the risk of corrosion which in turn reduces the risk of product spillage during the pipeline transportation process. The pipe coatings and CP are used to control and/or prevent the degradation of metal piping through which the inadvertent release of product could be released to waters and lands of the State of Texas. If leakage occurs, the product becomes nonrecoverable and ceases to retain monetary value. | Pending as of April 1, 2023 | 2023-01-27 09:22 | 268800 | 100
25270 | T1 | MAGELLAN PIPELINE COMPANY LP | MAGELLAN PIPELINE COMPANY SEGMENT IN HARRIS COUNTY | MAGELLAN PIPELINE COMPANY SEGMENT IN HARRIS COUNTY | Harris County | TX | 77029 | HARRIS | CN605367739 | RN111637898 | Leaked product can contribute to the pollution of waters and lands of the State of Texas. Nondestructive Testing Expenditures during pipeline construction, weld inspections and testing must be conducted as a form of leak detection and prevention. Radiography, one of the most widely used nondestructive testing methods, has been carried out on the pipeline using X-rays to detect internal flaws, defects, or damage in the welds. Radiography tests are performed by using radiation from a controlled source to penetrate the test items. As the radiation passes through the pipeline weld, a portion of it is absorbed by the molecular structure of the material. The amount of radiation absorbed depends on the density and composition of the material. As any cracks, fissures, and pockets in the material have different densities, they will be characterized by different exposure values as more or less radiation penetrates at those points during exposure. Nondestructive testing is instrumental in detecting weld defects that lead to product leakage from the pipeline once operational | Pending as of April 1, 2023 | 2023-01-27 09:22 | 5812021 | 100
25271 | T1 | GRAND PRIX PIPELINE LLC | GRAND PRIX HOOD COUNTY PIPELINES | GRAND PRIX PIPELINES IN HOOD COUNTY | Hood County | TX | 76476 | HOOD | CN605967280 | RN111645883 | Pipeline Coatings and Cathodic Protection are protective Pipe Coatings used to minimize the risk of corrosion which in turn reduces the risk of product spillage during the pipeline transportation process. The pipe coatings and CP are used to control and/or prevent the degradation of metal piping through which the inadvertent release of product could be released to waters and lands of the State of Texas. If leakage occurs, the product becomes nonrecoverable and ceases to retain monetary value. | Pending as of April 1, 2023 | 2023-01-27 09:22 | 421440 | 100
25272 | T1 | MAGELLAN PIPELINE COMPANY LP | MAGELLAN PIPELINE COMPANY SEGMENT IN HAMILTON CO | MAGELLAN PIPELINE COMPANY SEGMENT IN HAMILTON COUNTY | Hamilton County | TX | 76457 | HAMILTON | CN605367739 | RN111637906 | Leaked product can contribute to the pollution of waters and lands of the State of Texas. Nondestructive Testing Expenditures during pipeline construction, weld inspections and testing must be conducted as a form of leak detection and prevention. Radiography, one of the most widely used nondestructive testing methods, has been carried out on the pipeline using X-rays to detect internal flaws, defects, or damage in the welds. Radiography tests are performed by using radiation from a controlled source to penetrate the test items. As the radiation passes through the pipeline weld, a portion of it is absorbed by the molecular structure of the material. The amount of radiation absorbed depends on the density and composition of the material. As any cracks, fissures, and pockets in the material have different densities, they will be characterized by different exposure values as more or less radiation penetrates at those points during exposure. Nondestructive testing is instrumental in detecting weld defects that lead to product leakage from the pipeline once operational | Pending as of April 1, 2023 | 2023-01-27 09:22 | 3291216 | 100
25273 | T1 | GRAND PRIX PIPELINE LLC | GRAND PRIX JOHNSON COUNTY PIPELINES | GRAND PRIX PIPELINES IN JOHNSON COUNTY | Johnson County | TX | 76033 | JOHNSON | CN605967280 | RN111645891 | Pipeline Coatings and Cathodic Protection are protective Pipe Coatings used to minimize the risk of corrosion which in turn reduces the risk of product spillage during the pipeline transportation process. The pipe coatings and CP are used to control and/or prevent the degradation of metal piping through which the inadvertent release of product could be released to waters and lands of the State of Texas. If leakage occurs, the product becomes nonrecoverable and ceases to retain monetary value. | Pending as of April 1, 2023 | 2023-01-27 09:22 | 706272 | 100
25274 | T1 | GRAND PRIX PIPELINE LLC | GRAND PRIX LEON COUNTY PIPELINES | GRAND PRIX PIPELINES IN LEON COUNTY | Leon County | TX | 75833 | LEON | CN605967280 | RN111645909 | Pipeline Coatings and Cathodic Protection are protective Pipe Coatings used to minimize the risk of corrosion which in turn reduces the risk of product spillage during the pipeline transportation process. The pipe coatings and CP are used to control and/or prevent the degradation of metal piping through which the inadvertent release of product could be released to waters and lands of the State of Texas. If leakage occurs, the product becomes nonrecoverable and ceases to retain monetary value. | Pending as of April 1, 2023 | 2023-01-27 09:23 | 830160 | 100
25275 | T1 | GRAND PRIX PIPELINE LLC | GRAND PRIX LIBERTY COUNTY PIPELINES | GRAND PRIX PIPELINES IN LIBERTY COUNTY | Liberty County | TX | 77535 | LIBERTY | CN605967280 | RN111645917 | Pipeline Coatings and Cathodic Protection are protective Pipe Coatings used to minimize the risk of corrosion which in turn reduces the risk of product spillage during the pipeline transportation process. The pipe coatings and CP are used to control and/or prevent the degradation of metal piping through which the inadvertent release of product could be released to waters and lands of the State of Texas. If leakage occurs, the product becomes nonrecoverable and ceases to retain monetary value. | Pending as of April 1, 2023 | 2023-01-27 09:23 | 1028160 | 100
25276 | T1 | GRAND PRIX PIPELINE LLC | GRAND PRIX LOVING COUNTY PIPELINES | GRAND PRIX PIPELINES IN LOVING COUNTY | Loving County | TX | 79754 | LOVING | CN605967280 | RN111645925 | Pipeline Coatings and Cathodic Protection are protective Pipe Coatings used to minimize the risk of corrosion which in turn reduces the risk of product spillage during the pipeline transportation process. The pipe coatings and CP are used to control and/or prevent the degradation of metal piping through which the inadvertent release of product could be released to waters and lands of the State of Texas. If leakage occurs, the product becomes nonrecoverable and ceases to retain monetary value. | Pending as of April 1, 2023 | 2023-01-27 09:23 | 385331 | 100
25277 | T1 | GRAND PRIX PIPELINE LLC | GRAND PRIX MADISON COUNTY PIPELINE | GRAND PRIX PIPELINE IN MADISON COUNTY | Madison County | TX | 75852 | MADISON | CN605967280 | RN111645933 | Pipeline Coatings and Cathodic Protection are protective Pipe Coatings used to minimize the risk of corrosion which in turn reduces the risk of product spillage during the pipeline transportation process. The pipe coatings and CP are used to control and/or prevent the degradation of metal piping through which the inadvertent release of product could be released to waters and lands of the State of Texas. If leakage occurs, the product becomes nonrecoverable and ceases to retain monetary value. | Pending as of April 1, 2023 | 2023-01-27 09:23 | 344952 | 100
25278 | T1 | GRAND PRIX PIPELINE LLC | GRAND PRIX MIDLAND COUNTY PIPELINES | GRAND PRIX PIPELINES IN MIDLAND COUNTY | Midland County | TX | 79706 | MIDLAND | CN605967280 | RN111645974 | Pipeline Coatings and Cathodic Protection are protective Pipe Coatings used to minimize the risk of corrosion which in turn reduces the risk of product spillage during the pipeline transportation process. The pipe coatings and CP are used to control and/or prevent the degradation of metal piping through which the inadvertent release of product could be released to waters and lands of the State of Texas. If leakage occurs, the product becomes nonrecoverable and ceases to retain monetary value. | Pending as of April 1, 2023 | 2023-01-27 09:35 | 834086 | 100
25279 | T1 | GRAND PRIX PIPELINE LLC | GRAND PRIX MITCHELL COUNTY PIPELINES | GRAND PRIX PIPELINES IN MITCHELL COUNTY | Mitchell County | TX | 79512 | MITCHELL | CN605967280 | RN111645982 | Pipeline Coatings and Cathodic Protection are protective Pipe Coatings used to minimize the risk of corrosion which in turn reduces the risk of product spillage during the pipeline transportation process. The pipe coatings and CP are used to control and/or prevent the degradation of metal piping through which the inadvertent release of product could be released to waters and lands of the State of Texas. If leakage occurs, the product becomes nonrecoverable and ceases to retain monetary value. | Pending as of April 1, 2023 | 2023-01-27 09:36 | 373632 | 100
25280 | T1 | GRAND PRIX PIPELINE LLC | GRAND PRIX NAVARRO COUNTY PIPELINES | GRAND PRIX PIPELINES IN NAVARRO COUNTY | Navarro County | TX | 76641 | NAVARRO | CN605967280 | RN111645990 | Pipeline Coatings and Cathodic Protection are protective Pipe Coatings used to minimize the risk of corrosion which in turn reduces the risk of product spillage during the pipeline transportation process. The pipe coatings and CP are used to control and/or prevent the degradation of metal piping through which the inadvertent release of product could be released to waters and lands of the State of Texas. If leakage occurs, the product becomes nonrecoverable and ceases to retain monetary value. | Pending as of April 1, 2023 | 2023-01-27 09:36 | 869040 | 100
25281 | T1 | GRAND PRIX PIPELINE LLC | GRAND PRIX NOLAN COUNTY PIPELINES | GRAND PRIX PIPELINES IN NOLAN COUNTY | Nolan County | TX | 79535 | NOLAN | CN605967280 | RN111646006 | Pipeline Coatings and Cathodic Protection are protective Pipe Coatings used to minimize the risk of corrosion which in turn reduces the risk of product spillage during the pipeline transportation process. The pipe coatings and CP are used to control and/or prevent the degradation of metal piping through which the inadvertent release of product could be released to waters and lands of the State of Texas. If leakage occurs, the product becomes nonrecoverable and ceases to retain monetary value. | Pending as of April 1, 2023 | 2023-01-27 09:36 | 557722 | 100
25282 | T1 | GRAND PRIX PIPELINE LLC | GRAND PRIX PECOS COUNTY PIPELINES | GRAND PRIX PIPELINES IN PECOS COUNTY | Pecos County | TX | 79730 | PECOS | CN605967280 | RN111646014 | Pipeline Coatings and Cathodic Protection are protective Pipe Coatings used to minimize the risk of corrosion which in turn reduces the risk of product spillage during the pipeline transportation process. The pipe coatings and CP are used to control and/or prevent the degradation of metal piping through which the inadvertent release of product could be released to waters and lands of the State of Texas. If leakage occurs, the product becomes nonrecoverable and ceases to retain monetary value. | Pending as of April 1, 2023 | 2023-01-27 09:36 | 125258 | 100
25283 | T1 | GRAND PRIX PIPELINE LLC | GRAND PRIX REAGAN COUNTY PIPELINES | GRAND PRIX PIPELINES IN REAGAN COUNTY | Reagan County | TX | 79739 | REAGAN | CN605967280 | RN111646022 | Pipeline Coatings and Cathodic Protection are protective Pipe Coatings used to minimize the risk of corrosion which in turn reduces the risk of product spillage during the pipeline transportation process. The pipe coatings and CP are used to control and/or prevent the degradation of metal piping through which the inadvertent release of product could be released to waters and lands of the State of Texas. If leakage occurs, the product becomes nonrecoverable and ceases to retain monetary value. | Pending as of April 1, 2023 | 2023-01-27 09:36 | 125648 | 100
25284 | T1 | GRAND PRIX PIPELINE LLC | GRAND PRIX REEVES COUNTY PIPELINES | GRAND PRIX PIPELINES IN REEVES COUNTY | Reeves County | TX | 79770 | REEVES | CN605967280 | RN111646030 | Pipeline Coatings and Cathodic Protection are protective Pipe Coatings used to minimize the risk of corrosion which in turn reduces the risk of product spillage during the pipeline transportation process. The pipe coatings and CP are used to control and/or prevent the degradation of metal piping through which the inadvertent release of product could be released to waters and lands of the State of Texas. If leakage occurs, the product becomes nonrecoverable and ceases to retain monetary value. | Pending as of April 1, 2023 | 2023-01-27 09:37 | 325824 | 100
25285 | T1 | GRAND PRIX PIPELINE LLC | GRAND PRIX SAN JACINTO PIPELINES | GRAND PRIX PIPELINES IN SAN JACINTO COUNTY | San Jacinto County | TX | 77331 | SAN JACINTO | CN605967280 | RN111646048 | Pipeline Coatings and Cathodic Protection are protective Pipe Coatings used to minimize the risk of corrosion which in turn reduces the risk of product spillage during the pipeline transportation process. The pipe coatings and CP are used to control and/or prevent the degradation of metal piping through which the inadvertent release of product could be released to waters and lands of the State of Texas. If leakage occurs, the product becomes nonrecoverable and ceases to retain monetary value. | Pending as of April 1, 2023 | 2023-01-27 09:37 | 779040 | 100
25286 | T1 | GRAND PRIX PIPELINE LLC | GRAND PRIX WINKLER COUNTY PIPELINES | GRAND PRIX PIPELINES IN WINKLER COUNTY | Winkler County | TX | 79789 | WINKLER | CN605967280 | RN111646055 | Pipeline Coatings and Cathodic Protection are protective Pipe Coatings used to minimize the risk of corrosion which in turn reduces the risk of product spillage during the pipeline transportation process. The pipe coatings and CP are used to control and/or prevent the degradation of metal piping through which the inadvertent release of product could be released to waters and lands of the State of Texas. If leakage occurs, the product becomes nonrecoverable and ceases to retain monetary value. | Pending as of April 1, 2023 | 2023-01-27 09:54 | 308586 | 100
25287 | T1 | GRAND PRIX PIPELINE LLC | GRAND PRIX WARD COUNTY PIPELINES | GRAND PRIX PIPELINES IN WARD COUNTY | Ward County | TX | 79777 | WARD | CN605967280 | RN111646063 | Pipeline Coatings and Cathodic Protection are protective Pipe Coatings used to minimize the risk of corrosion which in turn reduces the risk of product spillage during the pipeline transportation process. The pipe coatings and CP are used to control and/or prevent the degradation of metal piping through which the inadvertent release of product could be released to waters and lands of the State of Texas. If leakage occurs, the product becomes nonrecoverable and ceases to retain monetary value. | Pending as of April 1, 2023 | 2023-01-27 09:54 | 591446 | 100
25288 | T1 | GRAND PRIX PIPELINE LLC | GRAND PRIX WALKER COUNTY PIPELINE | GRAND PRIX PIPELINE IN WALKER COUNTY | Walker County | TX | 77320 | WALKER | CN605967280 | RN111646071 | Pipeline Coatings and Cathodic Protection are protective Pipe Coatings used to minimize the risk of corrosion which in turn reduces the risk of product spillage during the pipeline transportation process. The pipe coatings and CP are used to control and/or prevent the degradation of metal piping through which the inadvertent release of product could be released to waters and lands of the State of Texas. If leakage occurs, the product becomes nonrecoverable and ceases to retain monetary value. | Pending as of April 1, 2023 | 2023-01-27 09:55 | 693840 | 100
25289 | T1 | GRAND PRIX PIPELINE LLC | GRAND PRIX UPTON COUNTY PIPELINES | GRAND PRIX PIPELINES IN UPTON COUNTY | Upton County | TX | 79755 | UPTON | CN605967280 | RN111646089 | Pipeline Coatings and Cathodic Protection are protective Pipe Coatings used to minimize the risk of corrosion which in turn reduces the risk of product spillage during the pipeline transportation process. The pipe coatings and CP are used to control and/or prevent the degradation of metal piping through which the inadvertent release of product could be released to waters and lands of the State of Texas. If leakage occurs, the product becomes nonrecoverable and ceases to retain monetary value. | Pending as of April 1, 2023 | 2023-01-27 09:55 | 140544 | 100
25290 | T1 | GRAND PRIX PIPELINE LLC | GRAND PRIX TAYLOR COUNTY PIPELINES | GRAND PRIX PIPELINES IN TAYLOR COUNTY | Taylor County | TX | 79562 | TAYLOR | CN605967280 | RN111646097 | Pipeline Coatings and Cathodic Protection are protective Pipe Coatings used to minimize the risk of corrosion which in turn reduces the risk of product spillage during the pipeline transportation process. The pipe coatings and CP are used to control and/or prevent the degradation of metal piping through which the inadvertent release of product could be released to waters and lands of the State of Texas. If leakage occurs, the product becomes nonrecoverable and ceases to retain monetary value. | Pending as of April 1, 2023 | 2023-01-27 09:55 | 573120 | 100
25291 | T1 | GRAND PRIX PIPELINE LLC | GRAND PRIX STERLING COUNTY PIPELINES | GRAND PRIX PIPELINES IN STERLING COUNTY | Sterling County | TX | 76951 | STERLING | CN605967280 | RN111646105 | Pipeline Coatings and Cathodic Protection are protective Pipe Coatings used to minimize the risk of corrosion which in turn reduces the risk of product spillage during the pipeline transportation process. The pipe coatings and CP are used to control and/or prevent the degradation of metal piping through which the inadvertent release of product could be released to waters and lands of the State of Texas. If leakage occurs, the product becomes nonrecoverable and ceases to retain monetary value. | Pending as of April 1, 2023 | 2023-01-27 09:55 | 331520 | 100
25292 | T1 | GRAND PRIX PIPELINE LLC | GRAND PRIX SOMERVELL COUNTY PIPELINE | GRAND PRIX PIPELINE IN SOMERVELL COUNTY | Somervell County | TX | 76070 | SOMERVELL | CN605967280 | RN111646113 | Pipeline Coatings and Cathodic Protection are protective Pipe Coatings used to minimize the risk of corrosion which in turn reduces the risk of product spillage during the pipeline transportation process. The pipe coatings and CP are used to control and/or prevent the degradation of metal piping through which the inadvertent release of product could be released to waters and lands of the State of Texas. If leakage occurs, the product becomes nonrecoverable and ceases to retain monetary value. | Pending as of April 1, 2023 | 2023-01-27 09:55 | 22080 | 100
25293 | T1 | MAGELLAN PIPELINE COMPANY LP | MAGELLAN PIPELINE COMPANY SEGMENT IN GRIMES COUNTY | MAGELLAN PIPELINE COMPANY SEGMENT IN GRIMES COUNTY | Grimes County | TX | 77831 | GRIMES | CN605367739 | RN111637914 | Leaked product can contribute to the pollution of waters and lands of the State of Texas. Nondestructive Testing Expenditures during pipeline construction, weld inspections and testing must be conducted as a form of leak detection and prevention. Radiography, one of the most widely used nondestructive testing methods, has been carried out on the pipeline using X-rays to detect internal flaws, defects, or damage in the welds. Radiography tests are performed by using radiation from a controlled source to penetrate the test items. As the radiation passes through the pipeline weld, a portion of it is absorbed by the molecular structure of the material. The amount of radiation absorbed depends on the density and composition of the material. As any cracks, fissures, and pockets in the material have different densities, they will be characterized by different exposure values as more or less radiation penetrates at those points during exposure. Nondestructive testing is instrumental in detecting weld defects that lead to product leakage from the pipeline once operational | Pending as of April 1, 2023 | 2023-01-27 09:56 | 3956110 | 100
25294 | T1 | MAGELLAN PIPELINE COMPANY LP | MAGELLAN PIPELINE COMPANY SEGMENT IN FALLS COUNTY | MAGELLAN PIPELINE COMPANY SEGMENT IN FALLS COUNTY | Falls County | TX | 76524 | FALLS | CN605367739 | RN111637922 | Leaked product can contribute to the pollution of waters and lands of the State of Texas. Nondestructive Testing Expenditures during pipeline construction, weld inspections and testing must be conducted as a form of leak detection and prevention. Radiography, one of the most widely used nondestructive testing methods, has been carried out on the pipeline using X-rays to detect internal flaws, defects, or damage in the welds. Radiography tests are performed by using radiation from a controlled source to penetrate the test items. As the radiation passes through the pipeline weld, a portion of it is absorbed by the molecular structure of the material. The amount of radiation absorbed depends on the density and composition of the material. As any cracks, fissures, and pockets in the material have different densities, they will be characterized by different exposure values as more or less radiation penetrates at those points during exposure. Nondestructive testing is instrumental in detecting weld defects that lead to product leakage from the pipeline once operational | Pending as of April 1, 2023 | 2023-01-27 09:56 | 2601216 | 100
25295 | T1 | MAGELLAN PIPELINE COMPANY LP | MAGELLAN PIPELINE COMPANY SEGMENT IN ERATH COUNTY | MAGELLAN PIPELINE COMPANY SEGMENT IN ERATH COUNTY | Erath County | TX | 76457 | ERATH | CN605367739 | RN111637930 | Leaked product can contribute to the pollution of waters and lands of the State of Texas. Nondestructive Testing Expenditures during pipeline construction, weld inspections and testing must be conducted as a form of leak detection and prevention. Radiography, one of the most widely used nondestructive testing methods, has been carried out on the pipeline using X-rays to detect internal flaws, defects, or damage in the welds. Radiography tests are performed by using radiation from a controlled source to penetrate the test items. As the radiation passes through the pipeline weld, a portion of it is absorbed by the molecular structure of the material. The amount of radiation absorbed depends on the density and composition of the material. As any cracks, fissures, and pockets in the material have different densities, they will be characterized by different exposure values as more or less radiation penetrates at those points during exposure. Nondestructive testing is instrumental in detecting weld defects that lead to product leakage from the pipeline once operational | Pending as of April 1, 2023 | 2023-01-27 09:56 | 1379775 | 100
25296 | T1 | MAGELLAN PIPELINE COMPANY LP | MAGELLAN PIPELINE COMPANY SEGMENT IN ECTOR COUNTY | MAGELLAN PIPELINE COMPANY SEGMENT IN ECTOR COUNTY | Ector County | TX | 79766 | ECTOR | CN605367739 | RN111637948 | Leaked product can contribute to the pollution of waters and lands of the State of Texas. Nondestructive Testing Expenditures during pipeline construction, weld inspections and testing must be conducted as a form of leak detection and prevention. Radiography, one of the most widely used nondestructive testing methods, has been carried out on the pipeline using X-rays to detect internal flaws, defects, or damage in the welds. Radiography tests are performed by using radiation from a controlled source to penetrate the test items. As the radiation passes through the pipeline weld, a portion of it is absorbed by the molecular structure of the material. The amount of radiation absorbed depends on the density and composition of the material. As any cracks, fissures, and pockets in the material have different densities, they will be characterized by different exposure values as more or less radiation penetrates at those points during exposure. Nondestructive testing is instrumental in detecting weld defects that lead to product leakage from the pipeline once operational | Pending as of April 1, 2023 | 2023-01-27 09:56 | 318932 | 100
25297 | T1 | MAGELLAN PIPELINE COMPANY LP | MAGELLAN PIPELINE COMPANY SEGMENT IN CORYELL COUNT | MAGELLAN PIPELINE COMPANY SEGMENT IN CORYELL COUNTY | Coryell County | TX | 76528 | CORYELL | CN605367739 | RN111637955 | Leaked product can contribute to the pollution of waters and lands of the State of Texas. Nondestructive Testing Expenditures during pipeline construction, weld inspections and testing must be conducted as a form of leak detection and prevention. Radiography, one of the most widely used nondestructive testing methods, has been carried out on the pipeline using X-rays to detect internal flaws, defects, or damage in the welds. Radiography tests are performed by using radiation from a controlled source to penetrate the test items. As the radiation passes through the pipeline weld, a portion of it is absorbed by the molecular structure of the material. The amount of radiation absorbed depends on the density and composition of the material. As any cracks, fissures, and pockets in the material have different densities, they will be characterized by different exposure values as more or less radiation penetrates at those points during exposure. Nondestructive testing is instrumental in detecting weld defects that lead to product leakage from the pipeline once operational | Pending as of April 1, 2023 | 2023-01-27 09:56 | 3922746 | 100
25298 | T1 | MAGELLAN PIPELINE COMPANY LP | MAGELLAN PIPELINE COMPANY SEGMENT IN BRAZOS COUNTY | MAGELLAN PIPELINE COMPANY SEGMENT IN BRAZOS COUNTY | Brazos County | TX | 77802 | BRAZOS | CN605367739 | RN111637963 | Leaked product can contribute to the pollution of waters and lands of the State of Texas. Nondestructive Testing Expenditures during pipeline construction, weld inspections and testing must be conducted as a form of leak detection and prevention. Radiography, one of the most widely used nondestructive testing methods, has been carried out on the pipeline using X-rays to detect internal flaws, defects, or damage in the welds. Radiography tests are performed by using radiation from a controlled source to penetrate the test items. As the radiation passes through the pipeline weld, a portion of it is absorbed by the molecular structure of the material. The amount of radiation absorbed depends on the density and composition of the material. As any cracks, fissures, and pockets in the material have different densities, they will be characterized by different exposure values as more or less radiation penetrates at those points during exposure. Nondestructive testing is instrumental in detecting weld defects that lead to product leakage from the pipeline once operational | Pending as of April 1, 2023 | 2023-01-27 09:57 | 2403297 | 100
25299 | T1 | MAGELLAN PIPELINE COMPANY LP | MAGELLAN PIPELINE COMPANY SEGMENT IN BELL COUNTY | MAGELLAN PIPELINE COMPANY SEGMENT IN BELL COUNTY | Bell County | TX | 76501 | BELL | CN605367739 | RN111637971 | Leaked product can contribute to the pollution of waters and lands of the State of Texas. Nondestructive Testing Expenditures during pipeline construction, weld inspections and testing must be conducted as a form of leak detection and prevention. Radiography, one of the most widely used nondestructive testing methods, has been carried out on the pipeline using X-rays to detect internal flaws, defects, or damage in the welds. Radiography tests are performed by using radiation from a controlled source to penetrate the test items. As the radiation passes through the pipeline weld, a portion of it is absorbed by the molecular structure of the material. The amount of radiation absorbed depends on the density and composition of the material. As any cracks, fissures, and pockets in the material have different densities, they will be characterized by different exposure values as more or less radiation penetrates at those points during exposure. Nondestructive testing is instrumental in detecting weld defects that lead to product leakage from the pipeline once operational | Pending as of April 1, 2023 | 2023-01-27 09:57 | 667268 | 100
25300 | T1 | MAGELLAN PIPELINE COMPANY LP | MAGELLAN PIPELINE COMPANY SEGMENT IN TAYLOR COUNTY | MAGELLAN PIPELINE COMPANY SEGMENT IN TAYLOR COUNTY | Taylor County | TX | 79606 | TAYLOR | CN605367739 | RN111637708 | Sedimentation and erosion controls consisting of slope breakers, silt fences, sedimentation barriers, staked hay or straw bales, matting and diking. | The following property is used 100% for pollution control and is installed to meet or exceed federal or state regulations: Sedimentation and erosion controls consisting of slope breakers, silt fences, sedimentation barriers, staked hay or straw bales, matting and diking. | 2023-03-29 | 5338151 | 100
25301 | T1 | MAGELLAN PIPELINE COMPANY LP | MAGELLAN PIPELINE COMPANY SEGMENT IN NOLAN COUNTY | MAGELLAN PIPELINE COMPANY SEGMENT IN NOLAN COUNTY | Nolan County | TX | 79556 | NOLAN | CN605367739 | RN111637716 | Sedimentation and erosion controls consisting of slope breakers, silt fences, sedimentation barriers, staked hay or straw bales, matting and diking. | The following property is used 100% for pollution control and is installed to meet or exceed federal or state regulations: Sedimentation and erosion controls consisting of slope breakers, silt fences, sedimentation barriers, staked hay or straw bales, matting and diking. | 2023-03-29 | 10566845 | 100
25302 | T1 | MAGELLAN PIPELINE COMPANY LP | MAGELLAN PIPELINE COMPANY SEGMENT IN MIDLAND COUNTY | MAGELLAN PIPELINE COMPANY SEGMENT IN MIDLAND COUNTY | Midland County | TX | 79706 | MIDLAND | CN605367739 | RN111637724 | Sedimentation and erosion controls consisting of slope breakers, silt fences, sedimentation barriers, staked hay or straw bales, matting and diking. | The following property is used 100% for pollution control and is installed to meet or exceed federal or state regulations: Sedimentation and erosion controls consisting of slope breakers, silt fences, sedimentation barriers, staked hay or straw bales, matting and diking. | 2023-03-30 | 9552259 | 100
25303 | T1 | MAGELLAN PIPELINE COMPANY LP | MAGELLAN PIPELINE COMPANY SEGMENT IN CALLAHAN CO | MAGELLAN PIPELINE COMPANY SEGMENT IN CALLAHAN COUNTY | Callahan County | TX | 79510 | CALLAHAN | CN605367739 | RN111637732 | Sedimentation and erosion controls consisting of slope breakers, silt fences, sedimentation barriers, staked hay or straw bales, matting and diking. | The following property is used 100% for pollution control and is installed to meet or exceed federal or state regulations: Sedimentation and erosion controls consisting of slope breakers, silt fences, sedimentation barriers, staked hay or straw bales, matting and diking. | 2023-03-30 | 2222826 | 100
25304 | T1 | MAGELLAN PIPELINE COMPANY LP | MAGELLAN PIPELINE COMPANY SEGMENT IN MITCHELL CO | MAGELLAN PIPELINE COMPANY SEGMENT IN MITCHELL COUNTY | Mitchell County | TX | 79512 | MITCHELL | CN605367739 | RN111637757 | Sedimentation and erosion controls consisting of slope breakers, silt fences, sedimentation barriers, staked hay or straw bales, matting and diking. | The following property is used 100% for pollution control and is installed to meet or exceed federal or state regulations: Sedimentation and erosion controls consisting of slope breakers, silt fences, sedimentation barriers, staked hay or straw bales, matting and diking. | 2023-03-30 | 13202241 | 100
25305 | T1 | MAGELLAN PIPELINE COMPANY LP | MAGELLAN PIPELINE COMPANY SEGMENT IN ROBERSON CO | MAGELLAN PIPELINE COMPANY SEGMENT IN ROBERSON COUNTY | Robertson County | TX | 77859 | ROBERTSON | CN605367739 | RN111637765 | Sedimentation and erosion controls consisting of slope breakers, silt fences, sedimentation barriers, staked hay or straw bales, matting and diking. | The following property is used 100% for pollution control and is installed to meet or exceed federal or state regulations: Sedimentation and erosion controls consisting of slope breakers, silt fences, sedimentation barriers, staked hay or straw bales, matting and diking. | 2023-03-30 | 5876984 | 100
25306 | T1 | MAGELLAN PIPELINE COMPANY LP | MAGELLAN PIPELINE COMPANY SEGMENT IN MILAM COUNTY | MAGELLAN PIPELINE COMPANY SEGMENT IN MILAM COUNTY | Milam County | TX | 76020 | MILAM | CN605367739 | RN111637773 | Sedimentation and erosion controls consisting of slope breakers, silt fences, sedimentation barriers, staked hay or straw bales, matting and diking. | The following property is used 100% for pollution control and is installed to meet or exceed federal or state regulations: Sedimentation and erosion controls consisting of slope breakers, silt fences, sedimentation barriers, staked hay or straw bales, matting and diking. | 2023-03-30 | 2497083 | 100
25307 | T1 | MAGELLAN PIPELINE COMPANY LP | MAGELLAN PIPELINE COMPANY SEGMENT IN MCLENNAN CO | MAGELLAN PIPELINE COMPANY SEGMENT IN MCLENNAN CO | Mclennan County | TX | 76705 | MCLENNAN | CN605367739 | RN111637880 | Sedimentation and erosion controls consisting of slope breakers, silt fences, sedimentation barriers, staked hay or straw bales, matting and diking. | The following property is used 100% for pollution control and is installed to meet or exceed federal or state regulations: Sedimentation and erosion controls consisting of slope breakers, silt fences, sedimentation barriers, staked hay or straw bales, matting and diking. | 2023-03-30 | 1413172 | 100
25308 | T1 | MAGELLAN PIPELINE COMPANY LP | MAGELLAN PIPELINE COMPANY SEGMENT IN HARRIS COUNTY | MAGELLAN PIPELINE COMPANY SEGMENT IN HARRIS COUNTY | Harris County | TX | 77029 | HARRIS | CN605367739 | RN111637898 | Sedimentation and erosion controls consisting of slope breakers, silt fences, sedimentation barriers, staked hay or straw bales, matting and diking. | The following property is used 100% for pollution control and is installed to meet or exceed federal or state regulations: Sedimentation and erosion controls consisting of slope breakers, silt fences, sedimentation barriers, staked hay or straw bales, matting and diking. | 2023-03-30 | 11356202 | 100
25309 | T1 | MAGELLAN PIPELINE COMPANY LP | MAGELLAN PIPELINE COMPANY SEGMENT IN HAMILTON CO | MAGELLAN PIPELINE COMPANY SEGMENT IN HAMILTON COUNTY | Hamilton County | TX | 76457 | HAMILTON | CN605367739 | RN111637906 | Sedimentation and erosion controls consisting of slope breakers, silt fences, sedimentation barriers, staked hay or straw bales, matting and diking. | The following property is used 100% for pollution control and is installed to meet or exceed federal or state regulations: Sedimentation and erosion controls consisting of slope breakers, silt fences, sedimentation barriers, staked hay or straw bales, matting and diking. | 2023-03-30 | 6430762 | 100
25310 | T1 | MAGELLAN PIPELINE COMPANY LP | MAGELLAN PIPELINE COMPANY SEGMENT IN GRIMES COUNTY | MAGELLAN PIPELINE COMPANY SEGMENT IN GRIMES COUNTY | Grimes County | TX | 77831 | GRIMES | CN605367739 | RN111637914 | Sedimentation and erosion controls consisting of slope breakers, silt fences, sedimentation barriers, staked hay or straw bales, matting and diking. | The following property is used 100% for pollution control and is installed to meet or exceed federal or state regulations: Sedimentation and erosion controls consisting of slope breakers, silt fences, sedimentation barriers, staked hay or straw bales, matting and diking. | 2023-03-30 | 7729908 | 100
25311 | T1 | MAGELLAN PIPELINE COMPANY LP | MAGELLAN PIPELINE COMPANY SEGMENT IN FALLS COUNTY | MAGELLAN PIPELINE COMPANY SEGMENT IN FALLS COUNTY | Falls County | TX | 76524 | FALLS | CN605367739 | RN111637922 | Sedimentation and erosion controls consisting of slope breakers, silt fences, sedimentation barriers, staked hay or straw bales, matting and diking. | The following property is used 100% for pollution control and is installed to meet or exceed federal or state regulations: Sedimentation and erosion controls consisting of slope breakers, silt fences, sedimentation barriers, staked hay or straw bales, matting and diking. | 2023-03-30 | 5082558 | 100
25312 | T1 | MAGELLAN PIPELINE COMPANY LP | MAGELLAN PIPELINE COMPANY SEGMENT IN ERATH COUNTY | MAGELLAN PIPELINE COMPANY SEGMENT IN ERATH COUNTY | Erath County | TX | 76457 | ERATH | CN605367739 | RN111637930 | Sedimentation and erosion controls consisting of slope breakers, silt fences, sedimentation barriers, staked hay or straw bales, matting and diking. | The following property is used 100% for pollution control and is installed to meet or exceed federal or state regulations: Sedimentation and erosion controls consisting of slope breakers, silt fences, sedimentation barriers, staked hay or straw bales, matting and diking. | 2023-03-30 | 2695965 | 100
25313 | T1 | MAGELLAN PIPELINE COMPANY LP | MAGELLAN PIPELINE COMPANY SEGMENT IN ECTOR COUNTY | MAGELLAN PIPELINE COMPANY SEGMENT IN ECTOR COUNTY | Ector County | TX | 79766 | ECTOR | CN605367739 | RN111637948 | Sedimentation and erosion controls consisting of slope breakers, silt fences, sedimentation barriers, staked hay or straw bales, matting and diking. | The following property is used 100% for pollution control and is installed to meet or exceed federal or state regulations: Sedimentation and erosion controls consisting of slope breakers, silt fences, sedimentation barriers, staked hay or straw bales, matting and diking. | 2023-03-30 | 623166 | 100
25314 | T1 | MAGELLAN PIPELINE COMPANY LP | MAGELLAN PIPELINE COMPANY SEGMENT IN CORYELL COUNT | MAGELLAN PIPELINE COMPANY SEGMENT IN CORYELL COUNTY | Coryell County | TX | 76528 | CORYELL | CN605367739 | RN111637955 | Sedimentation and erosion controls consisting of slope breakers, silt fences, sedimentation barriers, staked hay or straw bales, matting and diking. | The following property is used 100% for pollution control and is installed to meet or exceed federal or state regulations: Sedimentation and erosion controls consisting of slope breakers, silt fences, sedimentation barriers, staked hay or straw bales, matting and diking. | 2023-03-30 | 7664718 | 100
25315 | T1 | MAGELLAN PIPELINE COMPANY LP | MAGELLAN PIPELINE COMPANY SEGMENT IN BRAZOS COUNTY | MAGELLAN PIPELINE COMPANY SEGMENT IN BRAZOS COUNTY | Brazos County | TX | 77802 | BRAZOS | CN605367739 | RN111637963 | Sedimentation and erosion controls consisting of slope breakers, silt fences, sedimentation barriers, staked hay or straw bales, matting and diking. | The following property is used 100% for pollution control and is installed to meet or exceed federal or state regulations: Sedimentation and erosion controls consisting of slope breakers, silt fences, sedimentation barriers, staked hay or straw bales, matting and diking. | 2023-03-30 | 4695842 | 100
25316 | T1 | MAGELLAN PIPELINE COMPANY LP | MAGELLAN PIPELINE COMPANY SEGMENT IN BELL COUNTY | MAGELLAN PIPELINE COMPANY SEGMENT IN BELL COUNTY | Bell County | TX | 76501 | BELL | CN605367739 | RN111637971 | Sedimentation and erosion controls consisting of slope breakers, silt fences, sedimentation barriers, staked hay or straw bales, matting and diking. | The following property is used 100% for pollution control and is installed to meet or exceed federal or state regulations: Sedimentation and erosion controls consisting of slope breakers, silt fences, sedimentation barriers, staked hay or straw bales, matting and diking. | 2023-03-30 | 1303787 | 100
25317 | T1 | KIRBY INLAND MARINE LP | CHANNELVIEW OPERATIONS | 16538 DE ZAVALLA RD | CHANNELVIEW | TX | 77530 | HARRIS | CN600611206 | RN104352265 | The property consists of a vapor control system on 4 petrochemical tank barges CG numbers 1252009, 1252010, 1252012, 1252013 as required by USCG regulations, including a vapor collection system, cargo gauging system, liquid overfill protection, vapor overpressure, vacuum protection, and pressure vacuum indicating device. This system prevents the discharge of hazardous petrochemical cargo vapors while the barge is being loaded or unloaded. | Pending as of April 1, 2023 | 2023-01-27 12:57 | 896400 | 100
25318 | T1 | EPIC Y-GRADE PIPELINE LP | CRANE COUNTY EPIC Y-GRADE PIPELINE | EPIC Y-GRADE PIPELINE LOCATED IN CRANE COUNTY | Crane County | TX | 79731 | CRANE | CN606101020 | RN111646469 | Pipeline Coatings and Cathodic Protection are protective Pipe Coatings used to minimize the risk of corrosion which in turn reduces the risk of product spillage during the pipeline transportation process. The pipe coatings and CP are used to control and/or prevent the degradation of metal piping through which the inadvertent release of product could be released to waters and lands of the State of Texas. If leakage occurs, the product becomes nonrecoverable and ceases to retain monetary value. | Pending as of April 1, 2023 | 2023-01-27 15:18 | 366080 | 100
25319 | T1 | EPIC CRUDE PIPELINE LP | CRANE COUNTY EPIC CRUDE PIPELINE | EPIC CRUDE PIPELINE LOCATED IN CRANE COUNTY | Crane County | TX | 79731 | CRANE | CN606101038 | RN111646477 | Pipeline Coatings and Cathodic Protection are protective Pipe Coatings used to minimize the risk of corrosion which in turn reduces the risk of product spillage during the pipeline transportation process. The pipe coatings and CP are used to control and/or prevent the degradation of metal piping through which the inadvertent release of product could be released to waters and lands of the State of Texas. If leakage occurs, the product becomes nonrecoverable and ceases to retain monetary value. | Pending as of April 1, 2023 | 2023-01-27 15:18 | 880320 | 100
25320 | T1 | EPIC CRUDE PIPELINE LP | ZAVALA COUNTY EPIC CRUDE PIPELINE | EPIC CRUDE PIPELINE LOCATED IN ZAVALA COUNTY | Zavala County | TX | 78839 | ZAVALA | CN606101038 | RN111646816 | Pipeline Coatings and Cathodic Protection are protective Pipe Coatings used to minimize the risk of corrosion which in turn reduces the risk of product spillage during the pipeline transportation process. The pipe coatings and CP are used to control and/or prevent the degradation of metal piping through which the inadvertent release of product could be released to waters and lands of the State of Texas. If leakage occurs, the product becomes nonrecoverable and ceases to retain monetary value. | Pending as of April 1, 2023 | 2023-01-29 15:10 | 168000 | 100
25321 | T1 | EPIC CRUDE PIPELINE LP | WINKLER COUNTY EPIC CRUDE PIPELINE | EPIC CRUDE PIPELINE LOCATED IN WINKLER COUNTY | Winkler County | TX | 79789 | WINKLER | CN606101038 | RN111646824 | Pipeline Coatings and Cathodic Protection are protective Pipe Coatings used to minimize the risk of corrosion which in turn reduces the risk of product spillage during the pipeline transportation process. The pipe coatings and CP are used to control and/or prevent the degradation of metal piping through which the inadvertent release of product could be released to waters and lands of the State of Texas. If leakage occurs, the product becomes nonrecoverable and ceases to retain monetary value. | Pending as of April 1, 2023 | 2023-01-29 15:10 | 146304 | 100
25322 | T1 | EPIC CRUDE PIPELINE LP | WARD COUNTY EPIC CRUDE PIPELINE | EPIC CRUDE PIPELINE LOCATED IN WARD COUNTY | Ward County | TX | 79788 | WARD | CN606101038 | RN111646832 | Pipeline Coatings and Cathodic Protection are protective Pipe Coatings used to minimize the risk of corrosion which in turn reduces the risk of product spillage during the pipeline transportation process. The pipe coatings and CP are used to control and/or prevent the degradation of metal piping through which the inadvertent release of product could be released to waters and lands of the State of Texas. If leakage occurs, the product becomes nonrecoverable and ceases to retain monetary value. | Pending as of April 1, 2023 | 2023-01-29 15:11 | 538944 | 100
25323 | T1 | EPIC CRUDE PIPELINE LP | UPTON COUNTY EPIC CRUDE PIPELINE | EPIC CRUDE PIPELINE LOCATED IN UPTON COUNTY | Upton County | TX | 79755 | UPTON | CN606101038 | RN111646840 | Pipeline Coatings and Cathodic Protection are protective Pipe Coatings used to minimize the risk of corrosion which in turn reduces the risk of product spillage during the pipeline transportation process. The pipe coatings and CP are used to control and/or prevent the degradation of metal piping through which the inadvertent release of product could be released to waters and lands of the State of Texas. If leakage occurs, the product becomes nonrecoverable and ceases to retain monetary value. | Pending as of April 1, 2023 | 2023-01-29 15:11 | 953040 | 100
25324 | T1 | EPIC CRUDE PIPELINE LP | SUTTON COUNTY EPIC CRUDE PIPELINE | EPIC CRUDE PIPELINE LOCATED IN SUTTON COUNTY | Sutton County | TX | 76950 | SUTTON | CN606101038 | RN111646857 | Pipeline Coatings and Cathodic Protection are protective Pipe Coatings used to minimize the risk of corrosion which in turn reduces the risk of product spillage during the pipeline transportation process. The pipe coatings and CP are used to control and/or prevent the degradation of metal piping through which the inadvertent release of product could be released to waters and lands of the State of Texas. If leakage occurs, the product becomes nonrecoverable and ceases to retain monetary value. | Pending as of April 1, 2023 | 2023-01-29 15:11 | 1008000 | 100
25325 | T1 | EPIC CRUDE PIPELINE LP | SCHLEICHER COUNTY EPIC CRUDE PIPELINE | EPIC CRUDE PIPELINE LOCATED IN SCHLEICHER COUNTY | Schleicher County | TX | 76936 | SCHLEICHER | CN606101038 | RN111646865 | Pipeline Coatings and Cathodic Protection are protective Pipe Coatings used to minimize the risk of corrosion which in turn reduces the risk of product spillage during the pipeline transportation process. The pipe coatings and CP are used to control and/or prevent the degradation of metal piping through which the inadvertent release of product could be released to waters and lands of the State of Texas. If leakage occurs, the product becomes nonrecoverable and ceases to retain monetary value. | Pending as of April 1, 2023 | 2023-01-29 15:11 | 13920 | 100
25326 | T1 | EPIC CRUDE PIPELINE LP | REEVES COUNTY EPIC CRUDE PIPELINE | EPIC CRUDE PIPELINE LOCATED IN REEVES COUNTY | Reeves County | TX | 79772 | REEVES | CN606101038 | RN111646873 | Pipeline Coatings and Cathodic Protection are protective Pipe Coatings used to minimize the risk of corrosion which in turn reduces the risk of product spillage during the pipeline transportation process. The pipe coatings and CP are used to control and/or prevent the degradation of metal piping through which the inadvertent release of product could be released to waters and lands of the State of Texas. If leakage occurs, the product becomes nonrecoverable and ceases to retain monetary value. | Pending as of April 1, 2023 | 2023-01-29 15:11 | 996064 | 100
25327 | T1 | EPIC CRUDE PIPELINE LP | REAGAN COUNTY EPIC CRUDE PIPELINE | EPIC CRUDE PIPELINE LOCATED IN REAGAN COUNTY | Reagan County | TX | 76932 | REAGAN | CN606101038 | RN111646881 | Pipeline Coatings and Cathodic Protection are protective Pipe Coatings used to minimize the risk of corrosion which in turn reduces the risk of product spillage during the pipeline transportation process. The pipe coatings and CP are used to control and/or prevent the degradation of metal piping through which the inadvertent release of product could be released to waters and lands of the State of Texas. If leakage occurs, the product becomes nonrecoverable and ceases to retain monetary value. | Pending as of April 1, 2023 | 2023-01-29 15:11 | 684720 | 100
25328 | T1 | EPIC CRUDE PIPELINE LP | PECOS COUNTY EPIC CRUDE PIPELINE | EPIC CRUDE PIPELINE LOCATED IN PECOS COUNTY | Pecos County | TX | 79735 | PECOS | CN606101038 | RN111646899 | Pipeline Coatings and Cathodic Protection are protective Pipe Coatings used to minimize the risk of corrosion which in turn reduces the risk of product spillage during the pipeline transportation process. The pipe coatings and CP are used to control and/or prevent the degradation of metal piping through which the inadvertent release of product could be released to waters and lands of the State of Texas. If leakage occurs, the product becomes nonrecoverable and ceases to retain monetary value. | Pending as of April 1, 2023 | 2023-01-29 15:12 | 172032 | 100
25329 | T1 | EPIC CRUDE PIPELINE LP | NUECES COUNTY EPIC CRUDE PIPELINE | EPIC CRUDE PIPELINE LOCATED IN NUECES COUNTY | Nueces County | TX | 78380 | NUECES | CN606101038 | RN111646907 | Pipeline Coatings and Cathodic Protection are protective Pipe Coatings used to minimize the risk of corrosion which in turn reduces the risk of product spillage during the pipeline transportation process. The pipe coatings and CP are used to control and/or prevent the degradation of metal piping through which the inadvertent release of product could be released to waters and lands of the State of Texas. If leakage occurs, the product becomes nonrecoverable and ceases to retain monetary value. | Pending as of April 1, 2023 | 2023-01-29 15:12 | 1028880 | 100
25330 | T1 | EPIC CRUDE PIPELINE LP | MCMULLEN COUNTY EPIC CRUDE PIPELINE | EPIC CRUDE PIPELINE LOCATED IN MCMULLEN COUNTY | Mcmullen County | TX | 78021 | MCMULLEN | CN606101038 | RN111646915 | Pipeline Coatings and Cathodic Protection are protective Pipe Coatings used to minimize the risk of corrosion which in turn reduces the risk of product spillage during the pipeline transportation process. The pipe coatings and CP are used to control and/or prevent the degradation of metal piping through which the inadvertent release of product could be released to waters and lands of the State of Texas. If leakage occurs, the product becomes nonrecoverable and ceases to retain monetary value. | Pending as of April 1, 2023 | 2023-01-29 15:16 | 48000 | 100
25331 | T1 | EPIC CRUDE PIPELINE LP | MAVERICK COUNTY EPIC CRUDE PIPELINE | EPIC CRUDE PIPELINE LOCATED IN MAVERICK COUNTY | Maverick County | TX | 78853 | MAVERICK | CN606101038 | RN111646923 | Pipeline Coatings and Cathodic Protection are protective Pipe Coatings used to minimize the risk of corrosion which in turn reduces the risk of product spillage during the pipeline transportation process. The pipe coatings and CP are used to control and/or prevent the degradation of metal piping through which the inadvertent release of product could be released to waters and lands of the State of Texas. If leakage occurs, the product becomes nonrecoverable and ceases to retain monetary value. | Pending as of April 1, 2023 | 2023-01-29 15:16 | 660000 | 100
25332 | T1 | EPIC CRUDE PIPELINE LP | LASALLE COUNTY EPIC CRUDE PIPELINE | EPIC CRUDE PIPELINE LOCATED IN LA SALLE COUNTY | La Salle County | TX | 78014 | LA SALLE | CN606101038 | RN111646931 | Pipeline Coatings and Cathodic Protection are protective Pipe Coatings used to minimize the risk of corrosion which in turn reduces the risk of product spillage during the pipeline transportation process. The pipe coatings and CP are used to control and/or prevent the degradation of metal piping through which the inadvertent release of product could be released to waters and lands of the State of Texas. If leakage occurs, the product becomes nonrecoverable and ceases to retain monetary value. | Pending as of April 1, 2023 | 2023-01-29 15:16 | 755200 | 100
25333 | T1 | EPIC CRUDE PIPELINE LP | KINNEY COUNTY EPIC CRUDE PIPELINE | EPIC CRUDE PIPELINE LOCATED IN KINNEY COUNTY | Kinney County | TX | 78832 | KINNEY | CN606101038 | RN111646949 | Pipeline Coatings and Cathodic Protection are protective Pipe Coatings used to minimize the risk of corrosion which in turn reduces the risk of product spillage during the pipeline transportation process. The pipe coatings and CP are used to control and/or prevent the degradation of metal piping through which the inadvertent release of product could be released to waters and lands of the State of Texas. If leakage occurs, the product becomes nonrecoverable and ceases to retain monetary value. | Pending as of April 1, 2023 | 2023-01-29 15:16 | 1109760 | 100
25334 | T1 | EPIC CRUDE PIPELINE LP | JIM WELLS COUNTY EPIC CRUDE PIPELINE | EPIC CRUDE PIPELINE LOCATED IN JIM WELLS COUNTY | Jim Wells County | TX | 78332 | JIM WELLS | CN606101038 | RN111646956 | Pipeline Coatings and Cathodic Protection are protective Pipe Coatings used to minimize the risk of corrosion which in turn reduces the risk of product spillage during the pipeline transportation process. The pipe coatings and CP are used to control and/or prevent the degradation of metal piping through which the inadvertent release of product could be released to waters and lands of the State of Texas. If leakage occurs, the product becomes nonrecoverable and ceases to retain monetary value. | Pending as of April 1, 2023 | 2023-01-29 15:16 | 457920 | 100
25335 | T1 | EPIC CRUDE PIPELINE LP | EDWARDS COUNTY EPIC CRUDE PIPELINE | EPIC CRUDE PIPELINE LOCATED IN EDWARDS COUNTY | Edwards County | TX | 78880 | EDWARDS | CN606101038 | RN111646964 | Pipeline Coatings and Cathodic Protection are protective Pipe Coatings used to minimize the risk of corrosion which in turn reduces the risk of product spillage during the pipeline transportation process. The pipe coatings and CP are used to control and/or prevent the degradation of metal piping through which the inadvertent release of product could be released to waters and lands of the State of Texas. If leakage occurs, the product becomes nonrecoverable and ceases to retain monetary value. | Pending as of April 1, 2023 | 2023-01-29 15:17 | 1392000 | 100
25336 | T1 | EPIC CRUDE PIPELINE LP | DUVAL COUNTY EPIC CRUDE PIPELINE | EPIC CRUDE PIPELINE LOCATED IN DUVAL COUNTY | Duval County | TX | 78357 | DUVAL | CN606101038 | RN111646972 | Pipeline Coatings and Cathodic Protection are protective Pipe Coatings used to minimize the risk of corrosion which in turn reduces the risk of product spillage during the pipeline transportation process. The pipe coatings and CP are used to control and/or prevent the degradation of metal piping through which the inadvertent release of product could be released to waters and lands of the State of Texas. If leakage occurs, the product becomes nonrecoverable and ceases to retain monetary value. | Pending as of April 1, 2023 | 2023-01-29 15:17 | 1017120 | 100
25337 | T1 | EPIC CRUDE PIPELINE LP | DIMMIT COUNTY EPIC CRUDE PIPELINE | EPIC CRUDE PIPELINE LOCATED IN DIMMIT COUNTY | Dimmit County | TX | 78834 | DIMMIT | CN606101038 | RN111646980 | Pipeline Coatings and Cathodic Protection are protective Pipe Coatings used to minimize the risk of corrosion which in turn reduces the risk of product spillage during the pipeline transportation process. The pipe coatings and CP are used to control and/or prevent the degradation of metal piping through which the inadvertent release of product could be released to waters and lands of the State of Texas. If leakage occurs, the product becomes nonrecoverable and ceases to retain monetary value. | Pending as of April 1, 2023 | 2023-01-29 15:17 | 1428000 | 100
25338 | T1 | EPIC CRUDE PIPELINE LP | CROCKETT COUNTY EPIC CRUDE PIPELINE | EPIC CRUDE PIPELINE LOCATED IN CROCKETT COUNTY | Crockett County | TX | 76943 | CROCKETT | CN606101038 | RN111646998 | Pipeline Coatings and Cathodic Protection are protective Pipe Coatings used to minimize the risk of corrosion which in turn reduces the risk of product spillage during the pipeline transportation process. The pipe coatings and CP are used to control and/or prevent the degradation of metal piping through which the inadvertent release of product could be released to waters and lands of the State of Texas. If leakage occurs, the product becomes nonrecoverable and ceases to retain monetary value. | Pending as of April 1, 2023 | 2023-01-29 15:17 | 1038240 | 100
25339 | T1 | BENTLEY REAL ESTATE HOLDINGS LLC | WALLPORT TRANSIT | 1011 W WINTERGREEN RD | HUTCHINS | TX | 75141 | DALLAS | CN606096592 | RN111647004 | The first flush is treated by drop inlet screens and then the concrete flumes and dissipators which capture floatables and debris that carry pollutants attached during rain events, then the vegetated bench of the ponds and channels capture pollutants before discharging a significantly cleaner stormwater into the MS4 | Pending as of April 1, 2023 | 2023-01-30 | 2100000 | 100
25340 | T1 | EPIC Y-GRADE PIPELINE LP | ZAVALA COUNTY EPIC Y GRADE PIPELINE | EPIC Y GRADE PIPELINE LOCATED IN ZAVALA COUNTY | Zavala County | TX | 78839 | ZAVALA | CN606101020 | RN111647012 | Pipeline Coatings and Cathodic Protection are protective Pipe Coatings used to minimize the risk of corrosion which in turn reduces the risk of product spillage during the pipeline transportation process. The pipe coatings and CP are used to control and/or prevent the degradation of metal piping through which the inadvertent release of product could be released to waters and lands of the State of Texas. If leakage occurs, the product becomes nonrecoverable and ceases to retain monetary value. | Pending as of April 1, 2023 | 2023-01-29 17:26 | 136320 | 100
25341 | T1 | EPIC Y-GRADE PIPELINE LP | WARD COUNTY EPIC Y GRADE PIPELINE | EPIC Y GRADE PIPELINE LOCATED IN WARD COUNTY | Ward County | TX | 79788 | WARD | CN606101020 | RN111647020 | Pipeline Coatings and Cathodic Protection are protective Pipe Coatings used to minimize the risk of corrosion which in turn reduces the risk of product spillage during the pipeline transportation process. The pipe coatings and CP are used to control and/or prevent the degradation of metal piping through which the inadvertent release of product could be released to waters and lands of the State of Texas. If leakage occurs, the product becomes nonrecoverable and ceases to retain monetary value. | Pending as of April 1, 2023 | 2023-01-29 17:26 | 96000 | 100
25342 | T1 | EPIC Y-GRADE PIPELINE LP | UPTON COUNTY EPIC Y GRADE PIPELINE | EPIC Y GRADE PIPELINE LOCATED IN UPTON COUNTY | Upton County | TX | 79755 | UPTON | CN606101020 | RN111647038 | Pipeline Coatings and Cathodic Protection are protective Pipe Coatings used to minimize the risk of corrosion which in turn reduces the risk of product spillage during the pipeline transportation process. The pipe coatings and CP are used to control and/or prevent the degradation of metal piping through which the inadvertent release of product could be released to waters and lands of the State of Texas. If leakage occurs, the product becomes nonrecoverable and ceases to retain monetary value. | Pending as of April 1, 2023 | 2023-01-29 17:26 | 523520 | 100
25343 | T1 | EPIC Y-GRADE PIPELINE LP | SUTTON COUNTY EPIC Y GRADE PIPELINE | EPIC Y GRADE PIPELINE LOCATED IN SUTTON COUNTY | Sutton County | TX | 76950 | SUTTON | CN606101020 | RN111647046 | Pipeline Coatings and Cathodic Protection are protective Pipe Coatings used to minimize the risk of corrosion which in turn reduces the risk of product spillage during the pipeline transportation process. The pipe coatings and CP are used to control and/or prevent the degradation of metal piping through which the inadvertent release of product could be released to waters and lands of the State of Texas. If leakage occurs, the product becomes nonrecoverable and ceases to retain monetary value. | Pending as of April 1, 2023 | 2023-01-29 17:26 | 808320 | 100
25344 | T1 | EPIC Y-GRADE PIPELINE LP | SCHLEICHER COUNTY EPIC Y GRADE PIPELINE | EPIC Y GRADE PIPELINE LOCATED IN SCHLEICHER COUNTY | Schleicher County | TX | 76936 | SCHLEICHER | CN606101020 | RN111647053 | Pipeline Coatings and Cathodic Protection are protective Pipe Coatings used to minimize the risk of corrosion which in turn reduces the risk of product spillage during the pipeline transportation process. The pipe coatings and CP are used to control and/or prevent the degradation of metal piping through which the inadvertent release of product could be released to waters and lands of the State of Texas. If leakage occurs, the product becomes nonrecoverable and ceases to retain monetary value. | Pending as of April 1, 2023 | 2023-01-29 17:26 | 15768 | 100
25345 | T1 | EPIC Y-GRADE PIPELINE LP | REEVES COUNTY EPIC Y GRADE PIPELINE | EPIC Y GRADE PIPELINE LOCATED IN REEVES COUNTY | Reeves County | TX | 79772 | REEVES | CN606101020 | RN111647061 | Pipeline Coatings and Cathodic Protection are protective Pipe Coatings used to minimize the risk of corrosion which in turn reduces the risk of product spillage during the pipeline transportation process. The pipe coatings and CP are used to control and/or prevent the degradation of metal piping through which the inadvertent release of product could be released to waters and lands of the State of Texas. If leakage occurs, the product becomes nonrecoverable and ceases to retain monetary value. | Pending as of April 1, 2023 | 2023-01-29 17:27 | 1298336 | 100
25346 | T1 | EPIC Y-GRADE PIPELINE LP | REAGAN COUNTY EPIC Y GRADE PIPELINE | EPIC Y GRADE PIPELINE LOCATED IN REAGAN COUNTY | Reagan County | TX | 76932 | REAGAN | CN606101020 | RN111647079 | Pipeline coatings and cathodic protection on the Epic Y Grade Pipeline LP Segments in Reagan County. | The following property is used 100% for pollution control and is installed to meet or exceed federal or state regulations: Pipeline coatings and cathodic protection on the Epic Y Grade Pipeline LP Segments in Reagan County. | 2023-03-16 | 547200 | 100
25347 | T1 | EPIC Y-GRADE PIPELINE LP | PECOS COUNTY EPIC Y GRADE PIPELINE | EPIC Y GRADE PIPELINE LOCATED IN PECOS COUNTY | Pecos County | TX | 79735 | PECOS | CN606101020 | RN111647087 | Pipeline coatings and cathodic protection on the Epic Y Grade Pipeline LP Segments in Pecos County. | The following property is used 100% for pollution control and is installed to meet or exceed federal or state regulations: Pipeline coatings and cathodic protection on the Epic Y Grade Pipeline LP Segments in Pecos County. | 2023-03-16 | 206080 | 100
25348 | T1 | EPIC Y-GRADE PIPELINE LP | NUECES COUNTY EPIC Y GRADE PIPELINE | EPIC Y GRADE PIPELINE LOCATED IN NUECES COUNTY | Nueces County | TX | 78380 | NUECES | CN606101020 | RN111647095 | Pipeline coatings and cathodic protection on the Epic Y Grade Pipeline LP Segments in Nueces County. | The following property is used 100% for pollution control and is installed to meet or exceed federal or state regulations: Pipeline coatings and cathodic protection on the Epic Y Grade Pipeline LP Segments in Nueces County. | 2023-03-16 | 441600 | 100
25349 | T1 | EPIC Y-GRADE PIPELINE LP | MCMULLEN COUNTY EPIC Y GRADE PIPELINE | EPIC Y GRADE PIPELINE LOCATED IN MCMULLEN COUNTY | Mcmullen County | TX | 78021 | MCMULLEN | CN606101020 | RN111647103 | Pipeline coatings and cathodic protection on the Epic Y Grade Pipeline LP Segments in McMullen County. | The following property is used 100% for pollution control and is installed to meet or exceed federal or state regulations: Pipeline coatings and cathodic protection on the Epic Y Grade Pipeline LP Segments in McMullen County. | 2023-03-16 | 36480 | 100
25350 | T1 | EPIC Y-GRADE PIPELINE LP | MAVERICK COUNTY EPIC Y GRADE PIPELINE | EPIC Y GRADE PIPELINE LOCATED IN MAVERICK COUNTY | Maverick County | TX | 78853 | MAVERICK | CN606101020 | RN111647111 | Pipeline coatings and cathodic protection on the Epic Y Grade Pipeline LP Segments in Maverick County. | The following property is used 100% for pollution control and is installed to meet or exceed federal or state regulations: Pipeline coatings and cathodic protection on the Epic Y Grade Pipeline LP Segments in Maverick County. | 2023-03-16 | 440000 | 100
25351 | T1 | EPIC Y-GRADE PIPELINE LP | LASALLE COUNTY EPIC Y GRADE PIPELINE | EPIC Y GRADE PIPELINE LOCATED IN LA SALLE COUNTY | La Salle County | TX | 78014 | LA SALLE | CN606101020 | RN111647129 | Pipeline coatings and cathodic protection on the Epic Y Grade Pipeline LP Segments in La Salle County. | The following property is used 100% for pollution control and is installed to meet or exceed federal or state regulations: Pipeline coatings and cathodic protection on the Epic Y Grade Pipeline LP Segments in La Salle County. | 2023-03-16 | 906240 | 100
25352 | T1 | EPIC Y-GRADE PIPELINE LP | KINNEY COUNTY EPIC Y GRADE PIPELINE | EPIC Y GRADE PIPELINE LOCATED IN KINNEY COUNTY | Kinney County | TX | 78832 | KINNEY | CN606101020 | RN111647137 | Pipeline coatings and cathodic protection on the Epic Y Grade Pipeline LP Segments in Kinney County. | The following property is used 100% for pollution control and is installed to meet or exceed federal or state regulations: Pipeline coatings and cathodic protection on the Epic Y Grade Pipeline LP Segments in Kinney County. | 2023-03-16 | 887040 | 100
25353 | T1 | EPIC Y-GRADE PIPELINE LP | JIM WELLS COUNTY EPIC Y GRADE PIPELINE | EPIC Y GRADE PIPELINE LOCATED IN JIM WELLS COUNTY | Jim Wells County | TX | 78332 | JIM WELLS | CN606101020 | RN111647145 | Pipeline coatings and cathodic protection on the Epic Y Grade Pipeline LP Segments in Jim Wells County. | The following property is used 100% for pollution control and is installed to meet or exceed federal or state regulations: Pipeline coatings and cathodic protection on the Epic Y Grade Pipeline LP Segments in Jim Wells County. | 2023-03-17 | 359040 | 100
25354 | T1 | EPIC Y-GRADE PIPELINE LP | EDWARDS COUNTY EPIC Y GRADE PIPELINE | EPIC Y GRADE PIPELINE LOCATED IN EDWARD COUNTY | Edwards County | TX | 78880 | EDWARDS | CN606101020 | RN111647152 | Pipeline coatings and cathodic protection on the Epic Y Grade Pipeline LP Segments in Edwards County. | The following property is used 100% for pollution control and is installed to meet or exceed federal or state regulations: Pipeline coatings and cathodic protection on the Epic Y Grade Pipeline LP Segments in Edwards County. | 2023-03-17 | 1111680 | 100
25355 | T1 | EPIC Y-GRADE PIPELINE LP | DUVAL COUNTY EPIC Y GRADE PIPELINE | EPIC Y GRADE PIPELINE LOCATED IN DUVAL COUNTY | Duval County | TX | 78357 | DUVAL | CN606101020 | RN111647160 | Pipeline coatings and cathodic protection on the Epic Y Grade Pipeline LP Segments in Duval County. | The following property is used 100% for pollution control and is installed to meet or exceed federal or state regulations: Pipeline coatings and cathodic protection on the Epic Y Grade Pipeline LP Segments in Duval County. | 2023-03-17 | 810240 | 100
25356 | T1 | EPIC Y-GRADE PIPELINE LP | CULBERSON COUNTY EPIC Y GRADE PIPELINE | EPIC Y GRADE PIPELINE | Culberson County | TX | 79855 | CULBERSON | CN606101020 | RN111647178 | Pipeline coatings and cathodic protection on the Epic Y Grade Pipeline LP Segments in Culberson County. | The following property is used 100% for pollution control and is installed to meet or exceed federal or state regulations: Pipeline coatings and cathodic protection on the Epic Y Grade Pipeline LP Segments in Culberson County. | 2023-03-17 | 59520 | 100
25357 | T1 | EPIC Y-GRADE PIPELINE LP | DIMMIT COUNTY EPIC Y GRADE PIPELINE | EPIC Y GRADE PIPELINE LOCATED IN DIMMIT COUNTY | Dimmit County | TX | 78834 | DIMMIT | CN606101020 | RN111647186 | Pipeline coatings and cathodic protection on the Epic Y Grade Pipeline LP Segments in Dimmit County. | The following property is used 100% for pollution control and is installed to meet or exceed federal or state regulations: Pipeline coatings and cathodic protection on the Epic Y Grade Pipeline LP Segments in Dimmit County. | 2023-03-17 | 1146240 | 100
25358 | T1 | EPIC Y-GRADE PIPELINE LP | CROCKETT COUNTY EPIC Y GRADE PIPELINE | EPIC Y GRADE PIPELINE LOCATED IN CROCKETT COUNTY | Crockett County | TX | 76943 | CROCKETT | CN606101020 | RN111647194 | Pipeline coatings and cathodic protection on the Epic Y Grade Pipeline LP Segments in Crockett County. | The following property is used 100% for pollution control and is installed to meet or exceed federal or state regulations: Pipeline coatings and cathodic protection on the Epic Y Grade Pipeline LP Segments in Crockett County. | 2023-03-17 | 831360 | 100
25359 | T1 | GRAND PRIX PIPELINE LLC | GRAND PRIX CALLAHAN COUNTY PIPELINES | GRAND PRIX PIPELINES IN CALLAHAN COUNTY | Callahan County | TX | 79510 | CALLAHAN | CN605967280 | RN111645776 | Sedimentation and erosion controls consisting of slope breakers, silt fences, sedimentation barriers, staked hay or straw bales, matting and diking. | The following property is used 100% for pollution control and is installed to meet or exceed federal or state regulations: Sedimentation and erosion controls consisting of slope breakers, silt fences, sedimentation barriers, staked hay or straw bales, matting and diking. | 2023-03-17 | 3504720 | 100
25360 | T1 | GRAND PRIX PIPELINE LLC | GRAND PRIX CHAMBERS COUNTY PIPELINE | GRAND PRIX PIPELINE SEGMENT IN CHAMBERS COUNTY | Chambers County | TX | 77521 | CHAMBERS | CN605967280 | RN111645784 | Sedimentation and erosion controls consisting of slope breakers, silt fences, sedimentation barriers, staked hay or straw bales, matting and diking. | The following property is used 100% for pollution control and is installed to meet or exceed federal or state regulations: Sedimentation and erosion controls consisting of slope breakers, silt fences, sedimentation barriers, staked hay or straw bales, matting and diking. | 2023-03-17 | 1041750 | 100
25361 | T1 | GRAND PRIX PIPELINE LLC | GRAND PRIX CRANE COUNTY PIPELINES | GRAND PRIX PIPELINES IN CRANE COUNTY | Crane County | TX | 79731 | CRANE | CN605967280 | RN111645792 | Sedimentation and erosion controls consisting of slope breakers, silt fences, sedimentation barriers, staked hay or straw bales, matting and diking. | The following property is used 100% for pollution control and is installed to meet or exceed federal or state regulations: Sedimentation and erosion controls consisting of slope breakers, silt fences, sedimentation barriers, staked hay or straw bales, matting and diking. | 2023-03-17 | 3757560 | 100
25362 | T1 | GRAND PRIX PIPELINE LLC | GRAND PRIX CULBERSON COUNTY PIPELINES | GRAND PRIX PIPELINES IN CULBERSON COUNTY. | Culberson County | TX | 79770 | CULBERSON | CN605967280 | RN111645800 | Sedimentation and erosion controls consisting of slope breakers, silt fences, sedimentation barriers, staked hay or straw bales, matting and diking. | The following property is used 100% for pollution control and is installed to meet or exceed federal or state regulations: Sedimentation and erosion controls consisting of slope breakers, silt fences, sedimentation barriers, staked hay or straw bales, matting and diking. | 2023-03-17 | 1775660 | 100
25363 | T1 | GRAND PRIX PIPELINE LLC | GRAND PRIX EASTLAND COUNTY PIPELINES | GRAND PRIX PIPELINES IN EASTLAND COUNTY | Eastland County | TX | 76448 | EASTLAND | CN605967280 | RN111645818 | Sedimentation and erosion controls consisting of slope breakers, silt fences, sedimentation barriers, staked hay or straw bales, matting and diking. | The following property is used 100% for pollution control and is installed to meet or exceed federal or state regulations: Sedimentation and erosion controls consisting of slope breakers, silt fences, sedimentation barriers, staked hay or straw bales, matting and diking. | 2023-03-17 | 4378800 | 100
25364 | T1 | GRAND PRIX PIPELINE LLC | GRAND PRIX ELLIS COUNTY PIPELINES | GRAND PRIX PIPELINES IN ELLIS COUNTY | Ellis County | TX | 76670 | ELLIS | CN605967280 | RN111645826 | Sedimentation and erosion controls consisting of slope breakers, silt fences, sedimentation barriers, staked hay or straw bales, matting and diking. | The following property is used 100% for pollution control and is installed to meet or exceed federal or state regulations: Sedimentation and erosion controls consisting of slope breakers, silt fences, sedimentation barriers, staked hay or straw bales, matting and diking. | 2023-03-17 | 1380000 | 100
25365 | T1 | GRAND PRIX PIPELINE LLC | GRAND PRIX ERATH COUNTY PIPELINES | GRAND PRIX PIPELINES IN ERATH COUNTY | Erath County | TX | 76401 | ERATH | CN605967280 | RN111645834 | Sedimentation and erosion controls consisting of slope breakers, silt fences, sedimentation barriers, staked hay or straw bales, matting and diking. | The following property is used 100% for pollution control and is installed to meet or exceed federal or state regulations: Sedimentation and erosion controls consisting of slope breakers, silt fences, sedimentation barriers, staked hay or straw bales, matting and diking. | 2023-03-17 | 3329760 | 100
25366 | T1 | GRAND PRIX PIPELINE LLC | GRAND PRIX FREESTONE COUNTY PIPELINES | GRAND PRIX PIPELINES IN FREESTONE COUNTY | Freestone County | TX | 75860 | FREESTONE | CN605967280 | RN111645842 | Sedimentation and erosion controls consisting of slope breakers, silt fences, sedimentation barriers, staked hay or straw bales, matting and diking. | The following property is used 100% for pollution control and is installed to meet or exceed federal or state regulations: Sedimentation and erosion controls consisting of slope breakers, silt fences, sedimentation barriers, staked hay or straw bales, matting and diking. | 2023-03-17 | 5086500 | 100
25367 | T1 | GRAND PRIX PIPELINE LLC | GRAND PRIX GLASSCOCK COUNTY PIPELINES | GRAND PRIX PIPELINES IN GLASSCOCK COUNTY | Glasscock County | TX | 79720 | GLASSCOCK | CN605967280 | RN111645867 | Sedimentation and erosion controls consisting of slope breakers, silt fences, sedimentation barriers, staked hay or straw bales, matting and diking. | The following property is used 100% for pollution control and is installed to meet or exceed federal or state regulations: Sedimentation and erosion controls consisting of slope breakers, silt fences, sedimentation barriers, staked hay or straw bales, matting and diking. | 2023-03-17 | 3840400 | 100
25368 | T1 | GRAND PRIX PIPELINE LLC | GRAND PRIX HILL COUNTY PIPELINE | GRAND PRIX PIPELINE IN HILL COUNTY | Hill County | TX | 76055 | HILL | CN605967280 | RN111645875 | Sedimentation and erosion controls consisting of slope breakers, silt fences, sedimentation barriers, staked hay or straw bales, matting and diking. | The following property is used 100% for pollution control and is installed to meet or exceed federal or state regulations: Sedimentation and erosion controls consisting of slope breakers, silt fences, sedimentation barriers, staked hay or straw bales, matting and diking. | 2023-03-17 | 1680000 | 100
25369 | T1 | GRAND PRIX PIPELINE LLC | GRAND PRIX HOOD COUNTY PIPELINES | GRAND PRIX PIPELINES IN HOOD COUNTY | Hood County | TX | 76476 | HOOD | CN605967280 | RN111645883 | Sedimentation and erosion controls consisting of slope breakers, silt fences, sedimentation barriers, staked hay or straw bales, matting and diking. | The following property is used 100% for pollution control and is installed to meet or exceed federal or state regulations: Sedimentation and erosion controls consisting of slope breakers, silt fences, sedimentation barriers, staked hay or straw bales, matting and diking. | 2023-03-17 | 2634000 | 100
25370 | T1 | GRAND PRIX PIPELINE LLC | GRAND PRIX JOHNSON COUNTY PIPELINES | GRAND PRIX PIPELINES IN JOHNSON COUNTY | Johnson County | TX | 76033 | JOHNSON | CN605967280 | RN111645891 | Sedimentation and erosion controls consisting of slope breakers, silt fences, sedimentation barriers, staked hay or straw bales, matting and diking. | The following property is used 100% for pollution control and is installed to meet or exceed federal or state regulations: Sedimentation and erosion controls consisting of slope breakers, silt fences, sedimentation barriers, staked hay or straw bales, matting and diking. | 2023-03-17 | 4414200 | 100
25371 | T1 | GRAND PRIX PIPELINE LLC | GRAND PRIX LEON COUNTY PIPELINES | GRAND PRIX PIPELINES IN LEON COUNTY | Leon County | TX | 75833 | LEON | CN605967280 | RN111645909 | Sedimentation and erosion controls consisting of slope breakers, silt fences, sedimentation barriers, staked hay or straw bales, matting and diking. | The following property is used 100% for pollution control and is installed to meet or exceed federal or state regulations: Sedimentation and erosion controls consisting of slope breakers, silt fences, sedimentation barriers, staked hay or straw bales, matting and diking. | 2023-03-17 | 5188500 | 100
25372 | T1 | GRAND PRIX PIPELINE LLC | GRAND PRIX LIBERTY COUNTY PIPELINES | GRAND PRIX PIPELINES IN LIBERTY COUNTY | Liberty County | TX | 77535 | LIBERTY | CN605967280 | RN111645917 | Sedimentation and erosion controls consisting of slope breakers, silt fences, sedimentation barriers, staked hay or straw bales, matting and diking. | The following property is used 100% for pollution control and is installed to meet or exceed federal or state regulations: Sedimentation and erosion controls consisting of slope breakers, silt fences, sedimentation barriers, staked hay or straw bales, matting and diking. | 2023-03-17 | 6426000 | 100
25373 | T1 | GRAND PRIX PIPELINE LLC | GRAND PRIX LOVING COUNTY PIPELINES | GRAND PRIX PIPELINES IN LOVING COUNTY | Loving County | TX | 79754 | LOVING | CN605967280 | RN111645925 | Sedimentation and erosion controls consisting of slope breakers, silt fences, sedimentation barriers, staked hay or straw bales, matting and diking. | The following property is used 100% for pollution control and is installed to meet or exceed federal or state regulations: Sedimentation and erosion controls consisting of slope breakers, silt fences, sedimentation barriers, staked hay or straw bales, matting and diking. | 2023-03-17 | 2408320 | 100
25374 | T1 | GRAND PRIX PIPELINE LLC | GRAND PRIX MADISON COUNTY PIPELINE | GRAND PRIX PIPELINE IN MADISON COUNTY | Madison County | TX | 75852 | MADISON | CN605967280 | RN111645933 | Sedimentation and erosion controls consisting of slope breakers, silt fences, sedimentation barriers, staked hay or straw bales, matting and diking. | The following property is used 100% for pollution control and is installed to meet or exceed federal or state regulations: Sedimentation and erosion controls consisting of slope breakers, silt fences, sedimentation barriers, staked hay or straw bales, matting and diking. | 2023-03-17 | 2155950 | 100
25375 | T1 | GRAND PRIX PIPELINE LLC | GRAND PRIX MIDLAND COUNTY PIPELINES | GRAND PRIX PIPELINES IN MIDLAND COUNTY | Midland County | TX | 79706 | MIDLAND | CN605967280 | RN111645974 | Sedimentation and erosion controls consisting of slope breakers, silt fences, sedimentation barriers, staked hay or straw bales, matting and diking. | The following property is used 100% for pollution control and is installed to meet or exceed federal or state regulations: Sedimentation and erosion controls consisting of slope breakers, silt fences, sedimentation barriers, staked hay or straw bales, matting and diking. | 2023-03-20 | 5213040 | 100
25376 | T1 | GRAND PRIX PIPELINE LLC | GRAND PRIX MITCHELL COUNTY PIPELINES | GRAND PRIX PIPELINES IN MITCHELL COUNTY | Mitchell County | TX | 79512 | MITCHELL | CN605967280 | RN111645982 | Sedimentation and erosion controls consisting of slope breakers, silt fences, sedimentation barriers, staked hay or straw bales, matting and diking. | The following property is used 100% for pollution control and is installed to meet or exceed federal or state regulations: Sedimentation and erosion controls consisting of slope breakers, silt fences, sedimentation barriers, staked hay or straw bales, matting and diking. | 2023-03-20 | 2335200 | 100
25377 | T1 | GRAND PRIX PIPELINE LLC | GRAND PRIX NAVARRO COUNTY PIPELINES | GRAND PRIX PIPELINES IN NAVARRO COUNTY | Navarro County | TX | 76641 | NAVARRO | CN605967280 | RN111645990 | Sedimentation and erosion controls consisting of slope breakers, silt fences, sedimentation barriers, staked hay or straw bales, matting and diking. | The following property is used 100% for pollution control and is installed to meet or exceed federal or state regulations: Sedimentation and erosion controls consisting of slope breakers, silt fences, sedimentation barriers, staked hay or straw bales, matting and diking. | 2023-03-20 | 5431500 | 100
25378 | T1 | GRAND PRIX PIPELINE LLC | GRAND PRIX NOLAN COUNTY PIPELINES | GRAND PRIX PIPELINES IN NOLAN COUNTY | Nolan County | TX | 79535 | NOLAN | CN605967280 | RN111646006 | Sedimentation and erosion controls consisting of slope breakers, silt fences, sedimentation barriers, staked hay or straw bales, matting and diking. | The following property is used 100% for pollution control and is installed to meet or exceed federal or state regulations: Sedimentation and erosion controls consisting of slope breakers, silt fences, sedimentation barriers, staked hay or straw bales, matting and diking. | 2023-03-20 | 3485760 | 100
25379 | T1 | GRAND PRIX PIPELINE LLC | GRAND PRIX PECOS COUNTY PIPELINES | GRAND PRIX PIPELINES IN PECOS COUNTY | Pecos County | TX | 79730 | PECOS | CN605967280 | RN111646014 | Sedimentation and erosion controls consisting of slope breakers, silt fences, sedimentation barriers, staked hay or straw bales, matting and diking. | The following property is used 100% for pollution control and is installed to meet or exceed federal or state regulations: Sedimentation and erosion controls consisting of slope breakers, silt fences, sedimentation barriers, staked hay or straw bales, matting and diking. | 2023-03-20 | 782860 | 100
25380 | T1 | GRAND PRIX PIPELINE LLC | GRAND PRIX REAGAN COUNTY PIPELINES | GRAND PRIX PIPELINES IN REAGAN COUNTY | Reagan County | TX | 79739 | REAGAN | CN605967280 | RN111646022 | Sedimentation and erosion controls consisting of slope breakers, silt fences, sedimentation barriers, staked hay or straw bales, matting and diking. | The following property is used 100% for pollution control and is installed to meet or exceed federal or state regulations: Sedimentation and erosion controls consisting of slope breakers, silt fences, sedimentation barriers, staked hay or straw bales, matting and diking. | 2023-03-20 | 785300 | 100
25381 | T1 | GRAND PRIX PIPELINE LLC | GRAND PRIX REEVES COUNTY PIPELINES | GRAND PRIX PIPELINES IN REEVES COUNTY | Reeves County | TX | 79770 | REEVES | CN605967280 | RN111646030 | Sedimentation and erosion controls consisting of slope breakers, silt fences, sedimentation barriers, staked hay or straw bales, matting and diking. | The following property is used 100% for pollution control and is installed to meet or exceed federal or state regulations: Sedimentation and erosion controls consisting of slope breakers, silt fences, sedimentation barriers, staked hay or straw bales, matting and diking. | 2023-03-20 | 2036400 | 100
25382 | T1 | GRAND PRIX PIPELINE LLC | GRAND PRIX SAN JACINTO PIPELINES | GRAND PRIX PIPELINES IN SAN JACINTO COUNTY | San Jacinto County | TX | 77331 | SAN JACINTO | CN605967280 | RN111646048 | Sedimentation and erosion controls consisting of slope breakers, silt fences, sedimentation barriers, staked hay or straw bales, matting and diking. | The following property is used 100% for pollution control and is installed to meet or exceed federal or state regulations: Sedimentation and erosion controls consisting of slope breakers, silt fences, sedimentation barriers, staked hay or straw bales, matting and diking. | 2023-03-20 | 4869000 | 100
25383 | T1 | GRAND PRIX PIPELINE LLC | GRAND PRIX WINKLER COUNTY PIPELINES | GRAND PRIX PIPELINES IN WINKLER COUNTY | Winkler County | TX | 79789 | WINKLER | CN605967280 | RN111646055 | Sedimentation and erosion controls consisting of slope breakers, silt fences, sedimentation barriers, staked hay or straw bales, matting and diking. | The following property is used 100% for pollution control and is installed to meet or exceed federal or state regulations: Sedimentation and erosion controls consisting of slope breakers, silt fences, sedimentation barriers, staked hay or straw bales, matting and diking. | 2023-03-20 | 1928660 | 100
25384 | T1 | GRAND PRIX PIPELINE LLC | GRAND PRIX WARD COUNTY PIPELINES | GRAND PRIX PIPELINES IN WARD COUNTY | Ward County | TX | 79777 | WARD | CN605967280 | RN111646063 | Sedimentation and erosion controls consisting of slope breakers, silt fences, sedimentation barriers, staked hay or straw bales, matting and diking. | The following property is used 100% for pollution control and is installed to meet or exceed federal or state regulations: Sedimentation and erosion controls consisting of slope breakers, silt fences, sedimentation barriers, staked hay or straw bales, matting and diking. | 2023-03-21 | 3696540 | 100
25385 | T1 | GRAND PRIX PIPELINE LLC | GRAND PRIX WALKER COUNTY PIPELINE | GRAND PRIX PIPELINE IN WALKER COUNTY | Walker County | TX | 77320 | WALKER | CN605967280 | RN111646071 | Sedimentation and erosion controls consisting of slope breakers, silt fences, sedimentation barriers, staked hay or straw bales, matting and diking. | The following property is used 100% for pollution control and is installed to meet or exceed federal or state regulations: Sedimentation and erosion controls consisting of slope breakers, silt fences, sedimentation barriers, staked hay or straw bales, matting and diking. | 2023-03-21 | 4336500 | 100
25386 | T1 | GRAND PRIX PIPELINE LLC | GRAND PRIX UPTON COUNTY PIPELINES | GRAND PRIX PIPELINES IN UPTON COUNTY | Upton County | TX | 79755 | UPTON | CN605967280 | RN111646089 | Sedimentation and erosion controls consisting of slope breakers, silt fences, sedimentation barriers, staked hay or straw bales, matting and diking. | The following property is used 100% for pollution control and is installed to meet or exceed federal or state regulations: Sedimentation and erosion controls consisting of slope breakers, silt fences, sedimentation barriers, staked hay or straw bales, matting and diking. | 2023-03-21 | 878400 | 100
25387 | T1 | GRAND PRIX PIPELINE LLC | GRAND PRIX TAYLOR COUNTY PIPELINES | GRAND PRIX PIPELINES IN TAYLOR COUNTY | Taylor County | TX | 79562 | TAYLOR | CN605967280 | RN111646097 | Sedimentation and erosion controls consisting of slope breakers, silt fences, sedimentation barriers, staked hay or straw bales, matting and diking. | The following property is used 100% for pollution control and is installed to meet or exceed federal or state regulations: Sedimentation and erosion controls consisting of slope breakers, silt fences, sedimentation barriers, staked hay or straw bales, matting and diking. | 2023-03-21 | 3582000 | 100
25388 | T1 | GRAND PRIX PIPELINE LLC | GRAND PRIX STERLING COUNTY PIPELINES | GRAND PRIX PIPELINES IN STERLING COUNTY | Sterling County | TX | 76951 | STERLING | CN605967280 | RN111646105 | Sedimentation and erosion controls consisting of slope breakers, silt fences, sedimentation barriers, staked hay or straw bales, matting and diking. | The following property is used 100% for pollution control and is installed to meet or exceed federal or state regulations: Sedimentation and erosion controls consisting of slope breakers, silt fences, sedimentation barriers, staked hay or straw bales, matting and diking. | 2023-03-21 | 2072000 | 100
25389 | T1 | GRAND PRIX PIPELINE LLC | GRAND PRIX SOMERVELL COUNTY PIPELINE | GRAND PRIX PIPELINE IN SOMERVELL COUNTY | Somervell County | TX | 76070 | SOMERVELL | CN605967280 | RN111646113 | Sedimentation and erosion controls consisting of slope breakers, silt fences, sedimentation barriers, staked hay or straw bales, matting and diking. | The following property is used 100% for pollution control and is installed to meet or exceed federal or state regulations: Sedimentation and erosion controls consisting of slope breakers, silt fences, sedimentation barriers, staked hay or straw bales, matting and diking. | 2023-03-21 | 138000 | 100
25390 | T1 | CAMPBELL TRANSPORTATION COMPANY INC | CHANNELVIEW BARGES | 16936 MARKET ST | CHANNELVIEW | TX | 77530 | HARRIS | CN606006237 | RN109642033 | The property consists of a vapor control system on 4 petrochemical tank barges CG numbers 1298299, 1298300, 1230139, 1230140 as required by USCG regulations, including a vapor collection system, cargo gauging system, liquid overfill protection, vapor overpressure, vacuum protection, and pressure vacuum indicating device. This system prevents the discharge of hazardous petrochemical cargo vapors while the barge is being loaded or unloaded. | Pending as of April 1, 2023 | 2023-01-30 11:59 | 1069554 | 100
25391 | T1 | CAMPBELL TRANSPORTATION COMPANY INC | CHANNELVIEW BARGES | 16936 MARKET ST | CHANNELVIEW | TX | 77530 | HARRIS | CN606006237 | RN109642033 | The property consist of the double hull on 4 petrochemical tank barges USCG numbers 1298299, 1298300, 1230139, 1230140 as required by USCG regulations to prevent the discharge of hazardous liquid petrochemical products into the U.S. inland and coastal waterway system | Pending as of April 1, 2023 | 2023-01-30 12:24 | 2673885 | 100
25392 | T1 | KIRBY INLAND MARINE LP | CHANNELVIEW OPERATIONS | 16538 DE ZAVALLA RD | CHANNELVIEW | TX | 77530 | HARRIS | CN600611206 | RN104352265 | The property consist of the double hull on 4 petrochemical tank barges USCG numbers 1252009, 1252010, 1252012, 1252013 as required by USCG regulations to prevent the discharge of hazardous liquid petrochemical products into the U.S. inland and coastal waterway system | Pending as of April 1, 2023 | 2023-01-30 14:16 | 2241000 | 100
25393 | T1 | WHISTLER PIPELINE LLC | WHISTLER PIPELINE LLC PECOS PIPELINE SEGMENTS | WHISTLER PIPELINE PECOS PIPELINE SEGMENTS | Pecos County | TX | 79735 | PECOS | CN606100295 | RN111644738 | Required runoff controls are essential to prevent polluted runoff from reaching surface waters of the State of Texas. As soon as construction begins, erosion controls are established and maintained throughout construction and operation of the pipeline. Slope breakers are placed to reduce runoff and divert water off the construction right-of-way. Silt fences are slope breakers that consist of fabrics on supporting posts. Sediment barriers stop the flow of sediments and prevent the deposition of sediments into sensitive resources. Silt fences are used as sediment barriers, along with staked hay or straw bales. Matting is applied for soil stabilization purposes. Erosion during and after construction can contribute large amounts of sediment and silt to runoff waters, which can deteriorate water quality and lead to ecological concerns. Environmental controls, silt fence structures, diking, formations, bales, etc. in the form of perimeter barriers for sediment and runoff control at the disturbed area prevent storm water runoff from moving offsite and contaminating surface waters of the State of Texas. | Pending as of April 1, 2023 | 2023-01-30 14:34 | 8920800 | 100
25394 | T1 | WHISTLER PIPELINE LLC | WHISTLER PIPELINE LLC ZAVALA PIPELINE SEGMENTS | WHISTLER PIPELINE ZAVALA PIPELINE SEGMENTS | Zavala County | TX | 78872 | ZAVALA | CN606100295 | RN111644696 | Leaked product can contribute to the pollution of waters and lands of the State of Texas. Nondestructive Testing Expenditures during pipeline construction, weld inspections and testing must be conducted as a form of leak detection and prevention. Radiography, one of the most widely used nondestructive testing methods, has been carried out on the pipeline using X-rays to detect internal flaws, defects, or damage in the welds. Radiography tests are performed by using radiation from a controlled source to penetrate the test items. As the radiation passes through the pipeline weld, a portion of it is absorbed by the molecular structure of the material. The amount of radiation absorbed depends on the density and composition of the material. As any cracks, fissures, and pockets in the material have different densities, they will be characterized by different exposure values as more or less radiation penetrates at those points during exposure. Nondestructive testing is instrumental in detecting weld defects that lead to product leakage from the pipeline once operational | Pending as of April 1, 2023 | 2023-01-30 14:34 | 6350400 | 100
25395 | T1 | WHISTLER PIPELINE LLC | WHISTLER PIPELINE LLC VAL VERDE PIPELINE SEGMENTS | WHISTLER PIPELINE VAL VERDE PIPELINE SEGEMENTS | Val Verde County | TX | 78837 | VAL VERDE | CN606100295 | RN111644704 | Leaked product can contribute to the pollution of waters and lands of the State of Texas. Nondestructive Testing Expenditures during pipeline construction, weld inspections and testing must be conducted as a form of leak detection and prevention. Radiography, one of the most widely used nondestructive testing methods, has been carried out on the pipeline using X-rays to detect internal flaws, defects, or damage in the welds. Radiography tests are performed by using radiation from a controlled source to penetrate the test items. As the radiation passes through the pipeline weld, a portion of it is absorbed by the molecular structure of the material. The amount of radiation absorbed depends on the density and composition of the material. As any cracks, fissures, and pockets in the material have different densities, they will be characterized by different exposure values as more or less radiation penetrates at those points during exposure. Nondestructive testing is instrumental in detecting weld defects that lead to product leakage from the pipeline once operational | Pending as of April 1, 2023 | 2023-01-30 14:34 | 9643200 | 100
25396 | T1 | WHISTLER PIPELINE LLC | WHISTLER PIPELINE LLC UPTON PIPELINE SEGMENTS | WHISTLER PIPELINE UPTON PIPELINE SEGMENTS | Upton County | TX | 79778 | UPTON | CN606100295 | RN111644712 | Leaked product can contribute to the pollution of waters and lands of the State of Texas. Nondestructive Testing Expenditures during pipeline construction, weld inspections and testing must be conducted as a form of leak detection and prevention. Radiography, one of the most widely used nondestructive testing methods, has been carried out on the pipeline using X-rays to detect internal flaws, defects, or damage in the welds. Radiography tests are performed by using radiation from a controlled source to penetrate the test items. As the radiation passes through the pipeline weld, a portion of it is absorbed by the molecular structure of the material. The amount of radiation absorbed depends on the density and composition of the material. As any cracks, fissures, and pockets in the material have different densities, they will be characterized by different exposure values as more or less radiation penetrates at those points during exposure. Nondestructive testing is instrumental in detecting weld defects that lead to product leakage from the pipeline once operational | Pending as of April 1, 2023 | 2023-01-30 14:35 | 8194560 | 100
25397 | T1 | WHISTLER PIPELINE LLC | WHISTLER PIPELINE LLC PECOS PIPELINE SEGMENTS | WHISTLER PIPELINE PECOS PIPELINE SEGMENTS | Pecos County | TX | 79735 | PECOS | CN606100295 | RN111644738 | Leaked product can contribute to the pollution of waters and lands of the State of Texas. Nondestructive Testing Expenditures during pipeline construction, weld inspections and testing must be conducted as a form of leak detection and prevention. Radiography, one of the most widely used nondestructive testing methods, has been carried out on the pipeline using X-rays to detect internal flaws, defects, or damage in the welds. Radiography tests are performed by using radiation from a controlled source to penetrate the test items. As the radiation passes through the pipeline weld, a portion of it is absorbed by the molecular structure of the material. The amount of radiation absorbed depends on the density and composition of the material. As any cracks, fissures, and pockets in the material have different densities, they will be characterized by different exposure values as more or less radiation penetrates at those points during exposure. Nondestructive testing is instrumental in detecting weld defects that lead to product leakage from the pipeline once operational | Pending as of April 1, 2023 | 2023-01-30 14:35 | 7136640 | 100
25398 | T1 | WHISTLER PIPELINE LLC | WHISTLER PIPELINE LLC REAGAN PIPELINE SEGMENTS | WHISTLER PIPELINE REAGAN PIPELINE SEGMENTS | Reagan County | TX | 76932 | REAGAN | CN606100295 | RN111644720 | Leaked product can contribute to the pollution of waters and lands of the State of Texas. Nondestructive Testing Expenditures during pipeline construction, weld inspections and testing must be conducted as a form of leak detection and prevention. Radiography, one of the most widely used nondestructive testing methods, has been carried out on the pipeline using X-rays to detect internal flaws, defects, or damage in the welds. Radiography tests are performed by using radiation from a controlled source to penetrate the test items. As the radiation passes through the pipeline weld, a portion of it is absorbed by the molecular structure of the material. The amount of radiation absorbed depends on the density and composition of the material. As any cracks, fissures, and pockets in the material have different densities, they will be characterized by different exposure values as more or less radiation penetrates at those points during exposure. Nondestructive testing is instrumental in detecting weld defects that lead to product leakage from the pipeline once operational | Pending as of April 1, 2023 | 2023-01-30 14:35 | 4542160 | 100
25399 | T1 | WHISTLER PIPELINE LLC | WHISTLER PIPELINE LLC NUECES PIPELINE SEGMENTS | WHISTLER PIPELINE NUECES PIPELINE SEGMENTS | Nueces County | TX | 78339 | NUECES | CN606100295 | RN111644746 | Leaked product can contribute to the pollution of waters and lands of the State of Texas. Nondestructive Testing Expenditures during pipeline construction, weld inspections and testing must be conducted as a form of leak detection and prevention. Radiography, one of the most widely used nondestructive testing methods, has been carried out on the pipeline using X-rays to detect internal flaws, defects, or damage in the welds. Radiography tests are performed by using radiation from a controlled source to penetrate the test items. As the radiation passes through the pipeline weld, a portion of it is absorbed by the molecular structure of the material. The amount of radiation absorbed depends on the density and composition of the material. As any cracks, fissures, and pockets in the material have different densities, they will be characterized by different exposure values as more or less radiation penetrates at those points during exposure. Nondestructive testing is instrumental in detecting weld defects that lead to product leakage from the pipeline once operational | Pending as of April 1, 2023 | 2023-01-30 14:35 | 1483920 | 100
25400 | T1 | WHISTLER PIPELINE LLC | WHISTLER PIPELINE LLC MIDLAND PIPELINE SEGMENTS | WHISTLER PIPELINE MIDLAND PIPELINE SEGMENTS | Midland County | TX | 79701 | MIDLAND | CN606100295 | RN111644753 | Leaked product can contribute to the pollution of waters and lands of the State of Texas. Nondestructive Testing Expenditures during pipeline construction, weld inspections and testing must be conducted as a form of leak detection and prevention. Radiography, one of the most widely used nondestructive testing methods, has been carried out on the pipeline using X-rays to detect internal flaws, defects, or damage in the welds. Radiography tests are performed by using radiation from a controlled source to penetrate the test items. As the radiation passes through the pipeline weld, a portion of it is absorbed by the molecular structure of the material. The amount of radiation absorbed depends on the density and composition of the material. As any cracks, fissures, and pockets in the material have different densities, they will be characterized by different exposure values as more or less radiation penetrates at those points during exposure. Nondestructive testing is instrumental in detecting weld defects that lead to product leakage from the pipeline once operational | Pending as of April 1, 2023 | 2023-01-30 14:35 | 1202240 | 100
25401 | T1 | WHISTLER PIPELINE LLC | WHISTLER PIPELINE LLC MCMULLEN PIPELINE SEGMENTS | WHISTLER PIPELINE MCMULLEN PIPELINE SEGMENTS | Mcmullen County | TX | 78072 | MCMULLEN | CN606100295 | RN111644761 | Leaked product can contribute to the pollution of waters and lands of the State of Texas. Nondestructive Testing Expenditures during pipeline construction, weld inspections and testing must be conducted as a form of leak detection and prevention. Radiography, one of the most widely used nondestructive testing methods, has been carried out on the pipeline using X-rays to detect internal flaws, defects, or damage in the welds. Radiography tests are performed by using radiation from a controlled source to penetrate the test items. As the radiation passes through the pipeline weld, a portion of it is absorbed by the molecular structure of the material. The amount of radiation absorbed depends on the density and composition of the material. As any cracks, fissures, and pockets in the material have different densities, they will be characterized by different exposure values as more or less radiation penetrates at those points during exposure. Nondestructive testing is instrumental in detecting weld defects that lead to product leakage from the pipeline once operational | Pending as of April 1, 2023 | 2023-01-30 14:36 | 3050880 | 100
25402 | T1 | WHISTLER PIPELINE LLC | WHISTLER PIPELINE LLC MAVERICK PIPELINE SEGMENTS | WHISTLER PIPELINE LLC MAVERICK PIPELINE SEGMENTS | Maverick County | TX | 78877 | MAVERICK | CN606100295 | RN111644779 | Leaked product can contribute to the pollution of waters and lands of the State of Texas. Nondestructive Testing Expenditures during pipeline construction, weld inspections and testing must be conducted as a form of leak detection and prevention. Radiography, one of the most widely used nondestructive testing methods, has been carried out on the pipeline using X-rays to detect internal flaws, defects, or damage in the welds. Radiography tests are performed by using radiation from a controlled source to penetrate the test items. As the radiation passes through the pipeline weld, a portion of it is absorbed by the molecular structure of the material. The amount of radiation absorbed depends on the density and composition of the material. As any cracks, fissures, and pockets in the material have different densities, they will be characterized by different exposure values as more or less radiation penetrates at those points during exposure. Nondestructive testing is instrumental in detecting weld defects that lead to product leakage from the pipeline once operational | Pending as of April 1, 2023 | 2023-01-30 14:36 | 2100000 | 100
25403 | T1 | WHISTLER PIPELINE LLC | WHISTLER PIPELINE LLC LA SALLE PIPELINE SEGMENTS | WHISTLER PIPELINE LA SALLE PIPELINE SEGMENTS | La Salle County | TX | 78001 | LA SALLE | CN606100295 | RN111644787 | Leaked product can contribute to the pollution of waters and lands of the State of Texas. Nondestructive Testing Expenditures during pipeline construction, weld inspections and testing must be conducted as a form of leak detection and prevention. Radiography, one of the most widely used nondestructive testing methods, has been carried out on the pipeline using X-rays to detect internal flaws, defects, or damage in the welds. Radiography tests are performed by using radiation from a controlled source to penetrate the test items. As the radiation passes through the pipeline weld, a portion of it is absorbed by the molecular structure of the material. The amount of radiation absorbed depends on the density and composition of the material. As any cracks, fissures, and pockets in the material have different densities, they will be characterized by different exposure values as more or less radiation penetrates at those points during exposure. Nondestructive testing is instrumental in detecting weld defects that lead to product leakage from the pipeline once operational | Pending as of April 1, 2023 | 2023-01-30 14:38 | 7496160 | 100
25404 | T1 | WHISTLER PIPELINE LLC | WHISTLER PIPELINE LLC KINNEY PIPELINE SEGEMENTS | WHISTLER PIPELINE KINNEY PIPELINE SEGMENTS | Kinney County | TX | 78832 | KINNEY | CN606100295 | RN111644795 | Leaked product can contribute to the pollution of waters and lands of the State of Texas. Nondestructive Testing Expenditures during pipeline construction, weld inspections and testing must be conducted as a form of leak detection and prevention. Radiography, one of the most widely used nondestructive testing methods, has been carried out on the pipeline using X-rays to detect internal flaws, defects, or damage in the welds. Radiography tests are performed by using radiation from a controlled source to penetrate the test items. As the radiation passes through the pipeline weld, a portion of it is absorbed by the molecular structure of the material. The amount of radiation absorbed depends on the density and composition of the material. As any cracks, fissures, and pockets in the material have different densities, they will be characterized by different exposure values as more or less radiation penetrates at those points during exposure. Nondestructive testing is instrumental in detecting weld defects that lead to product leakage from the pipeline once operational | Pending as of April 1, 2023 | 2023-01-30 14:39 | 7632240 | 100
25405 | T1 | WHISTLER PIPELINE LLC | WHISTLER PIPELINE LLC JIM WELLS PIPELINE SEGMENTS | WHISTLER PIPELINE JIM WELLS PIPELINE SEGMENTS | Jim Wells County | TX | 78332 | JIM WELLS | CN606100295 | RN111644803 | Leaked product can contribute to the pollution of waters and lands of the State of Texas. Nondestructive Testing Expenditures during pipeline construction, weld inspections and testing must be conducted as a form of leak detection and prevention. Radiography, one of the most widely used nondestructive testing methods, has been carried out on the pipeline using X-rays to detect internal flaws, defects, or damage in the welds. Radiography tests are performed by using radiation from a controlled source to penetrate the test items. As the radiation passes through the pipeline weld, a portion of it is absorbed by the molecular structure of the material. The amount of radiation absorbed depends on the density and composition of the material. As any cracks, fissures, and pockets in the material have different densities, they will be characterized by different exposure values as more or less radiation penetrates at those points during exposure. Nondestructive testing is instrumental in detecting weld defects that lead to product leakage from the pipeline once operational | Pending as of April 1, 2023 | 2023-01-30 14:39 | 3393600 | 100
25406 | T1 | WHISTLER PIPELINE LLC | WHISTLER PIPELINE LLC GLASSCOCK PIPLINE SEGMENTS | WHISTLER PIPELINE GLASSCOCK PIPELINE SEGMENTS | Glasscock County | TX | 79739 | GLASSCOCK | CN606100295 | RN111644811 | Leaked product can contribute to the pollution of waters and lands of the State of Texas. Nondestructive Testing Expenditures during pipeline construction, weld inspections and testing must be conducted as a form of leak detection and prevention. Radiography, one of the most widely used nondestructive testing methods, has been carried out on the pipeline using X-rays to detect internal flaws, defects, or damage in the welds. Radiography tests are performed by using radiation from a controlled source to penetrate the test items. As the radiation passes through the pipeline weld, a portion of it is absorbed by the molecular structure of the material. The amount of radiation absorbed depends on the density and composition of the material. As any cracks, fissures, and pockets in the material have different densities, they will be characterized by different exposure values as more or less radiation penetrates at those points during exposure. Nondestructive testing is instrumental in detecting weld defects that lead to product leakage from the pipeline once operational | Pending as of April 1, 2023 | 2023-01-30 14:39 | 1687360 | 100
25407 | T1 | WHISTLER PIPELINE LLC | WHISTLER PIPELINE LLC DUVAL PIPELINE SEGMENTS | WHISTLER PIPELINE LLC DUVAL PIPELINE SEGMENTS | Duval County | TX | 78357 | DUVAL | CN606100295 | RN111644829 | Leaked product can contribute to the pollution of waters and lands of the State of Texas. Nondestructive Testing Expenditures during pipeline construction, weld inspections and testing must be conducted as a form of leak detection and prevention. Radiography, one of the most widely used nondestructive testing methods, has been carried out on the pipeline using X-rays to detect internal flaws, defects, or damage in the welds. Radiography tests are performed by using radiation from a controlled source to penetrate the test items. As the radiation passes through the pipeline weld, a portion of it is absorbed by the molecular structure of the material. The amount of radiation absorbed depends on the density and composition of the material. As any cracks, fissures, and pockets in the material have different densities, they will be characterized by different exposure values as more or less radiation penetrates at those points during exposure. Nondestructive testing is instrumental in detecting weld defects that lead to product leakage from the pipeline once operational | Pending as of April 1, 2023 | 2023-01-30 14:39 | 3909360 | 100
25408 | T1 | WHISTLER PIPELINE LLC | WHISTLER PIPELINE LLC DIMMIT PIPELINE SEGMENTS | WHISTLER PIPELINE DIMMIT PIPELINE SEGMENTS | Dimmit County | TX | 78830 | DIMMIT | CN606100295 | RN111644837 | Leaked product can contribute to the pollution of waters and lands of the State of Texas. Nondestructive Testing Expenditures during pipeline construction, weld inspections and testing must be conducted as a form of leak detection and prevention. Radiography, one of the most widely used nondestructive testing methods, has been carried out on the pipeline using X-rays to detect internal flaws, defects, or damage in the welds. Radiography tests are performed by using radiation from a controlled source to penetrate the test items. As the radiation passes through the pipeline weld, a portion of it is absorbed by the molecular structure of the material. The amount of radiation absorbed depends on the density and composition of the material. As any cracks, fissures, and pockets in the material have different densities, they will be characterized by different exposure values as more or less radiation penetrates at those points during exposure. Nondestructive testing is instrumental in detecting weld defects that lead to product leakage from the pipeline once operational | Pending as of April 1, 2023 | 2023-01-30 14:39 | 3045840 | 100
25409 | T1 | WHISTLER PIPELINE LLC | WHISTLER PIPELINE LLC CROCKETT PIPELINE SEGEMENTS | WHISTLER PIPELINE LLC CROCKETT PIPELINE SEGMENTS | Crockett County | TX | 76943 | CROCKETT | CN606100295 | RN111644845 | Leaked product can contribute to the pollution of waters and lands of the State of Texas. Nondestructive Testing Expenditures during pipeline construction, weld inspections and testing must be conducted as a form of leak detection and prevention. Radiography, one of the most widely used nondestructive testing methods, has been carried out on the pipeline using X-rays to detect internal flaws, defects, or damage in the welds. Radiography tests are performed by using radiation from a controlled source to penetrate the test items. As the radiation passes through the pipeline weld, a portion of it is absorbed by the molecular structure of the material. The amount of radiation absorbed depends on the density and composition of the material. As any cracks, fissures, and pockets in the material have different densities, they will be characterized by different exposure values as more or less radiation penetrates at those points during exposure. Nondestructive testing is instrumental in detecting weld defects that lead to product leakage from the pipeline once operational | Pending as of April 1, 2023 | 2023-01-30 14:40 | 11225760 | 100
25410 | T1 | WHISTLER PIPELINE LLC | WHISTLER PIPELINE CRANE PIPELINE SEGMENTS | WHISTLER PIPELINE CRANE PIPELINE SEGMENTS | Crane County | TX | 79731 | CRANE | CN606100295 | RN111644167 | Leaked product can contribute to the pollution of waters and lands of the State of Texas. Nondestructive Testing Expenditures during pipeline construction, weld inspections and testing must be conducted as a form of leak detection and prevention. Radiography, one of the most widely used nondestructive testing methods, has been carried out on the pipeline using X-rays to detect internal flaws, defects, or damage in the welds. Radiography tests are performed by using radiation from a controlled source to penetrate the test items. As the radiation passes through the pipeline weld, a portion of it is absorbed by the molecular structure of the material. The amount of radiation absorbed depends on the density and composition of the material. As any cracks, fissures, and pockets in the material have different densities, they will be characterized by different exposure values as more or less radiation penetrates at those points during exposure. Nondestructive testing is instrumental in detecting weld defects that lead to product leakage from the pipeline once operational | Pending as of April 1, 2023 | 2023-01-30 14:40 | 1206240 | 100
25411 | T1 | DELAWARE BASIN RESIDUE LLC | DELAWARE BASIN RESIDUE LLC WINKLER PIPELINE SEGMENTS | DELAWARE BASIN RESIDUE WINKLER PIPELINE SEGMENTS | Winkler County | TX | 79789 | WINKLER | CN606100303 | RN111644852 | Leaked product can contribute to the pollution of waters and lands of the State of Texas. Nondestructive Testing Expenditures during pipeline construction, weld inspections and testing must be conducted as a form of leak detection and prevention. Radiography, one of the most widely used nondestructive testing methods, has been carried out on the pipeline using X-rays to detect internal flaws, defects, or damage in the welds. Radiography tests are performed by using radiation from a controlled source to penetrate the test items. As the radiation passes through the pipeline weld, a portion of it is absorbed by the molecular structure of the material. The amount of radiation absorbed depends on the density and composition of the material. As any cracks, fissures, and pockets in the material have different densities, they will be characterized by different exposure values as more or less radiation penetrates at those points during exposure. Nondestructive testing is instrumental in detecting weld defects that lead to product leakage from the pipeline once operational | Pending as of April 1, 2023 | 2023-01-30 14:40 | 1032800 | 100
25412 | T1 | DELAWARE BASIN RESIDUE LLC | DELAWARE BASIN RESIDUE LLC WARD PIPELINE SEGMENTS | DELAWARE BASIN RESIDUE WARD PIPELINE SEGMENTS | Ward County | TX | 79777 | WARD | CN606100303 | RN111644860 | Leaked product can contribute to the pollution of waters and lands of the State of Texas. Nondestructive Testing Expenditures during pipeline construction, weld inspections and testing must be conducted as a form of leak detection and prevention. Radiography, one of the most widely used nondestructive testing methods, has been carried out on the pipeline using X-rays to detect internal flaws, defects, or damage in the welds. Radiography tests are performed by using radiation from a controlled source to penetrate the test items. As the radiation passes through the pipeline weld, a portion of it is absorbed by the molecular structure of the material. The amount of radiation absorbed depends on the density and composition of the material. As any cracks, fissures, and pockets in the material have different densities, they will be characterized by different exposure values as more or less radiation penetrates at those points during exposure. Nondestructive testing is instrumental in detecting weld defects that lead to product leakage from the pipeline once operational | Pending as of April 1, 2023 | 2023-01-30 14:40 | 3714720 | 100
25413 | T1 | DELAWARE BASIN RESIDUE LLC | DELAWARE BASIN RESIDUE LLC REEVES PIPELINE SEGMENTS | DELAWARE BASIN RESIDUE REEVES PIPELINE SEGMENTS | Reeves County | TX | 79772 | REEVES | CN606100303 | RN111644878 | Leaked product can contribute to the pollution of waters and lands of the State of Texas. Nondestructive Testing Expenditures during pipeline construction, weld inspections and testing must be conducted as a form of leak detection and prevention. Radiography, one of the most widely used nondestructive testing methods, has been carried out on the pipeline using X-rays to detect internal flaws, defects, or damage in the welds. Radiography tests are performed by using radiation from a controlled source to penetrate the test items. As the radiation passes through the pipeline weld, a portion of it is absorbed by the molecular structure of the material. The amount of radiation absorbed depends on the density and composition of the material. As any cracks, fissures, and pockets in the material have different densities, they will be characterized by different exposure values as more or less radiation penetrates at those points during exposure. Nondestructive testing is instrumental in detecting weld defects that lead to product leakage from the pipeline once operational | Pending as of April 1, 2023 | 2023-01-30 14:43 | 4415520 | 100
25414 | T1 | DELAWARE BASIN RESIDUE LLC | DELAWARE BASIN RESIDUE LLC PECOS PIPELINE SEGMENTS | DELAWARE BASIN RESIDUE LLC PECOS PIPELINE SEGMENTS | Pecos County | TX | 79735 | PECOS | CN606100303 | RN111644894 | Leaked product can contribute to the pollution of waters and lands of the State of Texas. Nondestructive Testing Expenditures during pipeline construction, weld inspections and testing must be conducted as a form of leak detection and prevention. Radiography, one of the most widely used nondestructive testing methods, has been carried out on the pipeline using X-rays to detect internal flaws, defects, or damage in the welds. Radiography tests are performed by using radiation from a controlled source to penetrate the test items. As the radiation passes through the pipeline weld, a portion of it is absorbed by the molecular structure of the material. The amount of radiation absorbed depends on the density and composition of the material. As any cracks, fissures, and pockets in the material have different densities, they will be characterized by different exposure values as more or less radiation penetrates at those points during exposure. Nondestructive testing is instrumental in detecting weld defects that lead to product leakage from the pipeline once operational | Pending as of April 1, 2023 | 2023-01-30 14:43 | 718160 | 100
25415 | T1 | MAGELLAN PIPELINE COMPANY LP | MAGELLAN PIPELINE COMPANY SEGMENT IN HARRIS COUNTY | MAGELLAN PIPELINE COMPANY SEGMENT IN HARRIS COUNTY - ADDITIONAL | Harris County | TX | 77029 | HARRIS | CN605367739 | RN111637898 | Pipeline Coatings and Cathodic Protection are protective Pipe Coatings used to minimize the risk of corrosion which in turn reduces the risk of product spillage during the pipeline transportation process. The pipe coatings and CP are used to control and/or prevent the degradation of metal piping through which the inadvertent release of product could be released to waters and lands of the State of Texas. If leakage occurs, the product becomes nonrecoverable and ceases to retain monetary value. | Pending as of April 1, 2023 | 2023-01-30 14:43 | 1868928 | 100
25416 | T1 | DELAWARE BASIN RESIDUE LLC | DELAWARE BASIN RESIDUE LLC LOVING PIPELINE SEGMENTS | DELAWARE BASIN RESIDUE LOVING COUNTY PIPELINE SEGMENTS | Loving County | TX | 79754 | LOVING | CN606100303 | RN111644928 | Leaked product can contribute to the pollution of waters and lands of the State of Texas. Nondestructive Testing Expenditures during pipeline construction, weld inspections and testing must be conducted as a form of leak detection and prevention. Radiography, one of the most widely used nondestructive testing methods, has been carried out on the pipeline using X-rays to detect internal flaws, defects, or damage in the welds. Radiography tests are performed by using radiation from a controlled source to penetrate the test items. As the radiation passes through the pipeline weld, a portion of it is absorbed by the molecular structure of the material. The amount of radiation absorbed depends on the density and composition of the material. As any cracks, fissures, and pockets in the material have different densities, they will be characterized by different exposure values as more or less radiation penetrates at those points during exposure. Nondestructive testing is instrumental in detecting weld defects that lead to product leakage from the pipeline once operational | Pending as of April 1, 2023 | 2023-01-30 14:43 | 6044240 | 100
25417 | T1 | MAGELLAN CRUDE OIL PIPELINE COMPANY LP | MAGELLAN CRUDE PIPELINE CO SEGMENT IN HARRIS | MAGELLAN CRUDE PIPELINE CO SEGMENT IN HARRIS | Harris County | TX | 77037 | HARRIS | CN605246776 | RN111648002 | Pipeline Coatings and Cathodic Protection are protective Pipe Coatings used to minimize the risk of corrosion which in turn reduces the risk of product spillage during the pipeline transportation process. The pipe coatings and CP are used to control and/or prevent the degradation of metal piping through which the inadvertent release of product could be released to waters and lands of the State of Texas. If leakage occurs, the product becomes nonrecoverable and ceases to retain monetary value. | Pending as of April 1, 2023 | 2023-01-30 14:43 | 3703586 | 100
25418 | T1 | DELAWARE BASIN RESIDUE LLC | DELAWARE BASIN RESIDUE CULBERSON PIPELINE SEGMENTS | DELAWARE BASIN RESIDUE NE CULBERSON PIPELINE SEGMENTS | Culberson County | TX | 79735 | CULBERSON | CN606100303 | RN111644175 | Leaked product can contribute to the pollution of waters and lands of the State of Texas. Nondestructive Testing Expenditures during pipeline construction, weld inspections and testing must be conducted as a form of leak detection and prevention. Radiography, one of the most widely used nondestructive testing methods, has been carried out on the pipeline using X-rays to detect internal flaws, defects, or damage in the welds. Radiography tests are performed by using radiation from a controlled source to penetrate the test items. As the radiation passes through the pipeline weld, a portion of it is absorbed by the molecular structure of the material. The amount of radiation absorbed depends on the density and composition of the material. As any cracks, fissures, and pockets in the material have different densities, they will be characterized by different exposure values as more or less radiation penetrates at those points during exposure. Nondestructive testing is instrumental in detecting weld defects that lead to product leakage from the pipeline once operational | Pending as of April 1, 2023 | 2023-01-30 14:43 | 2476800 | 100
25419 | T1 | MAGELLAN CRUDE OIL PIPELINE COMPANY LP | MAGELLAN CRUDE PIPELINE CO SEGMENT IN GALVESTON | MAGELLAN CRUDE PIPELINE CO SEGMENT IN GALVESTON | Galveston County | TX | 77539 | GALVESTON | CN605246776 | RN111648010 | Pipeline Coatings and Cathodic Protection are protective Pipe Coatings used to minimize the risk of corrosion which in turn reduces the risk of product spillage during the pipeline transportation process. The pipe coatings and CP are used to control and/or prevent the degradation of metal piping through which the inadvertent release of product could be released to waters and lands of the State of Texas. If leakage occurs, the product becomes nonrecoverable and ceases to retain monetary value. | Pending as of April 1, 2023 | 2023-01-30 14:43 | 2292720 | 100
25420 | T1 | WHISTLER PIPELINE LLC | WHISTLER PIPELINE LLC ZAVALA PIPELINE SEGMENTS | WHISTLER PIPELINE ZAVALA PIPELINE SEGMENTS | Zavala County | TX | 78872 | ZAVALA | CN606100295 | RN111644696 | During Pipeline operations, there is potential for product to exit from Pipeline ruptures or leaks due to pipeline damage or defects. Leaked product is non recoverable and can pollute water and land. A way to prevent this is to limit the overall volume of product that might escape from the Pipeline. Automatic Shut Off Valves are installed at intervals along the Pipeline to reduce or prevent any such negative impacts to the environment caused by a product release. An Automatic Shutoff Valve is a block valve equipped with an electric, pneumatic, or natural gas powered actuator capable of closing the valve automatically when a change in pressure or flow rate exceeds a specified limit. Sensors provide data to show when a change has occurred. Isolating the damaged pipeline segment by quickly closing upstream and downstream block valves is an effective method for mitigating the consequences of product fugitives release, thus reducing risk of environmental damage. | Pending as of April 1, 2023 | 2023-01-30 14:43 | 873180 | 100
25421 | T1 | WHISTLER PIPELINE LLC | WHISTLER PIPELINE LLC VAL VERDE PIPELINE SEGMENTS | WHISTLER PIPELINE VAL VERDE PIPELINE SEGEMENTS | Val Verde County | TX | 78837 | VAL VERDE | CN606100295 | RN111644704 | During Pipeline operations, there is potential for product to exit from Pipeline ruptures or leaks due to pipeline damage or defects. Leaked product is non recoverable and can pollute water and land. A way to prevent this is to limit the overall volume of product that might escape from the Pipeline. Automatic Shut Off Valves are installed at intervals along the Pipeline to reduce or prevent any such negative impacts to the environment caused by a product release. An Automatic Shutoff Valve is a block valve equipped with an electric, pneumatic, or natural gas powered actuator capable of closing the valve automatically when a change in pressure or flow rate exceeds a specified limit. Sensors provide data to show when a change has occurred. Isolating the damaged pipeline segment by quickly closing upstream and downstream block valves is an effective method for mitigating the consequences of product fugitives release, thus reducing risk of environmental damage. | Pending as of April 1, 2023 | 2023-01-30 14:44 | 1325940 | 100
25422 | T1 | WHISTLER PIPELINE LLC | WHISTLER PIPELINE LLC UPTON PIPELINE SEGMENTS | WHISTLER PIPELINE UPTON PIPELINE SEGMENTS | Upton County | TX | 79778 | UPTON | CN606100295 | RN111644712 | During Pipeline operations, there is potential for product to exit from Pipeline ruptures or leaks due to pipeline damage or defects. Leaked product is non recoverable and can pollute water and land. A way to prevent this is to limit the overall volume of product that might escape from the Pipeline. Automatic Shut Off Valves are installed at intervals along the Pipeline to reduce or prevent any such negative impacts to the environment caused by a product release. An Automatic Shutoff Valve is a block valve equipped with an electric, pneumatic, or natural gas powered actuator capable of closing the valve automatically when a change in pressure or flow rate exceeds a specified limit. Sensors provide data to show when a change has occurred. Isolating the damaged pipeline segment by quickly closing upstream and downstream block valves is an effective method for mitigating the consequences of product fugitives release, thus reducing risk of environmental damage. | Pending as of April 1, 2023 | 2023-01-30 14:44 | 1126752 | 100
25423 | T1 | WHISTLER PIPELINE LLC | WHISTLER PIPELINE LLC PECOS PIPELINE SEGMENTS | WHISTLER PIPELINE PECOS PIPELINE SEGMENTS | Pecos County | TX | 79735 | PECOS | CN606100295 | RN111644738 | During Pipeline operations, there is potential for product to exit from Pipeline ruptures or leaks due to pipeline damage or defects. Leaked product is non recoverable and can pollute water and land. A way to prevent this is to limit the overall volume of product that might escape from the Pipeline. Automatic Shut Off Valves are installed at intervals along the Pipeline to reduce or prevent any such negative impacts to the environment caused by a product release. An Automatic Shutoff Valve is a block valve equipped with an electric, pneumatic, or natural gas powered actuator capable of closing the valve automatically when a change in pressure or flow rate exceeds a specified limit. Sensors provide data to show when a change has occurred. Isolating the damaged pipeline segment by quickly closing upstream and downstream block valves is an effective method for mitigating the consequences of product fugitives release, thus reducing risk of environmental damage. | Pending as of April 1, 2023 | 2023-01-30 14:44 | 981288 | 100
25424 | T1 | WHISTLER PIPELINE LLC | WHISTLER PIPELINE LLC REAGAN PIPELINE SEGMENTS | WHISTLER PIPELINE REAGAN PIPELINE SEGMENTS | Reagan County | TX | 76932 | REAGAN | CN606100295 | RN111644720 | During Pipeline operations, there is potential for product to exit from Pipeline ruptures or leaks due to pipeline damage or defects. Leaked product is non recoverable and can pollute water and land. A way to prevent this is to limit the overall volume of product that might escape from the Pipeline. Automatic Shut Off Valves are installed at intervals along the Pipeline to reduce or prevent any such negative impacts to the environment caused by a product release. An Automatic Shutoff Valve is a block valve equipped with an electric, pneumatic, or natural gas powered actuator capable of closing the valve automatically when a change in pressure or flow rate exceeds a specified limit. Sensors provide data to show when a change has occurred. Isolating the damaged pipeline segment by quickly closing upstream and downstream block valves is an effective method for mitigating the consequences of product fugitives release, thus reducing risk of environmental damage. | Pending as of April 1, 2023 | 2023-01-30 14:44 | 624547 | 100
25425 | T1 | WHISTLER PIPELINE LLC | WHISTLER PIPELINE LLC NUECES PIPELINE SEGMENTS | WHISTLER PIPELINE NUECES PIPELINE SEGMENTS | Nueces County | TX | 78339 | NUECES | CN606100295 | RN111644746 | During Pipeline operations, there is potential for product to exit from Pipeline ruptures or leaks due to pipeline damage or defects. Leaked product is non recoverable and can pollute water and land. A way to prevent this is to limit the overall volume of product that might escape from the Pipeline. Automatic Shut Off Valves are installed at intervals along the Pipeline to reduce or prevent any such negative impacts to the environment caused by a product release. An Automatic Shutoff Valve is a block valve equipped with an electric, pneumatic, or natural gas powered actuator capable of closing the valve automatically when a change in pressure or flow rate exceeds a specified limit. Sensors provide data to show when a change has occurred. Isolating the damaged pipeline segment by quickly closing upstream and downstream block valves is an effective method for mitigating the consequences of product fugitives release, thus reducing risk of environmental damage. | Pending as of April 1, 2023 | 2023-01-30 14:44 | 204039 | 100
25426 | T1 | WHISTLER PIPELINE LLC | WHISTLER PIPELINE LLC MIDLAND PIPELINE SEGMENTS | WHISTLER PIPELINE MIDLAND PIPELINE SEGMENTS | Midland County | TX | 79701 | MIDLAND | CN606100295 | RN111644753 | During Pipeline operations, there is potential for product to exit from Pipeline ruptures or leaks due to pipeline damage or defects. Leaked product is non recoverable and can pollute water and land. A way to prevent this is to limit the overall volume of product that might escape from the Pipeline. Automatic Shut Off Valves are installed at intervals along the Pipeline to reduce or prevent any such negative impacts to the environment caused by a product release. An Automatic Shutoff Valve is a block valve equipped with an electric, pneumatic, or natural gas powered actuator capable of closing the valve automatically when a change in pressure or flow rate exceeds a specified limit. Sensors provide data to show when a change has occurred. Isolating the damaged pipeline segment by quickly closing upstream and downstream block valves is an effective method for mitigating the consequences of product fugitives release, thus reducing risk of environmental damage. | Pending as of April 1, 2023 | 2023-01-30 14:48 | 419496 | 100
25427 | T1 | WHISTLER PIPELINE LLC | WHISTLER PIPELINE LLC MCMULLEN PIPELINE SEGMENTS | WHISTLER PIPELINE MCMULLEN PIPELINE SEGMENTS | Mcmullen County | TX | 78072 | MCMULLEN | CN606100295 | RN111644761 | During Pipeline operations, there is potential for product to exit from Pipeline ruptures or leaks due to pipeline damage or defects. Leaked product is non recoverable and can pollute water and land. A way to prevent this is to limit the overall volume of product that might escape from the Pipeline. Automatic Shut Off Valves are installed at intervals along the Pipeline to reduce or prevent any such negative impacts to the environment caused by a product release. An Automatic Shutoff Valve is a block valve equipped with an electric, pneumatic, or natural gas powered actuator capable of closing the valve automatically when a change in pressure or flow rate exceeds a specified limit. Sensors provide data to show when a change has occurred. Isolating the damaged pipeline segment by quickly closing upstream and downstream block valves is an effective method for mitigating the consequences of product fugitives release, thus reducing risk of environmental damage. | Pending as of April 1, 2023 | 2023-01-30 14:48 | 419496 | 100
25428 | T1 | WHISTLER PIPELINE LLC | WHISTLER PIPELINE LLC MAVERICK PIPELINE SEGMENTS | WHISTLER PIPELINE LLC MAVERICK PIPELINE SEGMENTS | Maverick County | TX | 78877 | MAVERICK | CN606100295 | RN111644779 | During Pipeline operations, there is potential for product to exit from Pipeline ruptures or leaks due to pipeline damage or defects. Leaked product is non recoverable and can pollute water and land. A way to prevent this is to limit the overall volume of product that might escape from the Pipeline. Automatic Shut Off Valves are installed at intervals along the Pipeline to reduce or prevent any such negative impacts to the environment caused by a product release. An Automatic Shutoff Valve is a block valve equipped with an electric, pneumatic, or natural gas powered actuator capable of closing the valve automatically when a change in pressure or flow rate exceeds a specified limit. Sensors provide data to show when a change has occurred. Isolating the damaged pipeline segment by quickly closing upstream and downstream block valves is an effective method for mitigating the consequences of product fugitives release, thus reducing risk of environmental damage. | Pending as of April 1, 2023 | 2023-01-30 14:49 | 288750 | 100
25429 | T1 | WHISTLER PIPELINE LLC | WHISTLER PIPELINE LLC LA SALLE PIPELINE SEGMENTS | WHISTLER PIPELINE LA SALLE PIPELINE SEGMENTS | La Salle County | TX | 78001 | LA SALLE | CN606100295 | RN111644787 | During Pipeline operations, there is potential for product to exit from Pipeline ruptures or leaks due to pipeline damage or defects. Leaked product is non recoverable and can pollute water and land. A way to prevent this is to limit the overall volume of product that might escape from the Pipeline. Automatic Shut Off Valves are installed at intervals along the Pipeline to reduce or prevent any such negative impacts to the environment caused by a product release. An Automatic Shutoff Valve is a block valve equipped with an electric, pneumatic, or natural gas powered actuator capable of closing the valve automatically when a change in pressure or flow rate exceeds a specified limit. Sensors provide data to show when a change has occurred. Isolating the damaged pipeline segment by quickly closing upstream and downstream block valves is an effective method for mitigating the consequences of product fugitives release, thus reducing risk of environmental damage. | Pending as of April 1, 2023 | 2023-01-30 14:49 | 1030722 | 100
25430 | T1 | WHISTLER PIPELINE LLC | WHISTLER PIPELINE LLC KINNEY PIPELINE SEGEMENTS | WHISTLER PIPELINE KINNEY PIPELINE SEGMENTS | Kinney County | TX | 78832 | KINNEY | CN606100295 | RN111644795 | During Pipeline operations, there is potential for product to exit from Pipeline ruptures or leaks due to pipeline damage or defects. Leaked product is non recoverable and can pollute water and land. A way to prevent this is to limit the overall volume of product that might escape from the Pipeline. Automatic Shut Off Valves are installed at intervals along the Pipeline to reduce or prevent any such negative impacts to the environment caused by a product release. An Automatic Shutoff Valve is a block valve equipped with an electric, pneumatic, or natural gas powered actuator capable of closing the valve automatically when a change in pressure or flow rate exceeds a specified limit. Sensors provide data to show when a change has occurred. Isolating the damaged pipeline segment by quickly closing upstream and downstream block valves is an effective method for mitigating the consequences of product fugitives release, thus reducing risk of environmental damage. | Pending as of April 1, 2023 | 2023-01-30 14:49 | 1049433 | 100
25431 | T1 | WHISTLER PIPELINE LLC | WHISTLER PIPELINE LLC JIM WELLS PIPELINE SEGMENTS | WHISTLER PIPELINE JIM WELLS PIPELINE SEGMENTS | Jim Wells County | TX | 78332 | JIM WELLS | CN606100295 | RN111644803 | During Pipeline operations, there is potential for product to exit from Pipeline ruptures or leaks due to pipeline damage or defects. Leaked product is non recoverable and can pollute water and land. A way to prevent this is to limit the overall volume of product that might escape from the Pipeline. Automatic Shut Off Valves are installed at intervals along the Pipeline to reduce or prevent any such negative impacts to the environment caused by a product release. An Automatic Shutoff Valve is a block valve equipped with an electric, pneumatic, or natural gas powered actuator capable of closing the valve automatically when a change in pressure or flow rate exceeds a specified limit. Sensors provide data to show when a change has occurred. Isolating the damaged pipeline segment by quickly closing upstream and downstream block valves is an effective method for mitigating the consequences of product fugitives release, thus reducing risk of environmental damage. | Pending as of April 1, 2023 | 2023-01-30 14:49 | 466620 | 100
25432 | T1 | WHISTLER PIPELINE LLC | WHISTLER PIPELINE LLC GLASSCOCK PIPLINE SEGMENTS | WHISTLER PIPELINE GLASSCOCK PIPELINE SEGMENTS | Glasscock County | TX | 79739 | GLASSCOCK | CN606100295 | RN111644811 | During Pipeline operations, there is potential for product to exit from Pipeline ruptures or leaks due to pipeline damage or defects. Leaked product is non recoverable and can pollute water and land. A way to prevent this is to limit the overall volume of product that might escape from the Pipeline. Automatic Shut Off Valves are installed at intervals along the Pipeline to reduce or prevent any such negative impacts to the environment caused by a product release. An Automatic Shutoff Valve is a block valve equipped with an electric, pneumatic, or natural gas powered actuator capable of closing the valve automatically when a change in pressure or flow rate exceeds a specified limit. Sensors provide data to show when a change has occurred. Isolating the damaged pipeline segment by quickly closing upstream and downstream block valves is an effective method for mitigating the consequences of product fugitives release, thus reducing risk of environmental damage. | Pending as of April 1, 2023 | 2023-01-30 14:49 | 232012 | 100
25433 | T1 | WHISTLER PIPELINE LLC | WHISTLER PIPELINE LLC DUVAL PIPELINE SEGMENTS | WHISTLER PIPELINE LLC DUVAL PIPELINE SEGMENTS | Duval County | TX | 78357 | DUVAL | CN606100295 | RN111644829 | During Pipeline operations, there is potential for product to exit from Pipeline ruptures or leaks due to pipeline damage or defects. Leaked product is non recoverable and can pollute water and land. A way to prevent this is to limit the overall volume of product that might escape from the Pipeline. Automatic Shut Off Valves are installed at intervals along the Pipeline to reduce or prevent any such negative impacts to the environment caused by a product release. An Automatic Shutoff Valve is a block valve equipped with an electric, pneumatic, or natural gas powered actuator capable of closing the valve automatically when a change in pressure or flow rate exceeds a specified limit. Sensors provide data to show when a change has occurred. Isolating the damaged pipeline segment by quickly closing upstream and downstream block valves is an effective method for mitigating the consequences of product fugitives release, thus reducing risk of environmental damage. | Pending as of April 1, 2023 | 2023-01-30 14:50 | 537537 | 100
25434 | T1 | WHISTLER PIPELINE LLC | WHISTLER PIPELINE LLC DIMMIT PIPELINE SEGMENTS | WHISTLER PIPELINE DIMMIT PIPELINE SEGMENTS | Dimmit County | TX | 78830 | DIMMIT | CN606100295 | RN111644837 | During Pipeline operations, there is potential for product to exit from Pipeline ruptures or leaks due to pipeline damage or defects. Leaked product is non recoverable and can pollute water and land. A way to prevent this is to limit the overall volume of product that might escape from the Pipeline. Automatic Shut Off Valves are installed at intervals along the Pipeline to reduce or prevent any such negative impacts to the environment caused by a product release. An Automatic Shutoff Valve is a block valve equipped with an electric, pneumatic, or natural gas powered actuator capable of closing the valve automatically when a change in pressure or flow rate exceeds a specified limit. Sensors provide data to show when a change has occurred. Isolating the damaged pipeline segment by quickly closing upstream and downstream block valves is an effective method for mitigating the consequences of product fugitives release, thus reducing risk of environmental damage. | Pending as of April 1, 2023 | 2023-01-30 14:50 | 418803 | 100
25435 | T1 | WHISTLER PIPELINE LLC | WHISTLER PIPELINE LLC CROCKETT PIPELINE SEGEMENTS | WHISTLER PIPELINE LLC CROCKETT PIPELINE SEGMENTS | Crockett County | TX | 76943 | CROCKETT | CN606100295 | RN111644845 | During Pipeline operations, there is potential for product to exit from Pipeline ruptures or leaks due to pipeline damage or defects. Leaked product is non recoverable and can pollute water and land. A way to prevent this is to limit the overall volume of product that might escape from the Pipeline. Automatic Shut Off Valves are installed at intervals along the Pipeline to reduce or prevent any such negative impacts to the environment caused by a product release. An Automatic Shutoff Valve is a block valve equipped with an electric, pneumatic, or natural gas powered actuator capable of closing the valve automatically when a change in pressure or flow rate exceeds a specified limit. Sensors provide data to show when a change has occurred. Isolating the damaged pipeline segment by quickly closing upstream and downstream block valves is an effective method for mitigating the consequences of product fugitives release, thus reducing risk of environmental damage. | Pending as of April 1, 2023 | 2023-01-30 14:50 | 1543542 | 100
25436 | T1 | WHISTLER PIPELINE LLC | WHISTLER PIPELINE CRANE PIPELINE SEGMENTS | WHISTLER PIPELINE CRANE PIPELINE SEGMENTS | Crane County | TX | 79731 | CRANE | CN606100295 | RN111644167 | During Pipeline operations, there is potential for product to exit from Pipeline ruptures or leaks due to pipeline damage or defects. Leaked product is non recoverable and can pollute water and land. A way to prevent this is to limit the overall volume of product that might escape from the Pipeline. Automatic Shut Off Valves are installed at intervals along the Pipeline to reduce or prevent any such negative impacts to the environment caused by a product release. An Automatic Shutoff Valve is a block valve equipped with an electric, pneumatic, or natural gas powered actuator capable of closing the valve automatically when a change in pressure or flow rate exceeds a specified limit. Sensors provide data to show when a change has occurred. Isolating the damaged pipeline segment by quickly closing upstream and downstream block valves is an effective method for mitigating the consequences of product fugitives release, thus reducing risk of environmental damage. | Pending as of April 1, 2023 | 2023-01-30 14:53 | 165858 | 100
25437 | T1 | DELAWARE BASIN RESIDUE LLC | DELAWARE BASIN RESIDUE LLC WINKLER PIPELINE SEGMENTS | DELAWARE BASIN RESIDUE WINKLER PIPELINE SEGMENTS | Winkler County | TX | 79789 | WINKLER | CN606100303 | RN111644852 | During Pipeline operations, there is potential for product to exit from Pipeline ruptures or leaks due to pipeline damage or defects. Leaked product is non recoverable and can pollute water and land. A way to prevent this is to limit the overall volume of product that might escape from the Pipeline. Automatic Shut Off Valves are installed at intervals along the Pipeline to reduce or prevent any such negative impacts to the environment caused by a product release. An Automatic Shutoff Valve is a block valve equipped with an electric, pneumatic, or natural gas powered actuator capable of closing the valve automatically when a change in pressure or flow rate exceeds a specified limit. Sensors provide data to show when a change has occurred. Isolating the damaged pipeline segment by quickly closing upstream and downstream block valves is an effective method for mitigating the consequences of product fugitives release, thus reducing risk of environmental damage. | Pending as of April 1, 2023 | 2023-01-30 14:53 | 142010 | 100
25438 | T1 | DELAWARE BASIN RESIDUE LLC | DELAWARE BASIN RESIDUE LLC WARD PIPELINE SEGMENTS | DELAWARE BASIN RESIDUE WARD PIPELINE SEGMENTS | Ward County | TX | 79777 | WARD | CN606100303 | RN111644860 | During Pipeline operations, there is potential for product to exit from Pipeline ruptures or leaks due to pipeline damage or defects. Leaked product is non recoverable and can pollute water and land. A way to prevent this is to limit the overall volume of product that might escape from the Pipeline. Automatic Shut Off Valves are installed at intervals along the Pipeline to reduce or prevent any such negative impacts to the environment caused by a product release. An Automatic Shutoff Valve is a block valve equipped with an electric, pneumatic, or natural gas powered actuator capable of closing the valve automatically when a change in pressure or flow rate exceeds a specified limit. Sensors provide data to show when a change has occurred. Isolating the damaged pipeline segment by quickly closing upstream and downstream block valves is an effective method for mitigating the consequences of product fugitives release, thus reducing risk of environmental damage. | Pending as of April 1, 2023 | 2023-01-30 14:53 | 510774 | 100
25439 | T1 | DELAWARE BASIN RESIDUE LLC | DELAWARE BASIN RESIDUE LLC REEVES PIPELINE SEGMENTS | DELAWARE BASIN RESIDUE REEVES PIPELINE SEGMENTS | Reeves County | TX | 79772 | REEVES | CN606100303 | RN111644878 | During Pipeline operations, there is potential for product to exit from Pipeline ruptures or leaks due to pipeline damage or defects. Leaked product is non recoverable and can pollute water and land. A way to prevent this is to limit the overall volume of product that might escape from the Pipeline. Automatic Shut Off Valves are installed at intervals along the Pipeline to reduce or prevent any such negative impacts to the environment caused by a product release. An Automatic Shutoff Valve is a block valve equipped with an electric, pneumatic, or natural gas powered actuator capable of closing the valve automatically when a change in pressure or flow rate exceeds a specified limit. Sensors provide data to show when a change has occurred. Isolating the damaged pipeline segment by quickly closing upstream and downstream block valves is an effective method for mitigating the consequences of product fugitives release, thus reducing risk of environmental damage. | Pending as of April 1, 2023 | 2023-01-30 14:53 | 607134 | 100
25440 | T1 | DELAWARE BASIN RESIDUE LLC | DELAWARE BASIN RESIDUE LLC PECOS PIPELINE SEGMENTS | DELAWARE BASIN RESIDUE LLC PECOS PIPELINE SEGMENTS | Pecos County | TX | 79735 | PECOS | CN606100303 | RN111644894 | During Pipeline operations, there is potential for product to exit from Pipeline ruptures or leaks due to pipeline damage or defects. Leaked product is non recoverable and can pollute water and land. A way to prevent this is to limit the overall volume of product that might escape from the Pipeline. Automatic Shut Off Valves are installed at intervals along the Pipeline to reduce or prevent any such negative impacts to the environment caused by a product release. An Automatic Shutoff Valve is a block valve equipped with an electric, pneumatic, or natural gas powered actuator capable of closing the valve automatically when a change in pressure or flow rate exceeds a specified limit. Sensors provide data to show when a change has occurred. Isolating the damaged pipeline segment by quickly closing upstream and downstream block valves is an effective method for mitigating the consequences of product fugitives release, thus reducing risk of environmental damage. | Pending as of April 1, 2023 | 2023-01-30 14:54 | 98747 | 100
25441 | T1 | DELAWARE BASIN RESIDUE LLC | DELAWARE BASIN RESIDUE LLC LOVING PIPELINE SEGMENTS | DELAWARE BASIN RESIDUE LOVING COUNTY PIPELINE SEGMENTS | Loving County | TX | 79754 | LOVING | CN606100303 | RN111644928 | During Pipeline operations, there is potential for product to exit from Pipeline ruptures or leaks due to pipeline damage or defects. Leaked product is non recoverable and can pollute water and land. A way to prevent this is to limit the overall volume of product that might escape from the Pipeline. Automatic Shut Off Valves are installed at intervals along the Pipeline to reduce or prevent any such negative impacts to the environment caused by a product release. An Automatic Shutoff Valve is a block valve equipped with an electric, pneumatic, or natural gas powered actuator capable of closing the valve automatically when a change in pressure or flow rate exceeds a specified limit. Sensors provide data to show when a change has occurred. Isolating the damaged pipeline segment by quickly closing upstream and downstream block valves is an effective method for mitigating the consequences of product fugitives release, thus reducing risk of environmental damage. | Pending as of April 1, 2023 | 2023-01-30 14:54 | 831083 | 100
25442 | T1 | DELAWARE BASIN RESIDUE LLC | DELAWARE BASIN RESIDUE CULBERSON PIPELINE SEGMENTS | DELAWARE BASIN RESIDUE NE CULBERSON PIPELINE SEGMENTS | Culberson County | TX | 79735 | CULBERSON | CN606100303 | RN111644175 | During Pipeline operations, there is potential for product to exit from Pipeline ruptures or leaks due to pipeline damage or defects. Leaked product is non recoverable and can pollute water and land. A way to prevent this is to limit the overall volume of product that might escape from the Pipeline. Automatic Shut Off Valves are installed at intervals along the Pipeline to reduce or prevent any such negative impacts to the environment caused by a product release. An Automatic Shutoff Valve is a block valve equipped with an electric, pneumatic, or natural gas powered actuator capable of closing the valve automatically when a change in pressure or flow rate exceeds a specified limit. Sensors provide data to show when a change has occurred. Isolating the damaged pipeline segment by quickly closing upstream and downstream block valves is an effective method for mitigating the consequences of product fugitives release, thus reducing risk of environmental damage. | Pending as of April 1, 2023 | 2023-01-30 14:54 | 340560 | 100
25443 | T1 | WHISTLER PIPELINE LLC | WHISTLER PIPELINE LLC ZAVALA PIPELINE SEGMENTS | WHISTLER PIPELINE ZAVALA PIPELINE SEGMENTS | Zavala County | TX | 78872 | ZAVALA | CN606100295 | RN111644696 | Sedimentation and erosion controls consisting of slope breakers, silt fences, sedimentation barriers, staked hay or straw bales, matting and diking. | The following property is used 100% for pollution control and is installed to meet or exceed federal or state regulations: Sedimentation and erosion controls consisting of slope breakers, silt fences, sedimentation barriers, staked hay or straw bales, matting and diking. | 2023-03-22 | 7938000 | 100
25444 | T1 | WHISTLER PIPELINE LLC | WHISTLER PIPELINE LLC VAL VERDE PIPELINE SEGMENTS | WHISTLER PIPELINE VAL VERDE PIPELINE SEGEMENTS | Val Verde County | TX | 78837 | VAL VERDE | CN606100295 | RN111644704 | Sedimentation and erosion controls consisting of slope breakers, silt fences, sedimentation barriers, staked hay or straw bales, matting and diking. | The following property is used 100% for pollution control and is installed to meet or exceed federal or state regulations: Sedimentation and erosion controls consisting of slope breakers, silt fences, sedimentation barriers, staked hay or straw bales, matting and diking. | 2023-03-22 | 12054000 | 100
25445 | T1 | WHISTLER PIPELINE LLC | WHISTLER PIPELINE LLC UPTON PIPELINE SEGMENTS | WHISTLER PIPELINE UPTON PIPELINE SEGMENTS | Upton County | TX | 79778 | UPTON | CN606100295 | RN111644712 | Sedimentation and erosion controls consisting of slope breakers, silt fences, sedimentation barriers, staked hay or straw bales, matting and diking. | The following property is used 100% for pollution control and is installed to meet or exceed federal or state regulations: Sedimentation and erosion controls consisting of slope breakers, silt fences, sedimentation barriers, staked hay or straw bales, matting and diking. | 2023-03-22 | 10243200 | 100
25446 | T1 | WHISTLER PIPELINE LLC | WHISTLER PIPELINE LLC REAGAN PIPELINE SEGMENTS | WHISTLER PIPELINE REAGAN PIPELINE SEGMENTS | Reagan County | TX | 76932 | REAGAN | CN606100295 | RN111644720 | Sedimentation and erosion controls consisting of slope breakers, silt fences, sedimentation barriers, staked hay or straw bales, matting and diking. | The following property is used 100% for pollution control and is installed to meet or exceed federal or state regulations: Sedimentation and erosion controls consisting of slope breakers, silt fences, sedimentation barriers, staked hay or straw bales, matting and diking. | 2023-03-26 | 5677700 | 100
25447 | T1 | WHISTLER PIPELINE LLC | WHISTLER PIPELINE LLC NUECES PIPELINE SEGMENTS | WHISTLER PIPELINE NUECES PIPELINE SEGMENTS | Nueces County | TX | 78339 | NUECES | CN606100295 | RN111644746 | Sedimentation and erosion controls consisting of slope breakers, silt fences, sedimentation barriers, staked hay or straw bales, matting and diking. | The following property is used 100% for pollution control and is installed to meet or exceed federal or state regulations: Sedimentation and erosion controls consisting of slope breakers, silt fences, sedimentation barriers, staked hay or straw bales, matting and diking. | 2023-03-26 | 1854900 | 100
25448 | T1 | WHISTLER PIPELINE LLC | WHISTLER PIPELINE LLC MIDLAND PIPELINE SEGMENTS | WHISTLER PIPELINE MIDLAND PIPELINE SEGMENTS | Midland County | TX | 79701 | MIDLAND | CN606100295 | RN111644753 | Sedimentation and erosion controls consisting of slope breakers, silt fences, sedimentation barriers, staked hay or straw bales, matting and diking. | The following property is used 100% for pollution control and is installed to meet or exceed federal or state regulations: Sedimentation and erosion controls consisting of slope breakers, silt fences, sedimentation barriers, staked hay or straw bales, matting and diking. | 2023-03-26 | 1502800 | 100
25449 | T1 | WHISTLER PIPELINE LLC | WHISTLER PIPELINE LLC MCMULLEN PIPELINE SEGMENTS | WHISTLER PIPELINE MCMULLEN PIPELINE SEGMENTS | Mcmullen County | TX | 78072 | MCMULLEN | CN606100295 | RN111644761 | Sedimentation and erosion controls consisting of slope breakers, silt fences, sedimentation barriers, staked hay or straw bales, matting and diking. | The following property is used 100% for pollution control and is installed to meet or exceed federal or state regulations: Sedimentation and erosion controls consisting of slope breakers, silt fences, sedimentation barriers, staked hay or straw bales, matting and diking. | 2023-03-26 | 3813600 | 100
25450 | T1 | WHISTLER PIPELINE LLC | WHISTLER PIPELINE LLC MAVERICK PIPELINE SEGMENTS | WHISTLER PIPELINE LLC MAVERICK PIPELINE SEGMENTS | Maverick County | TX | 78877 | MAVERICK | CN606100295 | RN111644779 | Sedimentation and erosion controls consisting of slope breakers, silt fences, sedimentation barriers, staked hay or straw bales, matting and diking. | The following property is used 100% for pollution control and is installed to meet or exceed federal or state regulations: Sedimentation and erosion controls consisting of slope breakers, silt fences, sedimentation barriers, staked hay or straw bales, matting and diking. | 2023-03-26 | 2625000 | 100
25451 | T1 | WHISTLER PIPELINE LLC | WHISTLER PIPELINE LLC LA SALLE PIPELINE SEGMENTS | WHISTLER PIPELINE LA SALLE PIPELINE SEGMENTS | La Salle County | TX | 78001 | LA SALLE | CN606100295 | RN111644787 | Sedimentation and erosion controls consisting of slope breakers, silt fences, sedimentation barriers, staked hay or straw bales, matting and diking. | The following property is used 100% for pollution control and is installed to meet or exceed federal or state regulations: Sedimentation and erosion controls consisting of slope breakers, silt fences, sedimentation barriers, staked hay or straw bales, matting and diking. | 2023-03-26 | 9370200 | 100
25452 | T1 | WHISTLER PIPELINE LLC | WHISTLER PIPELINE LLC KINNEY PIPELINE SEGEMENTS | WHISTLER PIPELINE KINNEY PIPELINE SEGMENTS | Kinney County | TX | 78832 | KINNEY | CN606100295 | RN111644795 | Sedimentation and erosion controls consisting of slope breakers, silt fences, sedimentation barriers, staked hay or straw bales, matting and diking. | The following property is used 100% for pollution control and is installed to meet or exceed federal or state regulations: Sedimentation and erosion controls consisting of slope breakers, silt fences, sedimentation barriers, staked hay or straw bales, matting and diking. | 2023-03-26 | 9540300 | 100
25453 | T1 | WHISTLER PIPELINE LLC | WHISTLER PIPELINE LLC JIM WELLS PIPELINE SEGMENTS | WHISTLER PIPELINE JIM WELLS PIPELINE SEGMENTS | Jim Wells County | TX | 78332 | JIM WELLS | CN606100295 | RN111644803 | Sedimentation and erosion controls consisting of slope breakers, silt fences, sedimentation barriers, staked hay or straw bales, matting and diking. | The following property is used 100% for pollution control and is installed to meet or exceed federal or state regulations: Sedimentation and erosion controls consisting of slope breakers, silt fences, sedimentation barriers, staked hay or straw bales, matting and diking. | 2023-03-26 | 4242000 | 100
25454 | T1 | WHISTLER PIPELINE LLC | WHISTLER PIPELINE LLC GLASSCOCK PIPLINE SEGMENTS | WHISTLER PIPELINE GLASSCOCK PIPELINE SEGMENTS | Glasscock County | TX | 79739 | GLASSCOCK | CN606100295 | RN111644811 | Sedimentation and erosion controls consisting of slope breakers, silt fences, sedimentation barriers, staked hay or straw bales, matting and diking. | The following property is used 100% for pollution control and is installed to meet or exceed federal or state regulations: Sedimentation and erosion controls consisting of slope breakers, silt fences, sedimentation barriers, staked hay or straw bales, matting and diking. | 2023-03-27 | 2109200 | 100
25455 | T1 | WHISTLER PIPELINE LLC | WHISTLER PIPELINE LLC DUVAL PIPELINE SEGMENTS | WHISTLER PIPELINE LLC DUVAL PIPELINE SEGMENTS | Duval County | TX | 78357 | DUVAL | CN606100295 | RN111644829 | Sedimentation and erosion controls consisting of slope breakers, silt fences, sedimentation barriers, staked hay or straw bales, matting and diking. | The following property is used 100% for pollution control and is installed to meet or exceed federal or state regulations: Sedimentation and erosion controls consisting of slope breakers, silt fences, sedimentation barriers, staked hay or straw bales, matting and diking. | 2023-03-27 | 4886700 | 100
25456 | T1 | WHISTLER PIPELINE LLC | WHISTLER PIPELINE LLC DIMMIT PIPELINE SEGMENTS | WHISTLER PIPELINE DIMMIT PIPELINE SEGMENTS | Dimmit County | TX | 78830 | DIMMIT | CN606100295 | RN111644837 | Sedimentation and erosion controls consisting of slope breakers, silt fences, sedimentation barriers, staked hay or straw bales, matting and diking. | The following property is used 100% for pollution control and is installed to meet or exceed federal or state regulations: Sedimentation and erosion controls consisting of slope breakers, silt fences, sedimentation barriers, staked hay or straw bales, matting and diking. | 2023-03-27 | 3807300 | 100
25457 | T1 | WHISTLER PIPELINE LLC | WHISTLER PIPELINE LLC CROCKETT PIPELINE SEGEMENTS | WHISTLER PIPELINE LLC CROCKETT PIPELINE SEGMENTS | Crockett County | TX | 76943 | CROCKETT | CN606100295 | RN111644845 | Sedimentation and erosion controls consisting of slope breakers, silt fences, sedimentation barriers, staked hay or straw bales, matting and diking. | The following property is used 100% for pollution control and is installed to meet or exceed federal or state regulations: Sedimentation and erosion controls consisting of slope breakers, silt fences, sedimentation barriers, staked hay or straw bales, matting and diking. | 2023-03-27 | 14032200 | 100
25458 | T1 | WHISTLER PIPELINE LLC | WHISTLER PIPELINE CRANE PIPELINE SEGMENTS | WHISTLER PIPELINE CRANE PIPELINE SEGMENTS | Crane County | TX | 79731 | CRANE | CN606100295 | RN111644167 | Sedimentation and erosion controls consisting of slope breakers, silt fences, sedimentation barriers, staked hay or straw bales, matting and diking. | The following property is used 100% for pollution control and is installed to meet or exceed federal or state regulations: Sedimentation and erosion controls consisting of slope breakers, silt fences, sedimentation barriers, staked hay or straw bales, matting and diking. | 2023-03-27 | 1507800 | 100
25459 | T1 | DELAWARE BASIN RESIDUE LLC | DELAWARE BASIN RESIDUE LLC WINKLER PIPELINE SEGMENTS | DELAWARE BASIN RESIDUE WINKLER PIPELINE SEGMENTS | Winkler County | TX | 79789 | WINKLER | CN606100303 | RN111644852 | Sedimentation and erosion controls consisting of slope breakers, silt fences, sedimentation barriers, staked hay or straw bales, matting and diking. | The following property is used 100% for pollution control and is installed to meet or exceed federal or state regulations: Sedimentation and erosion controls consisting of slope breakers, silt fences, sedimentation barriers, staked hay or straw bales, matting and diking. | 2023-03-22 | 1291000 | 100
25460 | T1 | DELAWARE BASIN RESIDUE LLC | DELAWARE BASIN RESIDUE LLC WARD PIPELINE SEGMENTS | DELAWARE BASIN RESIDUE WARD PIPELINE SEGMENTS | Ward County | TX | 79777 | WARD | CN606100303 | RN111644860 | Sedimentation and erosion controls consisting of slope breakers, silt fences, sedimentation barriers, staked hay or straw bales, matting and diking. | The following property is used 100% for pollution control and is installed to meet or exceed federal or state regulations: Sedimentation and erosion controls consisting of slope breakers, silt fences, sedimentation barriers, staked hay or straw bales, matting and diking. | 2023-03-22 | 4643400 | 100
25461 | T1 | DELAWARE BASIN RESIDUE LLC | DELAWARE BASIN RESIDUE LLC REEVES PIPELINE SEGMENTS | DELAWARE BASIN RESIDUE REEVES PIPELINE SEGMENTS | Reeves County | TX | 79772 | REEVES | CN606100303 | RN111644878 | Sedimentation and erosion controls consisting of slope breakers, silt fences, sedimentation barriers, staked hay or straw bales, matting and diking. | The following property is used 100% for pollution control and is installed to meet or exceed federal or state regulations: Sedimentation and erosion controls consisting of slope breakers, silt fences, sedimentation barriers, staked hay or straw bales, matting and diking. | 2023-03-22 | 5519400 | 100
25462 | T1 | DELAWARE BASIN RESIDUE LLC | DELAWARE BASIN RESIDUE LLC PECOS PIPELINE SEGMENTS | DELAWARE BASIN RESIDUE LLC PECOS PIPELINE SEGMENTS | Pecos County | TX | 79735 | PECOS | CN606100303 | RN111644894 | Sedimentation and erosion controls consisting of slope breakers, silt fences, sedimentation barriers, staked hay or straw bales, matting and diking. | The following property is used 100% for pollution control and is installed to meet or exceed federal or state regulations: Sedimentation and erosion controls consisting of slope breakers, silt fences, sedimentation barriers, staked hay or straw bales, matting and diking. | 2023-03-22 | 897700 | 100
25463 | T1 | DELAWARE BASIN RESIDUE LLC | DELAWARE BASIN RESIDUE LLC LOVING PIPELINE SEGMENTS | DELAWARE BASIN RESIDUE LOVING COUNTY PIPELINE SEGMENTS | Loving County | TX | 79754 | LOVING | CN606100303 | RN111644928 | Sedimentation and erosion controls consisting of slope breakers, silt fences, sedimentation barriers, staked hay or straw bales, matting and diking. | The following property is used 100% for pollution control and is installed to meet or exceed federal or state regulations: Sedimentation and erosion controls consisting of slope breakers, silt fences, sedimentation barriers, staked hay or straw bales, matting and diking. | 2023-03-22 | 7555300 | 100
25464 | T1 | DELAWARE BASIN RESIDUE LLC | DELAWARE BASIN RESIDUE CULBERSON PIPELINE SEGMENTS | DELAWARE BASIN RESIDUE NE CULBERSON PIPELINE SEGMENTS | Culberson County | TX | 79735 | CULBERSON | CN606100303 | RN111644175 | Sedimentation and erosion controls consisting of slope breakers, silt fences, sedimentation barriers, staked hay or straw bales, matting and diking. | The following property is used 100% for pollution control and is installed to meet or exceed federal or state regulations: Sedimentation and erosion controls consisting of slope breakers, silt fences, sedimentation barriers, staked hay or straw bales, matting and diking. | 2023-03-22 | 3096000 | 100
25465 | T1 | SCM CRUDE LLC | SCM CRUDE PIPELINE SEGMENT IN REEVES | SCM CRUDE PIPELINE SEGMENT IN REEVES | Reeves County | TX | 79772 | REEVES | CN605601434 | RN111648382 | Sedimentation and erosion controls consisting of slope breakers, silt fences, sedimentation barriers, staked hay or straw bales, matting and diking. | The following property is used 100% for pollution control and is installed to meet or exceed federal or state regulations: Sedimentation and erosion controls consisting of slope breakers, silt fences, sedimentation barriers, staked hay or straw bales, matting and diking. | 2023-03-21 | 3517080 | 100
25466 | T1 | SALT CREEK MIDSTREAM LLC | SCM PIPELINE SEGMENT IN REEVES | SCM PIPELINE SEGMENT IN REEVES | Reeves County | TX | 79772 | REEVES | CN605432491 | RN111648390 | Sedimentation and erosion controls consisting of slope breakers, silt fences, sedimentation barriers, staked hay or straw bales, matting and diking. | The following property is used 100% for pollution control and is installed to meet or exceed federal or state regulations: Sedimentation and erosion controls consisting of slope breakers, silt fences, sedimentation barriers, staked hay or straw bales, matting and diking. | 2023-03-21 | 12690240 | 100
25467 | T1 | SCM ALPINE LLC | SCM ALPINE PIPELINE SEGMENT IN REEVES | SCM ALPINE PIPELINE SEGMENT IN REEVES | Reeves County | TX | 79772 | REEVES | CN606101905 | RN111648408 | Sedimentation and erosion controls consisting of slope breakers, silt fences, sedimentation barriers, staked hay or straw bales, matting and diking. | The following property is used 100% for pollution control and is installed to meet or exceed federal or state regulations: Sedimentation and erosion controls consisting of slope breakers, silt fences, sedimentation barriers, staked hay or straw bales, matting and diking. | 2023-03-21 | 7711200 | 100
25468 | T1 | MAGELLAN PIPELINE COMPANY LP | MAGELLAN PIPELINE COMPANY SEGMENT IN TAYLOR COUNTY | MAGELLAN PIPELINE COMPANY SEGMENT IN TAYLOR COUNTY | Taylor County | TX | 79606 | TAYLOR | CN605367739 | RN111637708 | RCV is a block valve equipped with an electric or pneumatic actuator capable of closing the valve remotely when a change in pressure or flow rate exceeds a specified limit. | Pending as of April 1, 2023 | 2023-01-30 22:08 | 793458 | 100
25469 | T1 | MAGELLAN PIPELINE COMPANY LP | MAGELLAN PIPELINE COMPANY SEGMENT IN MIDLAND COUNTY | MAGELLAN PIPELINE COMPANY SEGMENT IN MIDLAND COUNTY | Midland County | TX | 79706 | MIDLAND | CN605367739 | RN111637724 | A pipeline inspection gauge, or PIG, is a technology used to detect breaches and wear in a pipeline. PIGs used for inspection are sometimes referred to as in line inspection, intelligent, or smart PIGs. The PIG utilizes magnetic flux leakage MFL technology that detects corrosion and pitting in the pipeline. Information that can be provided by a PIG may include the following temperature and pressure recording, metal loss and corrosion detection, photographic inspection, crack detection, leak detection, and mapping. The PIG is introduced to the pipeline in a module known as a PIG Launcher. The PIG is inserted and then launched from a PIG trap. When the inspection is complete, the PIG is received in a PIG Receiver and removed. The PIG is propelled by the pressure of the crude oil in the pipeline and collects real time data while traveling through the pipeline. The sophisticated MFL technology allows the PIG to detect defects as small as 1x1 cm. After a PIG run is complete, positional data and pipeline evaluation data are collected from the PIG to ultimately provide a specific defect map of the pipeline. By evaluating these defects, the pipeline can be repaired before any leakage or environmental damage develops. Furthermore, leaked crude oil is a fugitive material that can contribute to the pollution of waters and lands of the State of Texas. | Pending as of April 1, 2023 | 2023-01-30 22:09 | 2072923 | 100
25470 | T1 | MAGELLAN PIPELINE COMPANY LP | MAGELLAN PIPELINE COMPANY SEGMENT IN ERATH COUNTY | MAGELLAN PIPELINE COMPANY SEGMENT IN ERATH COUNTY | Erath County | TX | 76457 | ERATH | CN605367739 | RN111637930 | A pipeline inspection gauge, or PIG, is a technology used to detect breaches and wear in a pipeline. PIGs used for inspection are sometimes referred to as in line inspection, intelligent, or smart PIGs. The PIG utilizes magnetic flux leakage MFL technology that detects corrosion and pitting in the pipeline. Information that can be provided by a PIG may include the following temperature and pressure recording, metal loss and corrosion detection, photographic inspection, crack detection, leak detection, and mapping. The PIG is introduced to the pipeline in a module known as a PIG Launcher. The PIG is inserted and then launched from a PIG trap. When the inspection is complete, the PIG is received in a PIG Receiver and removed. The PIG is propelled by the pressure of the crude oil in the pipeline and collects real time data while traveling through the pipeline. The sophisticated MFL technology allows the PIG to detect defects as small as 1x1 cm. After a PIG run is complete, positional data and pipeline evaluation data are collected from the PIG to ultimately provide a specific defect map of the pipeline. By evaluating these defects, the pipeline can be repaired before any leakage or environmental damage develops. Furthermore, leaked crude oil is a fugitive material that can contribute to the pollution of waters and lands of the State of Texas. | Pending as of April 1, 2023 | 2023-01-30 22:09 | 2744852 | 100
25471 | T1 | MAGELLAN PIPELINE COMPANY LP | MAGELLAN PIPELINE COMPANY SEGMENT IN ECTOR COUNTY | MAGELLAN PIPELINE COMPANY SEGMENT IN ECTOR COUNTY | Ector County | TX | 79766 | ECTOR | CN605367739 | RN111637948 | A pipeline inspection gauge, or PIG, is a technology used to detect breaches and wear in a pipeline. PIGs used for inspection are sometimes referred to as in line inspection, intelligent, or smart PIGs. The PIG utilizes magnetic flux leakage MFL technology that detects corrosion and pitting in the pipeline. Information that can be provided by a PIG may include the following temperature and pressure recording, metal loss and corrosion detection, photographic inspection, crack detection, leak detection, and mapping. The PIG is introduced to the pipeline in a module known as a PIG Launcher. The PIG is inserted and then launched from a PIG trap. When the inspection is complete, the PIG is received in a PIG Receiver and removed. The PIG is propelled by the pressure of the crude oil in the pipeline and collects real time data while traveling through the pipeline. The sophisticated MFL technology allows the PIG to detect defects as small as 1x1 cm. After a PIG run is complete, positional data and pipeline evaluation data are collected from the PIG to ultimately provide a specific defect map of the pipeline. By evaluating these defects, the pipeline can be repaired before any leakage or environmental damage develops. Furthermore, leaked crude oil is a fugitive material that can contribute to the pollution of waters and lands of the State of Texas. | Pending as of April 1, 2023 | 2023-01-30 22:09 | 4062909 | 100
25472 | T1 | MAGELLAN CRUDE OIL PIPELINE COMPANY LP | MAGELLAN CRUDE PIPELINE CO SEGMENT IN HARRIS | MAGELLAN CRUDE PIPELINE CO SEGMENT IN HARRIS | Harris County | TX | 77037 | HARRIS | CN605246776 | RN111648002 | Leaked product can contribute to the pollution of waters and lands of the State of Texas. Nondestructive Testing Expenditures during pipeline construction, weld inspections and testing must be conducted as a form of leak detection and prevention. Radiography, one of the most widely used nondestructive testing methods, has been carried out on the pipeline using X-rays to detect internal flaws, defects, or damage in the welds. Radiography tests are performed by using radiation from a controlled source to penetrate the test items. As the radiation passes through the pipeline weld, a portion of it is absorbed by the molecular structure of the material. The amount of radiation absorbed depends on the density and composition of the material. As any cracks, fissures, and pockets in the material have different densities, they will be characterized by different exposure values as more or less radiation penetrates at those points during exposure. Nondestructive testing is instrumental in detecting weld defects that lead to product leakage from the pipeline once operational | Pending as of April 1, 2023 | 2023-01-30 22:09 | 17326166 | 100
25473 | T1 | MAGELLAN CRUDE OIL PIPELINE COMPANY LP | MAGELLAN CRUDE PIPELINE CO SEGMENT IN GALVESTON | MAGELLAN CRUDE PIPELINE CO SEGMENT IN GALVESTON | Galveston County | TX | 77539 | GALVESTON | CN605246776 | RN111648010 | Leaked product can contribute to the pollution of waters and lands of the State of Texas. Nondestructive Testing Expenditures during pipeline construction, weld inspections and testing must be conducted as a form of leak detection and prevention. Radiography, one of the most widely used nondestructive testing methods, has been carried out on the pipeline using X-rays to detect internal flaws, defects, or damage in the welds. Radiography tests are performed by using radiation from a controlled source to penetrate the test items. As the radiation passes through the pipeline weld, a portion of it is absorbed by the molecular structure of the material. The amount of radiation absorbed depends on the density and composition of the material. As any cracks, fissures, and pockets in the material have different densities, they will be characterized by different exposure values as more or less radiation penetrates at those points during exposure. Nondestructive testing is instrumental in detecting weld defects that lead to product leakage from the pipeline once operational | Pending as of April 1, 2023 | 2023-01-30 22:10 | 10879414 | 100
25474 | T1 | MAGELLAN PIPELINE COMPANY LP | MAGELLAN PIPELINE COMPANY SEGMENT IN HARRIS COUNTY | MAGELLAN PIPELINE COMPANY SEGMENT IN HARRIS COUNTY | Harris County | TX | 77029 | HARRIS | CN605367739 | RN111637898 | Leaked product can contribute to the pollution of waters and lands of the State of Texas. Nondestructive Testing Expenditures during pipeline construction, weld inspections and testing must be conducted as a form of leak detection and prevention. Radiography, one of the most widely used nondestructive testing methods, has been carried out on the pipeline using X-rays to detect internal flaws, defects, or damage in the welds. Radiography tests are performed by using radiation from a controlled source to penetrate the test items. As the radiation passes through the pipeline weld, a portion of it is absorbed by the molecular structure of the material. The amount of radiation absorbed depends on the density and composition of the material. As any cracks, fissures, and pockets in the material have different densities, they will be characterized by different exposure values as more or less radiation penetrates at those points during exposure. Nondestructive testing is instrumental in detecting weld defects that lead to product leakage from the pipeline once operational | Pending as of April 1, 2023 | 2023-01-30 22:10 | 9557657 | 100
25475 | T1 | SCM CRUDE LLC | SCM CRUDE PIPELINE SEGMENT IN REEVES | SCM CRUDE PIPELINE SEGMENT IN REEVES | Reeves County | TX | 79772 | REEVES | CN605601434 | RN111648382 | Leaked product can contribute to the pollution of waters and lands of the State of Texas. Nondestructive Testing Expenditures during pipeline construction, weld inspections and testing must be conducted as a form of leak detection and prevention. Radiography, one of the most widely used nondestructive testing methods, has been carried out on the pipeline using X-rays to detect internal flaws, defects, or damage in the welds. Radiography tests are performed by using radiation from a controlled source to penetrate the test items. As the radiation passes through the pipeline weld, a portion of it is absorbed by the molecular structure of the material. The amount of radiation absorbed depends on the density and composition of the material. As any cracks, fissures, and pockets in the material have different densities, they will be characterized by different exposure values as more or less radiation penetrates at those points during exposure. Nondestructive testing is instrumental in detecting weld defects that lead to product leakage from the pipeline once operational | Pending as of April 1, 2023 | 2023-01-30 23:15 | 2930900 | 100
25476 | T1 | SCM ALPINE LLC | SCM ALPINE PIPELINE SEGMENT IN REEVES | SCM ALPINE PIPELINE SEGMENT IN REEVES | Reeves County | TX | 79772 | REEVES | CN606101905 | RN111648408 | Leaked product can contribute to the pollution of waters and lands of the State of Texas. Nondestructive Testing Expenditures during pipeline construction, weld inspections and testing must be conducted as a form of leak detection and prevention. Radiography, one of the most widely used nondestructive testing methods, has been carried out on the pipeline using X-rays to detect internal flaws, defects, or damage in the welds. Radiography tests are performed by using radiation from a controlled source to penetrate the test items. As the radiation passes through the pipeline weld, a portion of it is absorbed by the molecular structure of the material. The amount of radiation absorbed depends on the density and composition of the material. As any cracks, fissures, and pockets in the material have different densities, they will be characterized by different exposure values as more or less radiation penetrates at those points during exposure. Nondestructive testing is instrumental in detecting weld defects that lead to product leakage from the pipeline once operational | Pending as of April 1, 2023 | 2023-01-30 23:16 | 6426000 | 100
25477 | T1 | SALT CREEK MIDSTREAM LLC | SCM PIPELINE SEGMENT IN REEVES | SCM PIPELINE SEGMENT IN REEVES | Reeves County | TX | 79772 | REEVES | CN605432491 | RN111648390 | Leaked product can contribute to the pollution of waters and lands of the State of Texas. Nondestructive Testing Expenditures during pipeline construction, weld inspections and testing must be conducted as a form of leak detection and prevention. Radiography, one of the most widely used nondestructive testing methods, has been carried out on the pipeline using X-rays to detect internal flaws, defects, or damage in the welds. Radiography tests are performed by using radiation from a controlled source to penetrate the test items. As the radiation passes through the pipeline weld, a portion of it is absorbed by the molecular structure of the material. The amount of radiation absorbed depends on the density and composition of the material. As any cracks, fissures, and pockets in the material have different densities, they will be characterized by different exposure values as more or less radiation penetrates at those points during exposure. Nondestructive testing is instrumental in detecting weld defects that lead to product leakage from the pipeline once operational | Pending as of April 1, 2023 | 2023-01-30 23:16 | 10575200 | 100
25478 | T1 | SCM CRUDE LLC | SCM CRUDE PIPELINE SEGMENT IN REEVES | SCM CRUDE PIPELINE SEGMENT IN REEVES | Reeves County | TX | 79772 | REEVES | CN605601434 | RN111648382 | During Pipeline operations, there is potential for product to exit from Pipeline ruptures or leaks due to pipeline damage or defects. Leaked product is non recoverable and can pollute water and land. A way to prevent this is to limit the overall volume of product that might escape from the Pipeline. Automatic Shut Off Valves are installed at intervals along the Pipeline to reduce or prevent any such negative impacts to the environment caused by a product release. An Automatic Shutoff Valve is a block valve equipped with an electric, pneumatic, or natural gas powered actuator capable of closing the valve automatically when a change in pressure or flow rate exceeds a specified limit. Sensors provide data to show when a change has occurred. Isolating the damaged pipeline segment by quickly closing upstream and downstream block valves is an effective method for mitigating the consequences of product fugitives release, thus reducing risk of environmental damage. | Pending as of April 1, 2023 | 2023-01-30 23:16 | 322399 | 100
25479 | T1 | SCM ALPINE LLC | SCM ALPINE PIPELINE SEGMENT IN REEVES | SCM ALPINE PIPELINE SEGMENT IN REEVES | Reeves County | TX | 79772 | REEVES | CN606101905 | RN111648408 | During Pipeline operations, there is potential for product to exit from Pipeline ruptures or leaks due to pipeline damage or defects. Leaked product is non recoverable and can pollute water and land. A way to prevent this is to limit the overall volume of product that might escape from the Pipeline. Automatic Shut Off Valves are installed at intervals along the Pipeline to reduce or prevent any such negative impacts to the environment caused by a product release. An Automatic Shutoff Valve is a block valve equipped with an electric, pneumatic, or natural gas powered actuator capable of closing the valve automatically when a change in pressure or flow rate exceeds a specified limit. Sensors provide data to show when a change has occurred. Isolating the damaged pipeline segment by quickly closing upstream and downstream block valves is an effective method for mitigating the consequences of product fugitives release, thus reducing risk of environmental damage. | Pending as of April 1, 2023 | 2023-01-30 23:16 | 706860 | 100
25480 | T1 | SALT CREEK MIDSTREAM LLC | SCM PIPELINE SEGMENT IN REEVES | SCM PIPELINE SEGMENT IN REEVES | Reeves County | TX | 79772 | REEVES | CN605432491 | RN111648390 | During Pipeline operations, there is potential for product to exit from Pipeline ruptures or leaks due to pipeline damage or defects. Leaked product is non recoverable and can pollute water and land. A way to prevent this is to limit the overall volume of product that might escape from the Pipeline. Automatic Shut Off Valves are installed at intervals along the Pipeline to reduce or prevent any such negative impacts to the environment caused by a product release. An Automatic Shutoff Valve is a block valve equipped with an electric, pneumatic, or natural gas powered actuator capable of closing the valve automatically when a change in pressure or flow rate exceeds a specified limit. Sensors provide data to show when a change has occurred. Isolating the damaged pipeline segment by quickly closing upstream and downstream block valves is an effective method for mitigating the consequences of product fugitives release, thus reducing risk of environmental damage. | Pending as of April 1, 2023 | 2023-01-30 23:16 | 1163272 | 100
25481 | T1 | SCM CRUDE LLC | SCM CRUDE PIPELINE SEGMENT IN REEVES | SCM CRUDE PIPELINE SEGMENT IN REEVES | Reeves County | TX | 79772 | REEVES | CN605601434 | RN111648382 | Pipeline Coatings and Cathodic Protection are protective Pipe Coatings used to minimize the risk of corrosion which in turn reduces the risk of product spillage during the pipeline transportation process. The pipe coatings and CP are used to control and/or prevent the degradation of metal piping through which the inadvertent release of product could be released to waters and lands of the State of Texas. If leakage occurs, the product becomes nonrecoverable and ceases to retain monetary value. | Pending as of April 1, 2023 | 2023-01-30 23:17 | 527562 | 100
25482 | T1 | SCM ALPINE LLC | SCM ALPINE PIPELINE SEGMENT IN REEVES | SCM ALPINE PIPELINE SEGMENT IN REEVES | Reeves County | TX | 79772 | REEVES | CN606101905 | RN111648408 | Pipeline Coatings and Cathodic Protection are protective Pipe Coatings used to minimize the risk of corrosion which in turn reduces the risk of product spillage during the pipeline transportation process. The pipe coatings and CP are used to control and/or prevent the degradation of metal piping through which the inadvertent release of product could be released to waters and lands of the State of Texas. If leakage occurs, the product becomes nonrecoverable and ceases to retain monetary value. | Pending as of April 1, 2023 | 2023-01-30 23:17 | 1156680 | 100
25483 | T1 | SALT CREEK MIDSTREAM LLC | SCM PIPELINE SEGMENT IN REEVES | SCM PIPELINE SEGMENT IN REEVES | Reeves County | TX | 79772 | REEVES | CN605432491 | RN111648390 | Pipeline Coatings and Cathodic Protection are protective Pipe Coatings used to minimize the risk of corrosion which in turn reduces the risk of product spillage during the pipeline transportation process. The pipe coatings and CP are used to control and/or prevent the degradation of metal piping through which the inadvertent release of product could be released to waters and lands of the State of Texas. If leakage occurs, the product becomes nonrecoverable and ceases to retain monetary value. | Pending as of April 1, 2023 | 2023-01-30 23:17 | 1903536 | 100
25484 | T1 | STP NUCLEAR OPERATING COMPANY | SOUTH TEXAS PROJECT ELECTRIC GENERATING STATION | Latitude = 28.795, Longitude = -96.0481 | Matagorda County | TX | 77483 | MATAGORDA | CN601658669 | RN102395654 | Paving the dirt road that is used to access the Switch yard to mitigate dust pollution. | Pending as of April 1, 2023 | 2023-01-31 09:00 | 79276 | 100
25485 | T1 | BWC JACINTOPORT TERMINAL LLC | CONTANDA JACINTOPORT TERMINAL | 16335 PENINSULA ST | HOUSTON | TX | 77015 | HARRIS | CN605261080 | RN104790688 | 40 X 8 foot steel storage container, full enclosed, waterproof, and lockable. See location ID 4 on attached site map. | Pending as of April 1, 2023 | 2023-01-31 09:11 | 15000 | 100
25486 | T1 | BWC TERMINALS LLC | CONTANDA MAGNOLIA PARK TERMINAL | 7600 J W PEAVY DR | HOUSTON | TX | 77011 | HARRIS | CN603977455 | RN103123758 | 40 X 8 foot steel storage container, full enclosed, waterproof, and lockable. See location ID 4 on attached site map. | Pending as of April 1, 2023 | 2023-01-31 09:11 | 30000 | 100
25487 | T1 | BWC JACINTOPORT TERMINAL LLC | CONTANDA JACINTOPORT TERMINAL | 16335 PENINSULA ST | HOUSTON | TX | 77015 | HARRIS | CN605261080 | RN104790688 | 10,000 gallon stainless steel tanks containing a solution of sodium hydroxide in water, connected to a series of pipelines within the terminal that capture SO2 vapors from loading and unloading operations between tanks and barges/railcars/trucks. See location ID 9 on attached site map. | Pending as of April 1, 2023 | 2023-01-31 09:11 | 670000 | 100
25488 | T1 | BWC JACINTOPORT TERMINAL LLC | CONTANDA JACINTOPORT TERMINAL | 16335 PENINSULA ST | HOUSTON | TX | 77015 | HARRIS | CN605261080 | RN104790688 | Submerged fill pipes with internal diffusers installed in 21 tanks. See location ID 12 in the attached site map. | Pending as of April 1, 2023 | 2023-01-31 09:12 | 105000 | 100
25489 | T1 | BWC TERMINALS LLC | BWC MANCHESTER TERMINALS | 9325 E AVENUE S | HOUSTON | TX | 77012 | HARRIS | CN603977455 | RN100677491 | Submerged fill pipes with internal diffusers installed in 20 of the series 500 tanks. See location ID 9 in the attached site map. | Pending as of April 1, 2023 | 2023-01-31 09:12 | 100000 | 100
25490 | T1 | BWC TERMINALS LLC | CONTANDA MAGNOLIA PARK TERMINAL | 7600 J W PEAVY DR | HOUSTON | TX | 77011 | HARRIS | CN603977455 | RN103123758 | Boiler Upgrade - low NOX burners Boiler upgrade - Flue gas recirculation Sampling ports on both boiler stacks. See location IDs 6, 7, and 9 on attached site map. | Pending as of April 1, 2023 | 2023-01-31 09:12 | 14000 | 100
25491 | T1 | BWC JACINTOPORT TERMINAL LLC | CONTANDA JACINTOPORT TERMINAL | 16335 PENINSULA ST | HOUSTON | TX | 77015 | HARRIS | CN605261080 | RN104790688 | Boiler Upgrade - low NOX burners. Boiler upgrade - Flue gas recirculation. Thermal Oxidizer. Sampling Ports on Thermal Oxidizer and boiler stacks. See location IDs 6, 7, 10, and 11 on attached site map. | Pending as of April 1, 2023 | 2023-01-31 09:12 | 544000 | 100
25492 | T1 | BWC TERMINALS LLC | BWC MANCHESTER TERMINALS | 9325 E AVENUE S | HOUSTON | TX | 77012 | HARRIS | CN603977455 | RN100677491 | Low NOx burners, Flue gas recirculation, Sampling ports on boiler stacks. See location IDs 6, 7, and 8 on attached site map. | Pending as of April 1, 2023 | 2023-01-31 09:12 | 335000 | 100
25493 | T1 | BWC TEXAS CITY TERMINAL INC | TEXAS CITY TERMINAL 1 | 201 DOCK RD | TEXAS CITY | TX | 77592 | GALVESTON | CN600129860 | RN100218767 | Low NOx burners. See location ID 8 on attached site map. | Pending as of April 1, 2023 | 2023-01-31 09:13 | 15000 | 100
25494 | T1 | BWC TEXAS CITY TERMINAL INC | TEXAS CITY TERMINAL 1 | 201 DOCK RD | TEXAS CITY | TX | 77592 | GALVESTON | CN600129860 | RN100218767 | Tank secondary seals and internal roof. See location ID 5 on attached site map. | Pending as of April 1, 2023 | 2023-01-31 09:13 | 150000 | 100
25495 | T1 | GRAND PRIX PIPELINE LLC | GRAND PRIX CALLAHAN COUNTY PIPELINES | GRAND PRIX PIPELINES IN CALLAHAN COUNTY | Callahan County | TX | 79510 | CALLAHAN | CN605967280 | RN111645776 | During Pipeline operations, there is potential for product to exit from Pipeline ruptures or leaks due to pipeline damage or defects. Leaked product is non recoverable and can pollute water and land. A way to prevent this is to limit the overall volume of product that might escape from the Pipeline. Automatic Shut Off Valves are installed at intervals along the Pipeline to reduce or prevent any such negative impacts to the environment caused by a product release. An Automatic Shutoff Valve is a block valve equipped with an electric, pneumatic, or natural gas powered actuator capable of closing the valve automatically when a change in pressure or flow rate exceeds a specified limit. Sensors provide data to show when a change has occurred. Isolating the damaged pipeline segment by quickly closing upstream and downstream block valves is an effective method for mitigating the consequences of product fugitives release, thus reducing risk of environmental damage. | Pending as of April 1, 2023 | 2023-01-31 09:39 | 385519 | 100
25496 | T1 | GRAND PRIX PIPELINE LLC | GRAND PRIX CHAMBERS COUNTY PIPELINE | GRAND PRIX PIPELINE SEGMENT IN CHAMBERS COUNTY | Chambers County | TX | 77521 | CHAMBERS | CN605967280 | RN111645784 | During Pipeline operations, there is potential for product to exit from Pipeline ruptures or leaks due to pipeline damage or defects. Leaked product is non recoverable and can pollute water and land. A way to prevent this is to limit the overall volume of product that might escape from the Pipeline. Automatic Shut Off Valves are installed at intervals along the Pipeline to reduce or prevent any such negative impacts to the environment caused by a product release. An Automatic Shutoff Valve is a block valve equipped with an electric, pneumatic, or natural gas powered actuator capable of closing the valve automatically when a change in pressure or flow rate exceeds a specified limit. Sensors provide data to show when a change has occurred. Isolating the damaged pipeline segment by quickly closing upstream and downstream block valves is an effective method for mitigating the consequences of product fugitives release, thus reducing risk of environmental damage. | Pending as of April 1, 2023 | 2023-01-31 09:39 | 114592 | 100
25497 | T1 | GRAND PRIX PIPELINE LLC | GRAND PRIX CRANE COUNTY PIPELINES | GRAND PRIX PIPELINES IN CRANE COUNTY | Crane County | TX | 79731 | CRANE | CN605967280 | RN111645792 | During Pipeline operations, there is potential for product to exit from Pipeline ruptures or leaks due to pipeline damage or defects. Leaked product is non recoverable and can pollute water and land. A way to prevent this is to limit the overall volume of product that might escape from the Pipeline. Automatic Shut Off Valves are installed at intervals along the Pipeline to reduce or prevent any such negative impacts to the environment caused by a product release. An Automatic Shutoff Valve is a block valve equipped with an electric, pneumatic, or natural gas powered actuator capable of closing the valve automatically when a change in pressure or flow rate exceeds a specified limit. Sensors provide data to show when a change has occurred. Isolating the damaged pipeline segment by quickly closing upstream and downstream block valves is an effective method for mitigating the consequences of product fugitives release, thus reducing risk of environmental damage. | Pending as of April 1, 2023 | 2023-01-31 09:39 | 413331 | 100
25498 | T1 | GRAND PRIX PIPELINE LLC | GRAND PRIX CULBERSON COUNTY PIPELINES | GRAND PRIX PIPELINES IN CULBERSON COUNTY. | Culberson County | TX | 79770 | CULBERSON | CN605967280 | RN111645800 | During Pipeline operations, there is potential for product to exit from Pipeline ruptures or leaks due to pipeline damage or defects. Leaked product is non recoverable and can pollute water and land. A way to prevent this is to limit the overall volume of product that might escape from the Pipeline. Automatic Shut Off Valves are installed at intervals along the Pipeline to reduce or prevent any such negative impacts to the environment caused by a product release. An Automatic Shutoff Valve is a block valve equipped with an electric, pneumatic, or natural gas powered actuator capable of closing the valve automatically when a change in pressure or flow rate exceeds a specified limit. Sensors provide data to show when a change has occurred. Isolating the damaged pipeline segment by quickly closing upstream and downstream block valves is an effective method for mitigating the consequences of product fugitives release, thus reducing risk of environmental damage. | Pending as of April 1, 2023 | 2023-01-31 09:39 | 195322 | 100
25499 | T1 | GRAND PRIX PIPELINE LLC | GRAND PRIX EASTLAND COUNTY PIPELINES | GRAND PRIX PIPELINES IN EASTLAND COUNTY | Eastland County | TX | 76448 | EASTLAND | CN605967280 | RN111645818 | During Pipeline operations, there is potential for product to exit from Pipeline ruptures or leaks due to pipeline damage or defects. Leaked product is non recoverable and can pollute water and land. A way to prevent this is to limit the overall volume of product that might escape from the Pipeline. Automatic Shut Off Valves are installed at intervals along the Pipeline to reduce or prevent any such negative impacts to the environment caused by a product release. An Automatic Shutoff Valve is a block valve equipped with an electric, pneumatic, or natural gas powered actuator capable of closing the valve automatically when a change in pressure or flow rate exceeds a specified limit. Sensors provide data to show when a change has occurred. Isolating the damaged pipeline segment by quickly closing upstream and downstream block valves is an effective method for mitigating the consequences of product fugitives release, thus reducing risk of environmental damage. | Pending as of April 1, 2023 | 2023-01-31 09:39 | 481668 | 100
25500 | T1 | GRAND PRIX PIPELINE LLC | GRAND PRIX ELLIS COUNTY PIPELINES | GRAND PRIX PIPELINES IN ELLIS COUNTY | Ellis County | TX | 76670 | ELLIS | CN605967280 | RN111645826 | During Pipeline operations, there is potential for product to exit from Pipeline ruptures or leaks due to pipeline damage or defects. Leaked product is non recoverable and can pollute water and land. A way to prevent this is to limit the overall volume of product that might escape from the Pipeline. Automatic Shut Off Valves are installed at intervals along the Pipeline to reduce or prevent any such negative impacts to the environment caused by a product release. An Automatic Shutoff Valve is a block valve equipped with an electric, pneumatic, or natural gas powered actuator capable of closing the valve automatically when a change in pressure or flow rate exceeds a specified limit. Sensors provide data to show when a change has occurred. Isolating the damaged pipeline segment by quickly closing upstream and downstream block valves is an effective method for mitigating the consequences of product fugitives release, thus reducing risk of environmental damage. | Pending as of April 1, 2023 | 2023-01-31 09:40 | 151800 | 100
25501 | T1 | GRAND PRIX PIPELINE LLC | GRAND PRIX ERATH COUNTY PIPELINES | GRAND PRIX PIPELINES IN ERATH COUNTY | Erath County | TX | 76401 | ERATH | CN605967280 | RN111645834 | During Pipeline operations, there is potential for product to exit from Pipeline ruptures or leaks due to pipeline damage or defects. Leaked product is non recoverable and can pollute water and land. A way to prevent this is to limit the overall volume of product that might escape from the Pipeline. Automatic Shut Off Valves are installed at intervals along the Pipeline to reduce or prevent any such negative impacts to the environment caused by a product release. An Automatic Shutoff Valve is a block valve equipped with an electric, pneumatic, or natural gas powered actuator capable of closing the valve automatically when a change in pressure or flow rate exceeds a specified limit. Sensors provide data to show when a change has occurred. Isolating the damaged pipeline segment by quickly closing upstream and downstream block valves is an effective method for mitigating the consequences of product fugitives release, thus reducing risk of environmental damage. | Pending as of April 1, 2023 | 2023-01-31 09:40 | 366273 | 100
25502 | T1 | GRAND PRIX PIPELINE LLC | GRAND PRIX FREESTONE COUNTY PIPELINES | GRAND PRIX PIPELINES IN FREESTONE COUNTY | Freestone County | TX | 75860 | FREESTONE | CN605967280 | RN111645842 | During Pipeline operations, there is potential for product to exit from Pipeline ruptures or leaks due to pipeline damage or defects. Leaked product is non recoverable and can pollute water and land. A way to prevent this is to limit the overall volume of product that might escape from the Pipeline. Automatic Shut Off Valves are installed at intervals along the Pipeline to reduce or prevent any such negative impacts to the environment caused by a product release. An Automatic Shutoff Valve is a block valve equipped with an electric, pneumatic, or natural gas powered actuator capable of closing the valve automatically when a change in pressure or flow rate exceeds a specified limit. Sensors provide data to show when a change has occurred. Isolating the damaged pipeline segment by quickly closing upstream and downstream block valves is an effective method for mitigating the consequences of product fugitives release, thus reducing risk of environmental damage. | Pending as of April 1, 2023 | 2023-01-31 09:40 | 559515 | 100
25503 | T1 | GRAND PRIX PIPELINE LLC | GRAND PRIX GLASSCOCK COUNTY PIPELINES | GRAND PRIX PIPELINES IN GLASSCOCK COUNTY | Glasscock County | TX | 79720 | GLASSCOCK | CN605967280 | RN111645867 | During Pipeline operations, there is potential for product to exit from Pipeline ruptures or leaks due to pipeline damage or defects. Leaked product is non recoverable and can pollute water and land. A way to prevent this is to limit the overall volume of product that might escape from the Pipeline. Automatic Shut Off Valves are installed at intervals along the Pipeline to reduce or prevent any such negative impacts to the environment caused by a product release. An Automatic Shutoff Valve is a block valve equipped with an electric, pneumatic, or natural gas powered actuator capable of closing the valve automatically when a change in pressure or flow rate exceeds a specified limit. Sensors provide data to show when a change has occurred. Isolating the damaged pipeline segment by quickly closing upstream and downstream block valves is an effective method for mitigating the consequences of product fugitives release, thus reducing risk of environmental damage. | Pending as of April 1, 2023 | 2023-01-31 09:47 | 422444 | 100
25504 | T1 | GRAND PRIX PIPELINE LLC | GRAND PRIX HILL COUNTY PIPELINE | GRAND PRIX PIPELINE IN HILL COUNTY | Hill County | TX | 76055 | HILL | CN605967280 | RN111645875 | During Pipeline operations, there is potential for product to exit from Pipeline ruptures or leaks due to pipeline damage or defects. Leaked product is non recoverable and can pollute water and land. A way to prevent this is to limit the overall volume of product that might escape from the Pipeline. Automatic Shut Off Valves are installed at intervals along the Pipeline to reduce or prevent any such negative impacts to the environment caused by a product release. An Automatic Shutoff Valve is a block valve equipped with an electric, pneumatic, or natural gas powered actuator capable of closing the valve automatically when a change in pressure or flow rate exceeds a specified limit. Sensors provide data to show when a change has occurred. Isolating the damaged pipeline segment by quickly closing upstream and downstream block valves is an effective method for mitigating the consequences of product fugitives release, thus reducing risk of environmental damage. | Pending as of April 1, 2023 | 2023-01-31 09:47 | 184800 | 100
25505 | T1 | GRAND PRIX PIPELINE LLC | GRAND PRIX HOOD COUNTY PIPELINES | GRAND PRIX PIPELINES IN HOOD COUNTY | Hood County | TX | 76476 | HOOD | CN605967280 | RN111645883 | During Pipeline operations, there is potential for product to exit from Pipeline ruptures or leaks due to pipeline damage or defects. Leaked product is non recoverable and can pollute water and land. A way to prevent this is to limit the overall volume of product that might escape from the Pipeline. Automatic Shut Off Valves are installed at intervals along the Pipeline to reduce or prevent any such negative impacts to the environment caused by a product release. An Automatic Shutoff Valve is a block valve equipped with an electric, pneumatic, or natural gas powered actuator capable of closing the valve automatically when a change in pressure or flow rate exceeds a specified limit. Sensors provide data to show when a change has occurred. Isolating the damaged pipeline segment by quickly closing upstream and downstream block valves is an effective method for mitigating the consequences of product fugitives release, thus reducing risk of environmental damage. | Pending as of April 1, 2023 | 2023-01-31 09:47 | 289740 | 100
25506 | T1 | GRAND PRIX PIPELINE LLC | GRAND PRIX JOHNSON COUNTY PIPELINES | GRAND PRIX PIPELINES IN JOHNSON COUNTY | Johnson County | TX | 76033 | JOHNSON | CN605967280 | RN111645891 | During Pipeline operations, there is potential for product to exit from Pipeline ruptures or leaks due to pipeline damage or defects. Leaked product is non recoverable and can pollute water and land. A way to prevent this is to limit the overall volume of product that might escape from the Pipeline. Automatic Shut Off Valves are installed at intervals along the Pipeline to reduce or prevent any such negative impacts to the environment caused by a product release. An Automatic Shutoff Valve is a block valve equipped with an electric, pneumatic, or natural gas powered actuator capable of closing the valve automatically when a change in pressure or flow rate exceeds a specified limit. Sensors provide data to show when a change has occurred. Isolating the damaged pipeline segment by quickly closing upstream and downstream block valves is an effective method for mitigating the consequences of product fugitives release, thus reducing risk of environmental damage. | Pending as of April 1, 2023 | 2023-01-31 09:47 | 485562 | 100
25507 | T1 | GRAND PRIX PIPELINE LLC | GRAND PRIX LEON COUNTY PIPELINES | GRAND PRIX PIPELINES IN LEON COUNTY | Leon County | TX | 75833 | LEON | CN605967280 | RN111645909 | During Pipeline operations, there is potential for product to exit from Pipeline ruptures or leaks due to pipeline damage or defects. Leaked product is non recoverable and can pollute water and land. A way to prevent this is to limit the overall volume of product that might escape from the Pipeline. Automatic Shut Off Valves are installed at intervals along the Pipeline to reduce or prevent any such negative impacts to the environment caused by a product release. An Automatic Shutoff Valve is a block valve equipped with an electric, pneumatic, or natural gas powered actuator capable of closing the valve automatically when a change in pressure or flow rate exceeds a specified limit. Sensors provide data to show when a change has occurred. Isolating the damaged pipeline segment by quickly closing upstream and downstream block valves is an effective method for mitigating the consequences of product fugitives release, thus reducing risk of environmental damage. | Pending as of April 1, 2023 | 2023-01-31 09:48 | 570735 | 100
25508 | T1 | GRAND PRIX PIPELINE LLC | GRAND PRIX LIBERTY COUNTY PIPELINES | GRAND PRIX PIPELINES IN LIBERTY COUNTY | Liberty County | TX | 77535 | LIBERTY | CN605967280 | RN111645917 | During Pipeline operations, there is potential for product to exit from Pipeline ruptures or leaks due to pipeline damage or defects. Leaked product is non recoverable and can pollute water and land. A way to prevent this is to limit the overall volume of product that might escape from the Pipeline. Automatic Shut Off Valves are installed at intervals along the Pipeline to reduce or prevent any such negative impacts to the environment caused by a product release. An Automatic Shutoff Valve is a block valve equipped with an electric, pneumatic, or natural gas powered actuator capable of closing the valve automatically when a change in pressure or flow rate exceeds a specified limit. Sensors provide data to show when a change has occurred. Isolating the damaged pipeline segment by quickly closing upstream and downstream block valves is an effective method for mitigating the consequences of product fugitives release, thus reducing risk of environmental damage. | Pending as of April 1, 2023 | 2023-01-31 09:48 | 706860 | 100
25509 | T1 | GRAND PRIX PIPELINE LLC | GRAND PRIX LOVING COUNTY PIPELINES | GRAND PRIX PIPELINES IN LOVING COUNTY | Loving County | TX | 79754 | LOVING | CN605967280 | RN111645925 | During Pipeline operations, there is potential for product to exit from Pipeline ruptures or leaks due to pipeline damage or defects. Leaked product is non recoverable and can pollute water and land. A way to prevent this is to limit the overall volume of product that might escape from the Pipeline. Automatic Shut Off Valves are installed at intervals along the Pipeline to reduce or prevent any such negative impacts to the environment caused by a product release. An Automatic Shutoff Valve is a block valve equipped with an electric, pneumatic, or natural gas powered actuator capable of closing the valve automatically when a change in pressure or flow rate exceeds a specified limit. Sensors provide data to show when a change has occurred. Isolating the damaged pipeline segment by quickly closing upstream and downstream block valves is an effective method for mitigating the consequences of product fugitives release, thus reducing risk of environmental damage. | Pending as of April 1, 2023 | 2023-01-31 09:48 | 264915 | 100
25510 | T1 | GRAND PRIX PIPELINE LLC | GRAND PRIX MADISON COUNTY PIPELINE | GRAND PRIX PIPELINE IN MADISON COUNTY | Madison County | TX | 75852 | MADISON | CN605967280 | RN111645933 | During Pipeline operations, there is potential for product to exit from Pipeline ruptures or leaks due to pipeline damage or defects. Leaked product is non recoverable and can pollute water and land. A way to prevent this is to limit the overall volume of product that might escape from the Pipeline. Automatic Shut Off Valves are installed at intervals along the Pipeline to reduce or prevent any such negative impacts to the environment caused by a product release. An Automatic Shutoff Valve is a block valve equipped with an electric, pneumatic, or natural gas powered actuator capable of closing the valve automatically when a change in pressure or flow rate exceeds a specified limit. Sensors provide data to show when a change has occurred. Isolating the damaged pipeline segment by quickly closing upstream and downstream block valves is an effective method for mitigating the consequences of product fugitives release, thus reducing risk of environmental damage. | Pending as of April 1, 2023 | 2023-01-31 09:48 | 237154 | 100
25511 | T1 | GRAND PRIX PIPELINE LLC | GRAND PRIX MIDLAND COUNTY PIPELINES | GRAND PRIX PIPELINES IN MIDLAND COUNTY | Midland County | TX | 79706 | MIDLAND | CN605967280 | RN111645974 | During Pipeline operations, there is potential for product to exit from Pipeline ruptures or leaks due to pipeline damage or defects. Leaked product is non recoverable and can pollute water and land. A way to prevent this is to limit the overall volume of product that might escape from the Pipeline. Automatic Shut Off Valves are installed at intervals along the Pipeline to reduce or prevent any such negative impacts to the environment caused by a product release. An Automatic Shutoff Valve is a block valve equipped with an electric, pneumatic, or natural gas powered actuator capable of closing the valve automatically when a change in pressure or flow rate exceeds a specified limit. Sensors provide data to show when a change has occurred. Isolating the damaged pipeline segment by quickly closing upstream and downstream block valves is an effective method for mitigating the consequences of product fugitives release, thus reducing risk of environmental damage. | Pending as of April 1, 2023 | 2023-01-31 09:54 | 573434 | 100
25512 | T1 | GRAND PRIX PIPELINE LLC | GRAND PRIX MITCHELL COUNTY PIPELINES | GRAND PRIX PIPELINES IN MITCHELL COUNTY | Mitchell County | TX | 79512 | MITCHELL | CN605967280 | RN111645982 | During Pipeline operations, there is potential for product to exit from Pipeline ruptures or leaks due to pipeline damage or defects. Leaked product is non recoverable and can pollute water and land. A way to prevent this is to limit the overall volume of product that might escape from the Pipeline. Automatic Shut Off Valves are installed at intervals along the Pipeline to reduce or prevent any such negative impacts to the environment caused by a product release. An Automatic Shutoff Valve is a block valve equipped with an electric, pneumatic, or natural gas powered actuator capable of closing the valve automatically when a change in pressure or flow rate exceeds a specified limit. Sensors provide data to show when a change has occurred. Isolating the damaged pipeline segment by quickly closing upstream and downstream block valves is an effective method for mitigating the consequences of product fugitives release, thus reducing risk of environmental damage. | Pending as of April 1, 2023 | 2023-01-31 09:54 | 256872 | 100
25513 | T1 | GRAND PRIX PIPELINE LLC | GRAND PRIX NAVARRO COUNTY PIPELINES | GRAND PRIX PIPELINES IN NAVARRO COUNTY | Navarro County | TX | 76641 | NAVARRO | CN605967280 | RN111645990 | During Pipeline operations, there is potential for product to exit from Pipeline ruptures or leaks due to pipeline damage or defects. Leaked product is non recoverable and can pollute water and land. A way to prevent this is to limit the overall volume of product that might escape from the Pipeline. Automatic Shut Off Valves are installed at intervals along the Pipeline to reduce or prevent any such negative impacts to the environment caused by a product release. An Automatic Shutoff Valve is a block valve equipped with an electric, pneumatic, or natural gas powered actuator capable of closing the valve automatically when a change in pressure or flow rate exceeds a specified limit. Sensors provide data to show when a change has occurred. Isolating the damaged pipeline segment by quickly closing upstream and downstream block valves is an effective method for mitigating the consequences of product fugitives release, thus reducing risk of environmental damage. | Pending as of April 1, 2023 | 2023-01-31 09:54 | 597465 | 100
25514 | T1 | GRAND PRIX PIPELINE LLC | GRAND PRIX NOLAN COUNTY PIPELINES | GRAND PRIX PIPELINES IN NOLAN COUNTY | Nolan County | TX | 79535 | NOLAN | CN605967280 | RN111646006 | During Pipeline operations, there is potential for product to exit from Pipeline ruptures or leaks due to pipeline damage or defects. Leaked product is non recoverable and can pollute water and land. A way to prevent this is to limit the overall volume of product that might escape from the Pipeline. Automatic Shut Off Valves are installed at intervals along the Pipeline to reduce or prevent any such negative impacts to the environment caused by a product release. An Automatic Shutoff Valve is a block valve equipped with an electric, pneumatic, or natural gas powered actuator capable of closing the valve automatically when a change in pressure or flow rate exceeds a specified limit. Sensors provide data to show when a change has occurred. Isolating the damaged pipeline segment by quickly closing upstream and downstream block valves is an effective method for mitigating the consequences of product fugitives release, thus reducing risk of environmental damage. | Pending as of April 1, 2023 | 2023-01-31 09:54 | 383433 | 100
25515 | T1 | GRAND PRIX PIPELINE LLC | GRAND PRIX PECOS COUNTY PIPELINES | GRAND PRIX PIPELINES IN PECOS COUNTY | Pecos County | TX | 79730 | PECOS | CN605967280 | RN111646014 | During Pipeline operations, there is potential for product to exit from Pipeline ruptures or leaks due to pipeline damage or defects. Leaked product is non recoverable and can pollute water and land. A way to prevent this is to limit the overall volume of product that might escape from the Pipeline. Automatic Shut Off Valves are installed at intervals along the Pipeline to reduce or prevent any such negative impacts to the environment caused by a product release. An Automatic Shutoff Valve is a block valve equipped with an electric, pneumatic, or natural gas powered actuator capable of closing the valve automatically when a change in pressure or flow rate exceeds a specified limit. Sensors provide data to show when a change has occurred. Isolating the damaged pipeline segment by quickly closing upstream and downstream block valves is an effective method for mitigating the consequences of product fugitives release, thus reducing risk of environmental damage. | Pending as of April 1, 2023 | 2023-01-31 09:54 | 86114 | 100
25516 | T1 | BWC TERMINALS LLC | CONTANDA MAGNOLIA PARK TERMINAL | 7600 J W PEAVY DR | HOUSTON | TX | 77011 | HARRIS | CN603977455 | RN103123758 | Consists of a two layers of different density sand overlaying a 30 mil HDPE liner preceding the tank floor construction, along with 4 equally spaced one-inch Sch 40 PVC pipes of two-foot length extending from the sand layers to an open air exterior space adjacent to the tank ring wall. See location ID 3 in attached site map. See location ID 2 in attached site map. | Pending as of April 1, 2023 | 2023-01-31 09:54 | 250000 | 100
25517 | T1 | GRAND PRIX PIPELINE LLC | GRAND PRIX REAGAN COUNTY PIPELINES | GRAND PRIX PIPELINES IN REAGAN COUNTY | Reagan County | TX | 79739 | REAGAN | CN605967280 | RN111646022 | During Pipeline operations, there is potential for product to exit from Pipeline ruptures or leaks due to pipeline damage or defects. Leaked product is non recoverable and can pollute water and land. A way to prevent this is to limit the overall volume of product that might escape from the Pipeline. Automatic Shut Off Valves are installed at intervals along the Pipeline to reduce or prevent any such negative impacts to the environment caused by a product release. An Automatic Shutoff Valve is a block valve equipped with an electric, pneumatic, or natural gas powered actuator capable of closing the valve automatically when a change in pressure or flow rate exceeds a specified limit. Sensors provide data to show when a change has occurred. Isolating the damaged pipeline segment by quickly closing upstream and downstream block valves is an effective method for mitigating the consequences of product fugitives release, thus reducing risk of environmental damage. | Pending as of April 1, 2023 | 2023-01-31 09:55 | 86383 | 100
25518 | T1 | BWC JACINTOPORT TERMINAL LLC | CONTANDA JACINTOPORT TERMINAL | 16335 PENINSULA ST | HOUSTON | TX | 77015 | HARRIS | CN605261080 | RN104790688 | Consists of a two layers of different density sand overlaying a 30 mil HDPE liner preceding the tank floor construction, along with 4 equally spaced one-inch Sch 40 PVC pipes of two-foot length extending from the sand layers to an open air exterior space adjacent to the tank ring wall. See locaton ID 2 in attached site map. | Pending as of April 1, 2023 | 2023-01-31 09:55 | 170000 | 100
25519 | T1 | GRAND PRIX PIPELINE LLC | GRAND PRIX REEVES COUNTY PIPELINES | GRAND PRIX PIPELINES IN REEVES COUNTY | Reeves County | TX | 79770 | REEVES | CN605967280 | RN111646030 | During Pipeline operations, there is potential for product to exit from Pipeline ruptures or leaks due to pipeline damage or defects. Leaked product is non recoverable and can pollute water and land. A way to prevent this is to limit the overall volume of product that might escape from the Pipeline. Automatic Shut Off Valves are installed at intervals along the Pipeline to reduce or prevent any such negative impacts to the environment caused by a product release. An Automatic Shutoff Valve is a block valve equipped with an electric, pneumatic, or natural gas powered actuator capable of closing the valve automatically when a change in pressure or flow rate exceeds a specified limit. Sensors provide data to show when a change has occurred. Isolating the damaged pipeline segment by quickly closing upstream and downstream block valves is an effective method for mitigating the consequences of product fugitives release, thus reducing risk of environmental damage. | Pending as of April 1, 2023 | 2023-01-31 09:55 | 224004 | 100
25520 | T1 | BWC TERMINALS LLC | BWC MANCHESTER TERMINALS | 9325 E AVENUE S | HOUSTON | TX | 77012 | HARRIS | CN603977455 | RN100677491 | Consists of a two layers of different density sand overlaying a 30 mil HDPE liner preceding the tank floor construction, along with 4 equally spaced one-inch Sch 40 PVC pipes of two-foot length extending from the sand layers to an open air exterior space adjacent to the tank ring wall. See location ID 3 in attached site map. | Pending as of April 1, 2023 | 2023-01-31 09:55 | 400000 | 100
25521 | T1 | GRAND PRIX PIPELINE LLC | GRAND PRIX SAN JACINTO PIPELINES | GRAND PRIX PIPELINES IN SAN JACINTO COUNTY | San Jacinto County | TX | 77331 | SAN JACINTO | CN605967280 | RN111646048 | During Pipeline operations, there is potential for product to exit from Pipeline ruptures or leaks due to pipeline damage or defects. Leaked product is non recoverable and can pollute water and land. A way to prevent this is to limit the overall volume of product that might escape from the Pipeline. Automatic Shut Off Valves are installed at intervals along the Pipeline to reduce or prevent any such negative impacts to the environment caused by a product release. An Automatic Shutoff Valve is a block valve equipped with an electric, pneumatic, or natural gas powered actuator capable of closing the valve automatically when a change in pressure or flow rate exceeds a specified limit. Sensors provide data to show when a change has occurred. Isolating the damaged pipeline segment by quickly closing upstream and downstream block valves is an effective method for mitigating the consequences of product fugitives release, thus reducing risk of environmental damage. | Pending as of April 1, 2023 | 2023-01-31 09:55 | 535590 | 100
25522 | T1 | BWC TERMINALS LLC | CONTANDA MAGNOLIA PARK TERMINAL | 7600 J W PEAVY DR | HOUSTON | TX | 77011 | HARRIS | CN603977455 | RN103123758 | T Top covers, adjacent to the boiler building. See location ID 5 on attached site map. | Pending as of April 1, 2023 | 2023-01-31 09:55 | 300000 | 100
25523 | T1 | BWC JACINTOPORT TERMINAL LLC | CONTANDA JACINTOPORT TERMINAL | 16335 PENINSULA ST | HOUSTON | TX | 77015 | HARRIS | CN605261080 | RN104790688 | Truck rack enclosure. See location ID 5 on attached site map. | Pending as of April 1, 2023 | 2023-01-31 09:55 | 500000 | 100
25524 | T1 | BWC TERMINALS LLC | BWC MANCHESTER TERMINALS | 9325 E AVENUE S | HOUSTON | TX | 77012 | HARRIS | CN603977455 | RN100677491 | Three double bays, one quad bay, and scale sumps with pumps. See location ID 5 on attached site map. | Pending as of April 1, 2023 | 2023-01-31 09:56 | 1500000 | 100
25525 | T1 | BWC TERMINALS LLC | CONTANDA MAGNOLIA PARK TERMINAL | 7600 J W PEAVY DR | HOUSTON | TX | 77011 | HARRIS | CN603977455 | RN103123758 | Radar gauges and high level alarms on all tanks. See location IDs 10 and 3 on attached site map. | Pending as of April 1, 2023 | 2023-01-31 09:56 | 2950000 | 100
25526 | T1 | BWC TERMINALS LLC | BWC MANCHESTER TERMINALS | 9325 E AVENUE S | HOUSTON | TX | 77012 | HARRIS | CN603977455 | RN100677491 | Radar gauges and high level alarms on all tanks. See location IDs10 and 4 on attached site map. | Pending as of April 1, 2023 | 2023-01-31 09:56 | 3750000 | 100
25527 | T1 | BWC JACINTOPORT TERMINAL LLC | CONTANDA JACINTOPORT TERMINAL | 16335 PENINSULA ST | HOUSTON | TX | 77015 | HARRIS | CN605261080 | RN104790688 | Radar gauges and high level alarms on all tanks. See location IDs 13 and 3 on attached site map. | Pending as of April 1, 2023 | 2023-01-31 09:56 | 750000 | 100
25528 | T1 | BWC TEXAS CITY TERMINAL INC | TEXAS CITY TERMINAL 1 | 201 DOCK RD | TEXAS CITY | TX | 77592 | GALVESTON | CN600129860 | RN100218767 | Radar gauges with resistance temperature detectors High level alarms on all tanks. See location IDs 10 and 9 on attached site map. | Pending as of April 1, 2023 | 2023-01-31 09:57 | 3400000 | 100
25529 | T1 | BWC TERMINALS LLC | CONTANDA MAGNOLIA PARK TERMINAL | 7600 J W PEAVY DR | HOUSTON | TX | 77011 | HARRIS | CN603977455 | RN103123758 | Containment walls and earthen dikes are backup structures designed to contain liquids released from storage tanks, i.e., primary containment devices. See location ID 1 on the attached site map. | Pending as of April 1, 2023 | 2023-01-31 10:04 | 825000 | 100
25530 | T1 | BWC JACINTOPORT TERMINAL LLC | CONTANDA JACINTOPORT TERMINAL | 16335 PENINSULA ST | HOUSTON | TX | 77015 | HARRIS | CN605261080 | RN104790688 | Containment walls and earthen dikes are backup structures designed to contain liquids released from storage tanks, i.e., primary containment devices. See location ID 1 on the attached site map. | Pending as of April 1, 2023 | 2023-01-31 10:04 | 2350000 | 100
25531 | T1 | BWC TERMINALS LLC | BWC MANCHESTER TERMINALS | 9325 E AVENUE S | HOUSTON | TX | 77012 | HARRIS | CN603977455 | RN100677491 | Containment walls, basins, and sumps are backup structures designed to contain liquids released from storage tanks, i.e., primary containment devices. This property is constructed of 7,900 linear feet of 4-6 foot concrete wall and 300 feet of earthen berm. Sump pumps automatically turn on and pump the water or liquids out of the basin they service. See location IDs 1 and 2 on the attached site map. | Pending as of April 1, 2023 | 2023-01-31 10:04 | 3900000 | 100
25532 | T1 | BWC TEXAS CITY TERMINAL INC | TEXAS CITY TERMINAL 1 | 201 DOCK RD | TEXAS CITY | TX | 77592 | GALVESTON | CN600129860 | RN100218767 | Earthen and concrete constructed walls surrounding the West Tank Farm and South Tank Farm respectively. See location IDs 6 and 7 on the attached site map. | Pending as of April 1, 2023 | 2023-01-31 10:05 | 918000 | 100
25533 | T1 | GRAND PRIX PIPELINE LLC | GRAND PRIX WINKLER COUNTY PIPELINES | GRAND PRIX PIPELINES IN WINKLER COUNTY | Winkler County | TX | 79789 | WINKLER | CN605967280 | RN111646055 | During Pipeline operations, there is potential for product to exit from Pipeline ruptures or leaks due to pipeline damage or defects. Leaked product is non recoverable and can pollute water and land. A way to prevent this is to limit the overall volume of product that might escape from the Pipeline. Automatic Shut Off Valves are installed at intervals along the Pipeline to reduce or prevent any such negative impacts to the environment caused by a product release. An Automatic Shutoff Valve is a block valve equipped with an electric, pneumatic, or natural gas powered actuator capable of closing the valve automatically when a change in pressure or flow rate exceeds a specified limit. Sensors provide data to show when a change has occurred. Isolating the damaged pipeline segment by quickly closing upstream and downstream block valves is an effective method for mitigating the consequences of product fugitives release, thus reducing risk of environmental damage. | Pending as of April 1, 2023 | 2023-01-31 10:08 | 212152 | 100
25534 | T1 | GRAND PRIX PIPELINE LLC | GRAND PRIX WARD COUNTY PIPELINES | GRAND PRIX PIPELINES IN WARD COUNTY | Ward County | TX | 79777 | WARD | CN605967280 | RN111646063 | During Pipeline operations, there is potential for product to exit from Pipeline ruptures or leaks due to pipeline damage or defects. Leaked product is non recoverable and can pollute water and land. A way to prevent this is to limit the overall volume of product that might escape from the Pipeline. Automatic Shut Off Valves are installed at intervals along the Pipeline to reduce or prevent any such negative impacts to the environment caused by a product release. An Automatic Shutoff Valve is a block valve equipped with an electric, pneumatic, or natural gas powered actuator capable of closing the valve automatically when a change in pressure or flow rate exceeds a specified limit. Sensors provide data to show when a change has occurred. Isolating the damaged pipeline segment by quickly closing upstream and downstream block valves is an effective method for mitigating the consequences of product fugitives release, thus reducing risk of environmental damage. | Pending as of April 1, 2023 | 2023-01-31 10:08 | 406619 | 100
25535 | T1 | GRAND PRIX PIPELINE LLC | GRAND PRIX WALKER COUNTY PIPELINE | GRAND PRIX PIPELINE IN WALKER COUNTY | Walker County | TX | 77320 | WALKER | CN605967280 | RN111646071 | During Pipeline operations, there is potential for product to exit from Pipeline ruptures or leaks due to pipeline damage or defects. Leaked product is non recoverable and can pollute water and land. A way to prevent this is to limit the overall volume of product that might escape from the Pipeline. Automatic Shut Off Valves are installed at intervals along the Pipeline to reduce or prevent any such negative impacts to the environment caused by a product release. An Automatic Shutoff Valve is a block valve equipped with an electric, pneumatic, or natural gas powered actuator capable of closing the valve automatically when a change in pressure or flow rate exceeds a specified limit. Sensors provide data to show when a change has occurred. Isolating the damaged pipeline segment by quickly closing upstream and downstream block valves is an effective method for mitigating the consequences of product fugitives release, thus reducing risk of environmental damage. | Pending as of April 1, 2023 | 2023-01-31 10:08 | 477015 | 100
25536 | T1 | GRAND PRIX PIPELINE LLC | GRAND PRIX UPTON COUNTY PIPELINES | GRAND PRIX PIPELINES IN UPTON COUNTY | Upton County | TX | 79755 | UPTON | CN605967280 | RN111646089 | During Pipeline operations, there is potential for product to exit from Pipeline ruptures or leaks due to pipeline damage or defects. Leaked product is non recoverable and can pollute water and land. A way to prevent this is to limit the overall volume of product that might escape from the Pipeline. Automatic Shut Off Valves are installed at intervals along the Pipeline to reduce or prevent any such negative impacts to the environment caused by a product release. An Automatic Shutoff Valve is a block valve equipped with an electric, pneumatic, or natural gas powered actuator capable of closing the valve automatically when a change in pressure or flow rate exceeds a specified limit. Sensors provide data to show when a change has occurred. Isolating the damaged pipeline segment by quickly closing upstream and downstream block valves is an effective method for mitigating the consequences of product fugitives release, thus reducing risk of environmental damage. | Pending as of April 1, 2023 | 2023-01-31 10:09 | 96624 | 100
25537 | T1 | GRAND PRIX PIPELINE LLC | GRAND PRIX TAYLOR COUNTY PIPELINES | GRAND PRIX PIPELINES IN TAYLOR COUNTY | Taylor County | TX | 79562 | TAYLOR | CN605967280 | RN111646097 | During Pipeline operations, there is potential for product to exit from Pipeline ruptures or leaks due to pipeline damage or defects. Leaked product is non recoverable and can pollute water and land. A way to prevent this is to limit the overall volume of product that might escape from the Pipeline. Automatic Shut Off Valves are installed at intervals along the Pipeline to reduce or prevent any such negative impacts to the environment caused by a product release. An Automatic Shutoff Valve is a block valve equipped with an electric, pneumatic, or natural gas powered actuator capable of closing the valve automatically when a change in pressure or flow rate exceeds a specified limit. Sensors provide data to show when a change has occurred. Isolating the damaged pipeline segment by quickly closing upstream and downstream block valves is an effective method for mitigating the consequences of product fugitives release, thus reducing risk of environmental damage. | Pending as of April 1, 2023 | 2023-01-31 10:09 | 394020 | 100
25538 | T1 | GRAND PRIX PIPELINE LLC | GRAND PRIX STERLING COUNTY PIPELINES | GRAND PRIX PIPELINES IN STERLING COUNTY | Sterling County | TX | 76951 | STERLING | CN605967280 | RN111646105 | During Pipeline operations, there is potential for product to exit from Pipeline ruptures or leaks due to pipeline damage or defects. Leaked product is non recoverable and can pollute water and land. A way to prevent this is to limit the overall volume of product that might escape from the Pipeline. Automatic Shut Off Valves are installed at intervals along the Pipeline to reduce or prevent any such negative impacts to the environment caused by a product release. An Automatic Shutoff Valve is a block valve equipped with an electric, pneumatic, or natural gas powered actuator capable of closing the valve automatically when a change in pressure or flow rate exceeds a specified limit. Sensors provide data to show when a change has occurred. Isolating the damaged pipeline segment by quickly closing upstream and downstream block valves is an effective method for mitigating the consequences of product fugitives release, thus reducing risk of environmental damage. | Pending as of April 1, 2023 | 2023-01-31 10:09 | 227920 | 100
25539 | T1 | GRAND PRIX PIPELINE LLC | GRAND PRIX SOMERVELL COUNTY PIPELINE | GRAND PRIX PIPELINE IN SOMERVELL COUNTY | Somervell County | TX | 76070 | SOMERVELL | CN605967280 | RN111646113 | During Pipeline operations, there is potential for product to exit from Pipeline ruptures or leaks due to pipeline damage or defects. Leaked product is non recoverable and can pollute water and land. A way to prevent this is to limit the overall volume of product that might escape from the Pipeline. Automatic Shut Off Valves are installed at intervals along the Pipeline to reduce or prevent any such negative impacts to the environment caused by a product release. An Automatic Shutoff Valve is a block valve equipped with an electric, pneumatic, or natural gas powered actuator capable of closing the valve automatically when a change in pressure or flow rate exceeds a specified limit. Sensors provide data to show when a change has occurred. Isolating the damaged pipeline segment by quickly closing upstream and downstream block valves is an effective method for mitigating the consequences of product fugitives release, thus reducing risk of environmental damage. | Pending as of April 1, 2023 | 2023-01-31 10:09 | 15180 | 100
25540 | T1 | CAMPBELL TRANSPORTATION COMPANY INC | CHANNELVIEW CHARTER | 16936 MARKET ST | CHANNELVIEW | TX | 77530 | HARRIS | CN606006237 | RN109642033 | The property consists of a vapor control system on 16 petrochemical tank barges CG numbers, 1301269, 1301270, 1247232, 1247233, 1249621, 1237485, 1236584, 1238213, 1312000, 1312001, 1312002, 1313085, 1206173, 1206174, 1327483, 1327484 as required by USCG regulations, including a vapor collection system, cargo gauging system, liquid overfill protection, vapor overpressure, vacuum protection, and pressure vacuum indicating device. This system prevents the discharge of hazardous petrochemical cargo vapors while the barge is being loaded or unloaded. | Pending as of April 1, 2023 | 2023-01-31 10:29 | 4823778 | 100
25541 | T1 | STREAMLINE INNOVATIONS INC | XTO MIMS 2 VALKYRIE | Latitude = 32.321136, Longitude = -103.820234 | Martin County | TX | 79749 | MARTIN | CN606101954 | RN111648713 | Using biodegradable, environmentally friendly, regenerative chemistry to convert hydrogen sulfide into elemental sulfur to sweeten natural gas and eliminate thousands of tons of poisonous sulfur dioxide produced by flaring sour gas. Consists of a contactor vessel, a regeneration vessel, and a filtration system to remove elemental sulfur from chemistry before it is reused. | Pending as of April 1, 2023 | 2023-01-31 10:47 | 1504499 | 100
25542 | T1 | STREAMLINE INNOVATIONS INC | MAPLE AFFIRMED VALKYRIE | Latitude = 31.385314, Longitude = -103.6447 | Reeves County | TX | 79772 | REEVES | CN606101954 | RN111648721 | Using biodegradable, environmentally friendly, regenerative chemistry to convert hydrogen sulfide into elemental sulfur to sweeten natural gas and eliminate thousands of tons of poisonous sulfur dioxide produced by flaring sour gas. Consists of a contactor vessel, a regeneration vessel, and a filtration system to remove elemental sulfur from chemistry before it is reused. | Pending as of April 1, 2023 | 2023-01-31 10:48 | 1043909 | 100
25543 | T1 | STREAMLINE INNOVATIONS INC | PERMIAN RESOURCES WIDOW JANE VALKYRIE | Latitude = 31.336586, Longitude = -103.641781 | Reeves County | TX | 79772 | REEVES | CN606101954 | RN111648739 | Using biodegradable, environmentally friendly, regenerative chemistry to convert hydrogen sulfide into elemental sulfur to sweeten natural gas and eliminate thousands of tons of poisonous sulfur dioxide produced by flaring sour gas. Consists of a contactor vessel, a regeneration vessel, and a filtration system to remove elemental sulfur from chemistry before it is reused. | Pending as of April 1, 2023 | 2023-01-31 10:48 | 1559862 | 100
25544 | T1 | STREAMLINE INNOVATIONS INC | MAPLE WAR ADMIRAL VALKYRIE | Latitude = 31.336586, Longitude = -103.641781 | Reeves County | TX | 79772 | REEVES | CN606101954 | RN111648747 | Using biodegradable, environmentally friendly, regenerative chemistry to convert hydrogen sulfide into elemental sulfur to sweeten natural gas and eliminate thousands of tons of poisonous sulfur dioxide produced by flaring sour gas. Consists of a contactor vessel, a regeneration vessel, and a filtration system to remove elemental sulfur from chemistry before it is reused. | Pending as of April 1, 2023 | 2023-01-31 10:48 | 1043909 | 100
25545 | T1 | STREAMLINE INNOVATIONS INC | MAPLE SPECIAL EFFORT VALKYRIE | Latitude = 31.349361, Longitude = -103.659556 | Reeves County | TX | 79772 | REEVES | CN606101954 | RN111648754 | Using biodegradable, environmentally friendly, regenerative chemistry to convert hydrogen sulfide into elemental sulfur to sweeten natural gas and eliminate thousands of tons of poisonous sulfur dioxide produced by flaring sour gas. Consists of a contactor vessel, a regeneration vessel, and a filtration system to remove elemental sulfur from chemistry before it is reused. | Pending as of April 1, 2023 | 2023-01-31 10:48 | 2700647 | 100
25546 | T1 | STREAMLINE INNOVATIONS INC | MAPLE COOPERS DREAM VALKYRIE | Latitude = 31.374292, Longitude = -103.6411 | Reeves County | TX | 79772 | REEVES | CN606101954 | RN111648762 | Using biodegradable, environmentally friendly, regenerative chemistry to convert hydrogen sulfide into elemental sulfur to sweeten natural gas and eliminate thousands of tons of poisonous sulfur dioxide produced by flaring sour gas. Consists of a contactor vessel, a regeneration vessel, and a filtration system to remove elemental sulfur from chemistry before it is reused. | Pending as of April 1, 2023 | 2023-01-31 10:49 | 2831362 | 100
25547 | T1 | STREAMLINE INNOVATIONS INC | HENRY WILD TURKEY VALKYRIE | Latitude = 31.110583, Longitude = -103.585 | Reeves County | TX | 79772 | REEVES | CN606101954 | RN111648770 | Using biodegradable, environmentally friendly, regenerative chemistry to convert hydrogen sulfide into elemental sulfur to sweeten natural gas and eliminate thousands of tons of poisonous sulfur dioxide produced by flaring sour gas. Consists of a contactor vessel, a regeneration vessel, and a filtration system to remove elemental sulfur from chemistry before it is reused. | Pending as of April 1, 2023 | 2023-01-31 10:49 | 1140069 | 100
25548 | T1 | STREAMLINE INNOVATIONS INC | HENRY WILD HORSE 1 VALKYRIE | Latitude = 31.020931, Longitude = -103.488578 | Reeves County | TX | 79780 | REEVES | CN606101954 | RN111648788 | Using biodegradable, environmentally-friendly, regenerative chemistry to convert hydrogen sulfide into elemental sulfur to sweeten natural gas and eliminate thousands of tons of poisonous sulfur dioxide produced by flaring sour gas. Consists of a contactor vessel, a regeneration vessel, and a filtration system to remove elemental sulfur from chemistry before it is reused. | Pending as of April 1, 2023 | 2023-01-31 10:49 | 1180589 | 100
25549 | T1 | STREAMLINE INNOVATIONS INC | EOG RINGO VALKYRIE | Latitude = 29.144347, Longitude = -97.787575 | Karnes County | TX | 78116 | KARNES | CN606101954 | RN111648796 | The Valkyrie unit uses environmentally friendly regenerative chemistry to convert hydrogen sulfide into elemental sulfur to sweeten natural. The unit consists of a contactor vessel, a regeneration vessel, and a filtration system to remove elemental sulfur from chemistry before it is reused. | Pending as of April 1, 2023 | 2023-01-31 10:49 | 1230337 | 100
25550 | T1 | STREAMLINE INNOVATIONS INC | CALLON NIMITZ VALKYRIE | Latitude = 31.176981, Longitude = -103.574164 | Reeves County | TX | 79772 | REEVES | CN606101954 | RN111648804 | The Valkyrie unit uses environmentally friendly regenerative chemistry to convert hydrogen sulfide into elemental sulfur to sweeten natural gas. The unit consists of a contactor vessel, a regeneration vessel, and a filtration system to remove elemental sulfur from chemistry before it is reused. | Pending as of April 1, 2023 | 2023-01-31 10:49 | 1104363 | 100
25551 | T1 | CAMPBELL TRANSPORTATION COMPANY INC | CHANNELVIEW CHARTER | 16936 MARKET ST | CHANNELVIEW | TX | 77530 | HARRIS | CN606006237 | RN109642033 | The property consist of the double hull on 16 petrochemical tank barges USCG numbers 1301269, 1301270, 1247232, 1247233, 1249621, 1237485, 1236584, 1238213, 1312000, 1312001, 1312002, 1313085, 1206173, 1206174, 1327483, 1327484 as required by USCG regulations to prevent the discharge of hazardous liquid petrochemical products into the U.S. inland and coastal waterway system | Pending as of April 1, 2023 | 2023-01-31 11:12 | 12059445 | 100
25552 | T1 | ENSTOR KATY STORAGE AND TRANSPORTATION LP | KATY HUB & STORAGE PLANT | 25959 WESTHEIMER PKWY | KATY | TX | 77494 | FORT BEND | CN603405036 | RN102543816 | Installed 8 lean burn Waukesha 7022 GSI engines as a replacement engine. Installed 16 nonselective catalytic converters, air fuel ratio controllers with panel boards, and oxygen sensors on two stationary internal combustion engines. Temperature and pressure sensors, post and pre catalyst oxygen sensing. From the panel system, you can monitor parameters in real-time, including shutdowns, alarms, and faults. | Pending as of April 1, 2023 | 2023-01-31 12:53 | 2929835 | 100
25553 | T1 | EPIC Y-GRADE PIPELINE LP | ZAVALA COUNTY EPIC Y GRADE PIPELINE | EPIC Y GRADE PIPELINE LOCATED IN ZAVALA COUNTY | Zavala County | TX | 78839 | ZAVALA | CN606101020 | RN111647012 | Leaked product can contribute to the pollution of waters and lands of the State of Texas. Nondestructive Testing Expenditures during pipeline construction, weld inspections and testing must be conducted as a form of leak detection and prevention. Radiography, one of the most widely used nondestructive testing methods, has been carried out on the pipeline using X-rays to detect internal flaws, defects, or damage in the welds. Radiography tests are performed by using radiation from a controlled source to penetrate the test items. As the radiation passes through the pipeline weld, a portion of it is absorbed by the molecular structure of the material. The amount of radiation absorbed depends on the density and composition of the material. As any cracks, fissures, and pockets in the material have different densities, they will be characterized by different exposure values as more or less radiation penetrates at those points during exposure. Nondestructive testing is instrumental in detecting weld defects that lead to product leakage from the pipeline once operational | Pending as of April 1, 2023 | 2023-01-31 14:05 | 681600 | 100
25554 | T1 | EPIC Y-GRADE PIPELINE LP | WARD COUNTY EPIC Y GRADE PIPELINE | EPIC Y GRADE PIPELINE LOCATED IN WARD COUNTY | Ward County | TX | 79788 | WARD | CN606101020 | RN111647020 | Leaked product can contribute to the pollution of waters and lands of the State of Texas. Nondestructive Testing Expenditures during pipeline construction, weld inspections and testing must be conducted as a form of leak detection and prevention. Radiography, one of the most widely used nondestructive testing methods, has been carried out on the pipeline using X-rays to detect internal flaws, defects, or damage in the welds. Radiography tests are performed by using radiation from a controlled source to penetrate the test items. As the radiation passes through the pipeline weld, a portion of it is absorbed by the molecular structure of the material. The amount of radiation absorbed depends on the density and composition of the material. As any cracks, fissures, and pockets in the material have different densities, they will be characterized by different exposure values as more or less radiation penetrates at those points during exposure. Nondestructive testing is instrumental in detecting weld defects that lead to product leakage from the pipeline once operational | Pending as of April 1, 2023 | 2023-01-31 14:05 | 480000 | 100
25555 | T1 | EPIC Y-GRADE PIPELINE LP | UPTON COUNTY EPIC Y GRADE PIPELINE | EPIC Y GRADE PIPELINE LOCATED IN UPTON COUNTY | Upton County | TX | 79755 | UPTON | CN606101020 | RN111647038 | Leaked product can contribute to the pollution of waters and lands of the State of Texas. Nondestructive Testing Expenditures during pipeline construction, weld inspections and testing must be conducted as a form of leak detection and prevention. Radiography, one of the most widely used nondestructive testing methods, has been carried out on the pipeline using X-rays to detect internal flaws, defects, or damage in the welds. Radiography tests are performed by using radiation from a controlled source to penetrate the test items. As the radiation passes through the pipeline weld, a portion of it is absorbed by the molecular structure of the material. The amount of radiation absorbed depends on the density and composition of the material. As any cracks, fissures, and pockets in the material have different densities, they will be characterized by different exposure values as more or less radiation penetrates at those points during exposure. Nondestructive testing is instrumental in detecting weld defects that lead to product leakage from the pipeline once operational | Pending as of April 1, 2023 | 2023-01-31 14:05 | 2617600 | 100
25556 | T1 | EPIC Y-GRADE PIPELINE LP | SUTTON COUNTY EPIC Y GRADE PIPELINE | EPIC Y GRADE PIPELINE LOCATED IN SUTTON COUNTY | Sutton County | TX | 76950 | SUTTON | CN606101020 | RN111647046 | Leaked product can contribute to the pollution of waters and lands of the State of Texas. Nondestructive Testing Expenditures during pipeline construction, weld inspections and testing must be conducted as a form of leak detection and prevention. Radiography, one of the most widely used nondestructive testing methods, has been carried out on the pipeline using X-rays to detect internal flaws, defects, or damage in the welds. Radiography tests are performed by using radiation from a controlled source to penetrate the test items. As the radiation passes through the pipeline weld, a portion of it is absorbed by the molecular structure of the material. The amount of radiation absorbed depends on the density and composition of the material. As any cracks, fissures, and pockets in the material have different densities, they will be characterized by different exposure values as more or less radiation penetrates at those points during exposure. Nondestructive testing is instrumental in detecting weld defects that lead to product leakage from the pipeline once operational | Pending as of April 1, 2023 | 2023-01-31 14:06 | 4041600 | 100
25557 | T1 | EPIC Y-GRADE PIPELINE LP | SCHLEICHER COUNTY EPIC Y GRADE PIPELINE | EPIC Y GRADE PIPELINE LOCATED IN SCHLEICHER COUNTY | Schleicher County | TX | 76936 | SCHLEICHER | CN606101020 | RN111647053 | Leaked product can contribute to the pollution of waters and lands of the State of Texas. Nondestructive Testing Expenditures during pipeline construction, weld inspections and testing must be conducted as a form of leak detection and prevention. Radiography, one of the most widely used nondestructive testing methods, has been carried out on the pipeline using X-rays to detect internal flaws, defects, or damage in the welds. Radiography tests are performed by using radiation from a controlled source to penetrate the test items. As the radiation passes through the pipeline weld, a portion of it is absorbed by the molecular structure of the material. The amount of radiation absorbed depends on the density and composition of the material. As any cracks, fissures, and pockets in the material have different densities, they will be characterized by different exposure values as more or less radiation penetrates at those points during exposure. Nondestructive testing is instrumental in detecting weld defects that lead to product leakage from the pipeline once operational | Pending as of April 1, 2023 | 2023-01-31 14:06 | 78840 | 100
25558 | T1 | EPIC Y-GRADE PIPELINE LP | REEVES COUNTY EPIC Y GRADE PIPELINE | EPIC Y GRADE PIPELINE LOCATED IN REEVES COUNTY | Reeves County | TX | 79772 | REEVES | CN606101020 | RN111647061 | Leaked product can contribute to the pollution of waters and lands of the State of Texas. Nondestructive Testing Expenditures during pipeline construction, weld inspections and testing must be conducted as a form of leak detection and prevention. Radiography, one of the most widely used nondestructive testing methods, has been carried out on the pipeline using X-rays to detect internal flaws, defects, or damage in the welds. Radiography tests are performed by using radiation from a controlled source to penetrate the test items. As the radiation passes through the pipeline weld, a portion of it is absorbed by the molecular structure of the material. The amount of radiation absorbed depends on the density and composition of the material. As any cracks, fissures, and pockets in the material have different densities, they will be characterized by different exposure values as more or less radiation penetrates at those points during exposure. Nondestructive testing is instrumental in detecting weld defects that lead to product leakage from the pipeline once operational | Pending as of April 1, 2023 | 2023-01-31 14:06 | 6491680 | 100
25559 | T1 | EPIC Y-GRADE PIPELINE LP | REAGAN COUNTY EPIC Y GRADE PIPELINE | EPIC Y GRADE PIPELINE LOCATED IN REAGAN COUNTY | Reagan County | TX | 76932 | REAGAN | CN606101020 | RN111647079 | Leaked product can contribute to the pollution of waters and lands of the State of Texas. Nondestructive Testing Expenditures during pipeline construction, weld inspections and testing must be conducted as a form of leak detection and prevention. Radiography, one of the most widely used nondestructive testing methods, has been carried out on the pipeline using X-rays to detect internal flaws, defects, or damage in the welds. Radiography tests are performed by using radiation from a controlled source to penetrate the test items. As the radiation passes through the pipeline weld, a portion of it is absorbed by the molecular structure of the material. The amount of radiation absorbed depends on the density and composition of the material. As any cracks, fissures, and pockets in the material have different densities, they will be characterized by different exposure values as more or less radiation penetrates at those points during exposure. Nondestructive testing is instrumental in detecting weld defects that lead to product leakage from the pipeline once operational | Pending as of April 1, 2023 | 2023-01-31 14:06 | 2736000 | 100
25560 | T1 | EPIC Y-GRADE PIPELINE LP | PECOS COUNTY EPIC Y GRADE PIPELINE | EPIC Y GRADE PIPELINE LOCATED IN PECOS COUNTY | Pecos County | TX | 79735 | PECOS | CN606101020 | RN111647087 | Leaked product can contribute to the pollution of waters and lands of the State of Texas. Nondestructive Testing Expenditures during pipeline construction, weld inspections and testing must be conducted as a form of leak detection and prevention. Radiography, one of the most widely used nondestructive testing methods, has been carried out on the pipeline using X-rays to detect internal flaws, defects, or damage in the welds. Radiography tests are performed by using radiation from a controlled source to penetrate the test items. As the radiation passes through the pipeline weld, a portion of it is absorbed by the molecular structure of the material. The amount of radiation absorbed depends on the density and composition of the material. As any cracks, fissures, and pockets in the material have different densities, they will be characterized by different exposure values as more or less radiation penetrates at those points during exposure. Nondestructive testing is instrumental in detecting weld defects that lead to product leakage from the pipeline once operational | Pending as of April 1, 2023 | 2023-01-31 14:06 | 1030400 | 100
25561 | T1 | EPIC Y-GRADE PIPELINE LP | NUECES COUNTY EPIC Y GRADE PIPELINE | EPIC Y GRADE PIPELINE LOCATED IN NUECES COUNTY | Nueces County | TX | 78380 | NUECES | CN606101020 | RN111647095 | Leaked product can contribute to the pollution of waters and lands of the State of Texas. Nondestructive Testing Expenditures during pipeline construction, weld inspections and testing must be conducted as a form of leak detection and prevention. Radiography, one of the most widely used nondestructive testing methods, has been carried out on the pipeline using X-rays to detect internal flaws, defects, or damage in the welds. Radiography tests are performed by using radiation from a controlled source to penetrate the test items. As the radiation passes through the pipeline weld, a portion of it is absorbed by the molecular structure of the material. The amount of radiation absorbed depends on the density and composition of the material. As any cracks, fissures, and pockets in the material have different densities, they will be characterized by different exposure values as more or less radiation penetrates at those points during exposure. Nondestructive testing is instrumental in detecting weld defects that lead to product leakage from the pipeline once operational | Pending as of April 1, 2023 | 2023-01-31 14:06 | 2208000 | 100
25562 | T1 | EPIC Y-GRADE PIPELINE LP | MCMULLEN COUNTY EPIC Y GRADE PIPELINE | EPIC Y GRADE PIPELINE LOCATED IN MCMULLEN COUNTY | Mcmullen County | TX | 78021 | MCMULLEN | CN606101020 | RN111647103 | Leaked product can contribute to the pollution of waters and lands of the State of Texas. Nondestructive Testing Expenditures during pipeline construction, weld inspections and testing must be conducted as a form of leak detection and prevention. Radiography, one of the most widely used nondestructive testing methods, has been carried out on the pipeline using X-rays to detect internal flaws, defects, or damage in the welds. Radiography tests are performed by using radiation from a controlled source to penetrate the test items. As the radiation passes through the pipeline weld, a portion of it is absorbed by the molecular structure of the material. The amount of radiation absorbed depends on the density and composition of the material. As any cracks, fissures, and pockets in the material have different densities, they will be characterized by different exposure values as more or less radiation penetrates at those points during exposure. Nondestructive testing is instrumental in detecting weld defects that lead to product leakage from the pipeline once operational | Pending as of April 1, 2023 | 2023-01-31 14:07 | 182400 | 100
25563 | T1 | EPIC Y-GRADE PIPELINE LP | MAVERICK COUNTY EPIC Y GRADE PIPELINE | EPIC Y GRADE PIPELINE LOCATED IN MAVERICK COUNTY | Maverick County | TX | 78853 | MAVERICK | CN606101020 | RN111647111 | Leaked product can contribute to the pollution of waters and lands of the State of Texas. Nondestructive Testing Expenditures during pipeline construction, weld inspections and testing must be conducted as a form of leak detection and prevention. Radiography, one of the most widely used nondestructive testing methods, has been carried out on the pipeline using X-rays to detect internal flaws, defects, or damage in the welds. Radiography tests are performed by using radiation from a controlled source to penetrate the test items. As the radiation passes through the pipeline weld, a portion of it is absorbed by the molecular structure of the material. The amount of radiation absorbed depends on the density and composition of the material. As any cracks, fissures, and pockets in the material have different densities, they will be characterized by different exposure values as more or less radiation penetrates at those points during exposure. Nondestructive testing is instrumental in detecting weld defects that lead to product leakage from the pipeline once operational | Pending as of April 1, 2023 | 2023-01-31 14:07 | 2200000 | 100
25564 | T1 | EPIC Y-GRADE PIPELINE LP | LASALLE COUNTY EPIC Y GRADE PIPELINE | EPIC Y GRADE PIPELINE LOCATED IN LA SALLE COUNTY | La Salle County | TX | 78014 | LA SALLE | CN606101020 | RN111647129 | Leaked product can contribute to the pollution of waters and lands of the State of Texas. Nondestructive Testing Expenditures during pipeline construction, weld inspections and testing must be conducted as a form of leak detection and prevention. Radiography, one of the most widely used nondestructive testing methods, has been carried out on the pipeline using X-rays to detect internal flaws, defects, or damage in the welds. Radiography tests are performed by using radiation from a controlled source to penetrate the test items. As the radiation passes through the pipeline weld, a portion of it is absorbed by the molecular structure of the material. The amount of radiation absorbed depends on the density and composition of the material. As any cracks, fissures, and pockets in the material have different densities, they will be characterized by different exposure values as more or less radiation penetrates at those points during exposure. Nondestructive testing is instrumental in detecting weld defects that lead to product leakage from the pipeline once operational | Pending as of April 1, 2023 | 2023-01-31 14:07 | 4531200 | 100
25565 | T1 | EPIC Y-GRADE PIPELINE LP | KINNEY COUNTY EPIC Y GRADE PIPELINE | EPIC Y GRADE PIPELINE LOCATED IN KINNEY COUNTY | Kinney County | TX | 78832 | KINNEY | CN606101020 | RN111647137 | Leaked product can contribute to the pollution of waters and lands of the State of Texas. Nondestructive Testing Expenditures during pipeline construction, weld inspections and testing must be conducted as a form of leak detection and prevention. Radiography, one of the most widely used nondestructive testing methods, has been carried out on the pipeline using X-rays to detect internal flaws, defects, or damage in the welds. Radiography tests are performed by using radiation from a controlled source to penetrate the test items. As the radiation passes through the pipeline weld, a portion of it is absorbed by the molecular structure of the material. The amount of radiation absorbed depends on the density and composition of the material. As any cracks, fissures, and pockets in the material have different densities, they will be characterized by different exposure values as more or less radiation penetrates at those points during exposure. Nondestructive testing is instrumental in detecting weld defects that lead to product leakage from the pipeline once operational | Pending as of April 1, 2023 | 2023-01-31 14:07 | 4435200 | 100
25566 | T1 | EPIC Y-GRADE PIPELINE LP | JIM WELLS COUNTY EPIC Y GRADE PIPELINE | EPIC Y GRADE PIPELINE LOCATED IN JIM WELLS COUNTY | Jim Wells County | TX | 78332 | JIM WELLS | CN606101020 | RN111647145 | Leaked product can contribute to the pollution of waters and lands of the State of Texas. Nondestructive Testing Expenditures during pipeline construction, weld inspections and testing must be conducted as a form of leak detection and prevention. Radiography, one of the most widely used nondestructive testing methods, has been carried out on the pipeline using X-rays to detect internal flaws, defects, or damage in the welds. Radiography tests are performed by using radiation from a controlled source to penetrate the test items. As the radiation passes through the pipeline weld, a portion of it is absorbed by the molecular structure of the material. The amount of radiation absorbed depends on the density and composition of the material. As any cracks, fissures, and pockets in the material have different densities, they will be characterized by different exposure values as more or less radiation penetrates at those points during exposure. Nondestructive testing is instrumental in detecting weld defects that lead to product leakage from the pipeline once operational | Pending as of April 1, 2023 | 2023-01-31 14:07 | 1795200 | 100
25567 | T1 | EPIC Y-GRADE PIPELINE LP | EDWARDS COUNTY EPIC Y GRADE PIPELINE | EPIC Y GRADE PIPELINE LOCATED IN EDWARD COUNTY | Edwards County | TX | 78880 | EDWARDS | CN606101020 | RN111647152 | Leaked product can contribute to the pollution of waters and lands of the State of Texas. Nondestructive Testing Expenditures during pipeline construction, weld inspections and testing must be conducted as a form of leak detection and prevention. Radiography, one of the most widely used nondestructive testing methods, has been carried out on the pipeline using X-rays to detect internal flaws, defects, or damage in the welds. Radiography tests are performed by using radiation from a controlled source to penetrate the test items. As the radiation passes through the pipeline weld, a portion of it is absorbed by the molecular structure of the material. The amount of radiation absorbed depends on the density and composition of the material. As any cracks, fissures, and pockets in the material have different densities, they will be characterized by different exposure values as more or less radiation penetrates at those points during exposure. Nondestructive testing is instrumental in detecting weld defects that lead to product leakage from the pipeline once operational | Pending as of April 1, 2023 | 2023-01-31 14:08 | 5558400 | 100
25568 | T1 | EPIC Y-GRADE PIPELINE LP | DUVAL COUNTY EPIC Y GRADE PIPELINE | EPIC Y GRADE PIPELINE LOCATED IN DUVAL COUNTY | Duval County | TX | 78357 | DUVAL | CN606101020 | RN111647160 | Leaked product can contribute to the pollution of waters and lands of the State of Texas. Nondestructive Testing Expenditures during pipeline construction, weld inspections and testing must be conducted as a form of leak detection and prevention. Radiography, one of the most widely used nondestructive testing methods, has been carried out on the pipeline using X-rays to detect internal flaws, defects, or damage in the welds. Radiography tests are performed by using radiation from a controlled source to penetrate the test items. As the radiation passes through the pipeline weld, a portion of it is absorbed by the molecular structure of the material. The amount of radiation absorbed depends on the density and composition of the material. As any cracks, fissures, and pockets in the material have different densities, they will be characterized by different exposure values as more or less radiation penetrates at those points during exposure. Nondestructive testing is instrumental in detecting weld defects that lead to product leakage from the pipeline once operational | Pending as of April 1, 2023 | 2023-01-31 14:08 | 4051200 | 100
25569 | T1 | EPIC Y-GRADE PIPELINE LP | DIMMIT COUNTY EPIC Y GRADE PIPELINE | EPIC Y GRADE PIPELINE LOCATED IN DIMMIT COUNTY | Dimmit County | TX | 78834 | DIMMIT | CN606101020 | RN111647186 | Leaked product can contribute to the pollution of waters and lands of the State of Texas. Nondestructive Testing Expenditures during pipeline construction, weld inspections and testing must be conducted as a form of leak detection and prevention. Radiography, one of the most widely used nondestructive testing methods, has been carried out on the pipeline using X-rays to detect internal flaws, defects, or damage in the welds. Radiography tests are performed by using radiation from a controlled source to penetrate the test items. As the radiation passes through the pipeline weld, a portion of it is absorbed by the molecular structure of the material. The amount of radiation absorbed depends on the density and composition of the material. As any cracks, fissures, and pockets in the material have different densities, they will be characterized by different exposure values as more or less radiation penetrates at those points during exposure. Nondestructive testing is instrumental in detecting weld defects that lead to product leakage from the pipeline once operational | Pending as of April 1, 2023 | 2023-01-31 14:08 | 5731200 | 100
25570 | T1 | EPIC Y-GRADE PIPELINE LP | CULBERSON COUNTY EPIC Y GRADE PIPELINE | EPIC Y GRADE PIPELINE | Culberson County | TX | 79855 | CULBERSON | CN606101020 | RN111647178 | Leaked product can contribute to the pollution of waters and lands of the State of Texas. Nondestructive Testing Expenditures during pipeline construction, weld inspections and testing must be conducted as a form of leak detection and prevention. Radiography, one of the most widely used nondestructive testing methods, has been carried out on the pipeline using X-rays to detect internal flaws, defects, or damage in the welds. Radiography tests are performed by using radiation from a controlled source to penetrate the test items. As the radiation passes through the pipeline weld, a portion of it is absorbed by the molecular structure of the material. The amount of radiation absorbed depends on the density and composition of the material. As any cracks, fissures, and pockets in the material have different densities, they will be characterized by different exposure values as more or less radiation penetrates at those points during exposure. Nondestructive testing is instrumental in detecting weld defects that lead to product leakage from the pipeline once operational | Pending as of April 1, 2023 | 2023-01-31 14:08 | 297600 | 100
25571 | T1 | EPIC Y-GRADE PIPELINE LP | CROCKETT COUNTY EPIC Y GRADE PIPELINE | EPIC Y GRADE PIPELINE LOCATED IN CROCKETT COUNTY | Crockett County | TX | 76943 | CROCKETT | CN606101020 | RN111647194 | Leaked product can contribute to the pollution of waters and lands of the State of Texas. Nondestructive Testing Expenditures during pipeline construction, weld inspections and testing must be conducted as a form of leak detection and prevention. Radiography, one of the most widely used nondestructive testing methods, has been carried out on the pipeline using X-rays to detect internal flaws, defects, or damage in the welds. Radiography tests are performed by using radiation from a controlled source to penetrate the test items. As the radiation passes through the pipeline weld, a portion of it is absorbed by the molecular structure of the material. The amount of radiation absorbed depends on the density and composition of the material. As any cracks, fissures, and pockets in the material have different densities, they will be characterized by different exposure values as more or less radiation penetrates at those points during exposure. Nondestructive testing is instrumental in detecting weld defects that lead to product leakage from the pipeline once operational | Pending as of April 1, 2023 | 2023-01-31 14:08 | 4156800 | 100
25572 | T1 | EPIC Y-GRADE PIPELINE LP | CRANE COUNTY EPIC Y-GRADE PIPELINE | EPIC Y-GRADE PIPELINE LOCATED IN CRANE COUNTY | Crane County | TX | 79731 | CRANE | CN606101020 | RN111646469 | Leaked product can contribute to the pollution of waters and lands of the State of Texas. Nondestructive Testing Expenditures during pipeline construction, weld inspections and testing must be conducted as a form of leak detection and prevention. Radiography, one of the most widely used nondestructive testing methods, has been carried out on the pipeline using X-rays to detect internal flaws, defects, or damage in the welds. Radiography tests are performed by using radiation from a controlled source to penetrate the test items. As the radiation passes through the pipeline weld, a portion of it is absorbed by the molecular structure of the material. The amount of radiation absorbed depends on the density and composition of the material. As any cracks, fissures, and pockets in the material have different densities, they will be characterized by different exposure values as more or less radiation penetrates at those points during exposure. Nondestructive testing is instrumental in detecting weld defects that lead to product leakage from the pipeline once operational | Pending as of April 1, 2023 | 2023-01-31 14:09 | 1830400 | 100
25573 | T1 | EPIC Y-GRADE PIPELINE LP | MCMULLEN COUNTY EPIC Y GRADE PIPELINE | EPIC Y GRADE PIPELINE LOCATED IN MCMULLEN COUNTY | Mcmullen County | TX | 78021 | MCMULLEN | CN606101020 | RN111647103 | During Pipeline operations, there is potential for product to exit from Pipeline ruptures or leaks due to pipeline damage or defects. Leaked product is non recoverable and can pollute water and land. A way to prevent this is to limit the overall volume of product that might escape from the Pipeline. Automatic Shut Off Valves are installed at intervals along the Pipeline to reduce or prevent any such negative impacts to the environment caused by a product release. An Automatic Shutoff Valve is a block valve equipped with an electric, pneumatic, or natural gas powered actuator capable of closing the valve automatically when a change in pressure or flow rate exceeds a specified limit. Sensors provide data to show when a change has occurred. Isolating the damaged pipeline segment by quickly closing upstream and downstream block valves is an effective method for mitigating the consequences of product fugitives release, thus reducing risk of environmental damage. | Pending as of April 1, 2023 | 2023-01-31 14:09 | 25080 | 100
25574 | T1 | EPIC Y-GRADE PIPELINE LP | WARD COUNTY EPIC Y GRADE PIPELINE | EPIC Y GRADE PIPELINE LOCATED IN WARD COUNTY | Ward County | TX | 79788 | WARD | CN606101020 | RN111647020 | During Pipeline operations, there is potential for product to exit from Pipeline ruptures or leaks due to pipeline damage or defects. Leaked product is non recoverable and can pollute water and land. A way to prevent this is to limit the overall volume of product that might escape from the Pipeline. Automatic Shut Off Valves are installed at intervals along the Pipeline to reduce or prevent any such negative impacts to the environment caused by a product release. An Automatic Shutoff Valve is a block valve equipped with an electric, pneumatic, or natural gas powered actuator capable of closing the valve automatically when a change in pressure or flow rate exceeds a specified limit. Sensors provide data to show when a change has occurred. Isolating the damaged pipeline segment by quickly closing upstream and downstream block valves is an effective method for mitigating the consequences of product fugitives release, thus reducing risk of environmental damage. | Pending as of April 1, 2023 | 2023-01-31 14:09 | 66000 | 100
25575 | T1 | EPIC Y-GRADE PIPELINE LP | UPTON COUNTY EPIC Y GRADE PIPELINE | EPIC Y GRADE PIPELINE LOCATED IN UPTON COUNTY | Upton County | TX | 79755 | UPTON | CN606101020 | RN111647038 | During Pipeline operations, there is potential for product to exit from Pipeline ruptures or leaks due to pipeline damage or defects. Leaked product is non recoverable and can pollute water and land. A way to prevent this is to limit the overall volume of product that might escape from the Pipeline. Automatic Shut Off Valves are installed at intervals along the Pipeline to reduce or prevent any such negative impacts to the environment caused by a product release. An Automatic Shutoff Valve is a block valve equipped with an electric, pneumatic, or natural gas powered actuator capable of closing the valve automatically when a change in pressure or flow rate exceeds a specified limit. Sensors provide data to show when a change has occurred. Isolating the damaged pipeline segment by quickly closing upstream and downstream block valves is an effective method for mitigating the consequences of product fugitives release, thus reducing risk of environmental damage. | Pending as of April 1, 2023 | 2023-01-31 14:09 | 359920 | 100
25576 | T1 | EPIC Y-GRADE PIPELINE LP | SUTTON COUNTY EPIC Y GRADE PIPELINE | EPIC Y GRADE PIPELINE LOCATED IN SUTTON COUNTY | Sutton County | TX | 76950 | SUTTON | CN606101020 | RN111647046 | During Pipeline operations, there is potential for product to exit from Pipeline ruptures or leaks due to pipeline damage or defects. Leaked product is non recoverable and can pollute water and land. A way to prevent this is to limit the overall volume of product that might escape from the Pipeline. Automatic Shut Off Valves are installed at intervals along the Pipeline to reduce or prevent any such negative impacts to the environment caused by a product release. An Automatic Shutoff Valve is a block valve equipped with an electric, pneumatic, or natural gas powered actuator capable of closing the valve automatically when a change in pressure or flow rate exceeds a specified limit. Sensors provide data to show when a change has occurred. Isolating the damaged pipeline segment by quickly closing upstream and downstream block valves is an effective method for mitigating the consequences of product fugitives release, thus reducing risk of environmental damage. | Pending as of April 1, 2023 | 2023-01-31 14:09 | 555720 | 100
25577 | T1 | EPIC Y-GRADE PIPELINE LP | SCHLEICHER COUNTY EPIC Y GRADE PIPELINE | EPIC Y GRADE PIPELINE LOCATED IN SCHLEICHER COUNTY | Schleicher County | TX | 76936 | SCHLEICHER | CN606101020 | RN111647053 | During Pipeline operations, there is potential for product to exit from Pipeline ruptures or leaks due to pipeline damage or defects. Leaked product is non recoverable and can pollute water and land. A way to prevent this is to limit the overall volume of product that might escape from the Pipeline. Automatic Shut Off Valves are installed at intervals along the Pipeline to reduce or prevent any such negative impacts to the environment caused by a product release. An Automatic Shutoff Valve is a block valve equipped with an electric, pneumatic, or natural gas powered actuator capable of closing the valve automatically when a change in pressure or flow rate exceeds a specified limit. Sensors provide data to show when a change has occurred. Isolating the damaged pipeline segment by quickly closing upstream and downstream block valves is an effective method for mitigating the consequences of product fugitives release, thus reducing risk of environmental damage. | Pending as of April 1, 2023 | 2023-01-31 14:10 | 10841 | 100
25578 | T1 | EPIC Y-GRADE PIPELINE LP | REEVES COUNTY EPIC Y GRADE PIPELINE | EPIC Y GRADE PIPELINE LOCATED IN REEVES COUNTY | Reeves County | TX | 79772 | REEVES | CN606101020 | RN111647061 | During Pipeline operations, there is potential for product to exit from Pipeline ruptures or leaks due to pipeline damage or defects. Leaked product is non recoverable and can pollute water and land. A way to prevent this is to limit the overall volume of product that might escape from the Pipeline. Automatic Shut Off Valves are installed at intervals along the Pipeline to reduce or prevent any such negative impacts to the environment caused by a product release. An Automatic Shutoff Valve is a block valve equipped with an electric, pneumatic, or natural gas powered actuator capable of closing the valve automatically when a change in pressure or flow rate exceeds a specified limit. Sensors provide data to show when a change has occurred. Isolating the damaged pipeline segment by quickly closing upstream and downstream block valves is an effective method for mitigating the consequences of product fugitives release, thus reducing risk of environmental damage. | Pending as of April 1, 2023 | 2023-01-31 14:10 | 892606 | 100
25579 | T1 | EPIC Y-GRADE PIPELINE LP | REAGAN COUNTY EPIC Y GRADE PIPELINE | EPIC Y GRADE PIPELINE LOCATED IN REAGAN COUNTY | Reagan County | TX | 76932 | REAGAN | CN606101020 | RN111647079 | During Pipeline operations, there is potential for product to exit from Pipeline ruptures or leaks due to pipeline damage or defects. Leaked product is non recoverable and can pollute water and land. A way to prevent this is to limit the overall volume of product that might escape from the Pipeline. Automatic Shut Off Valves are installed at intervals along the Pipeline to reduce or prevent any such negative impacts to the environment caused by a product release. An Automatic Shutoff Valve is a block valve equipped with an electric, pneumatic, or natural gas powered actuator capable of closing the valve automatically when a change in pressure or flow rate exceeds a specified limit. Sensors provide data to show when a change has occurred. Isolating the damaged pipeline segment by quickly closing upstream and downstream block valves is an effective method for mitigating the consequences of product fugitives release, thus reducing risk of environmental damage. | Pending as of April 1, 2023 | 2023-01-31 14:10 | 376200 | 100
25580 | T1 | EPIC Y-GRADE PIPELINE LP | PECOS COUNTY EPIC Y GRADE PIPELINE | EPIC Y GRADE PIPELINE LOCATED IN PECOS COUNTY | Pecos County | TX | 79735 | PECOS | CN606101020 | RN111647087 | During Pipeline operations, there is potential for product to exit from Pipeline ruptures or leaks due to pipeline damage or defects. Leaked product is non recoverable and can pollute water and land. A way to prevent this is to limit the overall volume of product that might escape from the Pipeline. Automatic Shut Off Valves are installed at intervals along the Pipeline to reduce or prevent any such negative impacts to the environment caused by a product release. An Automatic Shutoff Valve is a block valve equipped with an electric, pneumatic, or natural gas powered actuator capable of closing the valve automatically when a change in pressure or flow rate exceeds a specified limit. Sensors provide data to show when a change has occurred. Isolating the damaged pipeline segment by quickly closing upstream and downstream block valves is an effective method for mitigating the consequences of product fugitives release, thus reducing risk of environmental damage. | Pending as of April 1, 2023 | 2023-01-31 14:10 | 141680 | 100
25581 | T1 | EPIC Y-GRADE PIPELINE LP | NUECES COUNTY EPIC Y GRADE PIPELINE | EPIC Y GRADE PIPELINE LOCATED IN NUECES COUNTY | Nueces County | TX | 78380 | NUECES | CN606101020 | RN111647095 | During Pipeline operations, there is potential for product to exit from Pipeline ruptures or leaks due to pipeline damage or defects. Leaked product is non recoverable and can pollute water and land. A way to prevent this is to limit the overall volume of product that might escape from the Pipeline. Automatic Shut Off Valves are installed at intervals along the Pipeline to reduce or prevent any such negative impacts to the environment caused by a product release. An Automatic Shutoff Valve is a block valve equipped with an electric, pneumatic, or natural gas powered actuator capable of closing the valve automatically when a change in pressure or flow rate exceeds a specified limit. Sensors provide data to show when a change has occurred. Isolating the damaged pipeline segment by quickly closing upstream and downstream block valves is an effective method for mitigating the consequences of product fugitives release, thus reducing risk of environmental damage. | Pending as of April 1, 2023 | 2023-01-31 14:10 | 303600 | 100
25582 | T1 | EPIC Y-GRADE PIPELINE LP | ZAVALA COUNTY EPIC Y GRADE PIPELINE | EPIC Y GRADE PIPELINE LOCATED IN ZAVALA COUNTY | Zavala County | TX | 78839 | ZAVALA | CN606101020 | RN111647012 | During Pipeline operations, there is potential for product to exit from Pipeline ruptures or leaks due to pipeline damage or defects. Leaked product is non recoverable and can pollute water and land. A way to prevent this is to limit the overall volume of product that might escape from the Pipeline. Automatic Shut Off Valves are installed at intervals along the Pipeline to reduce or prevent any such negative impacts to the environment caused by a product release. An Automatic Shutoff Valve is a block valve equipped with an electric, pneumatic, or natural gas powered actuator capable of closing the valve automatically when a change in pressure or flow rate exceeds a specified limit. Sensors provide data to show when a change has occurred. Isolating the damaged pipeline segment by quickly closing upstream and downstream block valves is an effective method for mitigating the consequences of product fugitives release, thus reducing risk of environmental damage. | Pending as of April 1, 2023 | 2023-01-31 14:11 | 93720 | 100
25583 | T1 | EPIC Y-GRADE PIPELINE LP | MAVERICK COUNTY EPIC Y GRADE PIPELINE | EPIC Y GRADE PIPELINE LOCATED IN MAVERICK COUNTY | Maverick County | TX | 78853 | MAVERICK | CN606101020 | RN111647111 | During Pipeline operations, there is potential for product to exit from Pipeline ruptures or leaks due to pipeline damage or defects. Leaked product is non recoverable and can pollute water and land. A way to prevent this is to limit the overall volume of product that might escape from the Pipeline. Automatic Shut Off Valves are installed at intervals along the Pipeline to reduce or prevent any such negative impacts to the environment caused by a product release. An Automatic Shutoff Valve is a block valve equipped with an electric, pneumatic, or natural gas powered actuator capable of closing the valve automatically when a change in pressure or flow rate exceeds a specified limit. Sensors provide data to show when a change has occurred. Isolating the damaged pipeline segment by quickly closing upstream and downstream block valves is an effective method for mitigating the consequences of product fugitives release, thus reducing risk of environmental damage. | Pending as of April 1, 2023 | 2023-01-31 14:11 | 302500 | 100
25584 | T1 | EPIC Y-GRADE PIPELINE LP | LASALLE COUNTY EPIC Y GRADE PIPELINE | EPIC Y GRADE PIPELINE LOCATED IN LA SALLE COUNTY | La Salle County | TX | 78014 | LA SALLE | CN606101020 | RN111647129 | During Pipeline operations, there is potential for product to exit from Pipeline ruptures or leaks due to pipeline damage or defects. Leaked product is non recoverable and can pollute water and land. A way to prevent this is to limit the overall volume of product that might escape from the Pipeline. Automatic Shut Off Valves are installed at intervals along the Pipeline to reduce or prevent any such negative impacts to the environment caused by a product release. An Automatic Shutoff Valve is a block valve equipped with an electric, pneumatic, or natural gas powered actuator capable of closing the valve automatically when a change in pressure or flow rate exceeds a specified limit. Sensors provide data to show when a change has occurred. Isolating the damaged pipeline segment by quickly closing upstream and downstream block valves is an effective method for mitigating the consequences of product fugitives release, thus reducing risk of environmental damage. | Pending as of April 1, 2023 | 2023-01-31 14:11 | 623040 | 100
25585 | T1 | EPIC Y-GRADE PIPELINE LP | KINNEY COUNTY EPIC Y GRADE PIPELINE | EPIC Y GRADE PIPELINE LOCATED IN KINNEY COUNTY | Kinney County | TX | 78832 | KINNEY | CN606101020 | RN111647137 | During Pipeline operations, there is potential for product to exit from Pipeline ruptures or leaks due to pipeline damage or defects. Leaked product is non recoverable and can pollute water and land. A way to prevent this is to limit the overall volume of product that might escape from the Pipeline. Automatic Shut Off Valves are installed at intervals along the Pipeline to reduce or prevent any such negative impacts to the environment caused by a product release. An Automatic Shutoff Valve is a block valve equipped with an electric, pneumatic, or natural gas powered actuator capable of closing the valve automatically when a change in pressure or flow rate exceeds a specified limit. Sensors provide data to show when a change has occurred. Isolating the damaged pipeline segment by quickly closing upstream and downstream block valves is an effective method for mitigating the consequences of product fugitives release, thus reducing risk of environmental damage. | Pending as of April 1, 2023 | 2023-01-31 14:11 | 609840 | 100
25586 | T1 | EPIC Y-GRADE PIPELINE LP | JIM WELLS COUNTY EPIC Y GRADE PIPELINE | EPIC Y GRADE PIPELINE LOCATED IN JIM WELLS COUNTY | Jim Wells County | TX | 78332 | JIM WELLS | CN606101020 | RN111647145 | During Pipeline operations, there is potential for product to exit from Pipeline ruptures or leaks due to pipeline damage or defects. Leaked product is non recoverable and can pollute water and land. A way to prevent this is to limit the overall volume of product that might escape from the Pipeline. Automatic Shut Off Valves are installed at intervals along the Pipeline to reduce or prevent any such negative impacts to the environment caused by a product release. An Automatic Shutoff Valve is a block valve equipped with an electric, pneumatic, or natural gas powered actuator capable of closing the valve automatically when a change in pressure or flow rate exceeds a specified limit. Sensors provide data to show when a change has occurred. Isolating the damaged pipeline segment by quickly closing upstream and downstream block valves is an effective method for mitigating the consequences of product fugitives release, thus reducing risk of environmental damage. | Pending as of April 1, 2023 | 2023-01-31 14:11 | 246840 | 100
25587 | T1 | EPIC Y-GRADE PIPELINE LP | EDWARDS COUNTY EPIC Y GRADE PIPELINE | EPIC Y GRADE PIPELINE LOCATED IN EDWARD COUNTY | Edwards County | TX | 78880 | EDWARDS | CN606101020 | RN111647152 | During Pipeline operations, there is potential for product to exit from Pipeline ruptures or leaks due to pipeline damage or defects. Leaked product is non recoverable and can pollute water and land. A way to prevent this is to limit the overall volume of product that might escape from the Pipeline. Automatic Shut Off Valves are installed at intervals along the Pipeline to reduce or prevent any such negative impacts to the environment caused by a product release. An Automatic Shutoff Valve is a block valve equipped with an electric, pneumatic, or natural gas powered actuator capable of closing the valve automatically when a change in pressure or flow rate exceeds a specified limit. Sensors provide data to show when a change has occurred. Isolating the damaged pipeline segment by quickly closing upstream and downstream block valves is an effective method for mitigating the consequences of product fugitives release, thus reducing risk of environmental damage. | Pending as of April 1, 2023 | 2023-01-31 14:12 | 764280 | 100
25588 | T1 | EPIC Y-GRADE PIPELINE LP | DUVAL COUNTY EPIC Y GRADE PIPELINE | EPIC Y GRADE PIPELINE LOCATED IN DUVAL COUNTY | Duval County | TX | 78357 | DUVAL | CN606101020 | RN111647160 | During Pipeline operations, there is potential for product to exit from Pipeline ruptures or leaks due to pipeline damage or defects. Leaked product is non recoverable and can pollute water and land. A way to prevent this is to limit the overall volume of product that might escape from the Pipeline. Automatic Shut Off Valves are installed at intervals along the Pipeline to reduce or prevent any such negative impacts to the environment caused by a product release. An Automatic Shutoff Valve is a block valve equipped with an electric, pneumatic, or natural gas powered actuator capable of closing the valve automatically when a change in pressure or flow rate exceeds a specified limit. Sensors provide data to show when a change has occurred. Isolating the damaged pipeline segment by quickly closing upstream and downstream block valves is an effective method for mitigating the consequences of product fugitives release, thus reducing risk of environmental damage. | Pending as of April 1, 2023 | 2023-01-31 14:12 | 557040 | 100
25589 | T1 | EPIC Y-GRADE PIPELINE LP | DIMMIT COUNTY EPIC Y GRADE PIPELINE | EPIC Y GRADE PIPELINE LOCATED IN DIMMIT COUNTY | Dimmit County | TX | 78834 | DIMMIT | CN606101020 | RN111647186 | During Pipeline operations, there is potential for product to exit from Pipeline ruptures or leaks due to pipeline damage or defects. Leaked product is non recoverable and can pollute water and land. A way to prevent this is to limit the overall volume of product that might escape from the Pipeline. Automatic Shut Off Valves are installed at intervals along the Pipeline to reduce or prevent any such negative impacts to the environment caused by a product release. An Automatic Shutoff Valve is a block valve equipped with an electric, pneumatic, or natural gas powered actuator capable of closing the valve automatically when a change in pressure or flow rate exceeds a specified limit. Sensors provide data to show when a change has occurred. Isolating the damaged pipeline segment by quickly closing upstream and downstream block valves is an effective method for mitigating the consequences of product fugitives release, thus reducing risk of environmental damage. | Pending as of April 1, 2023 | 2023-01-31 14:12 | 788040 | 100
25590 | T1 | EPIC Y-GRADE PIPELINE LP | CULBERSON COUNTY EPIC Y GRADE PIPELINE | EPIC Y GRADE PIPELINE | Culberson County | TX | 79855 | CULBERSON | CN606101020 | RN111647178 | During Pipeline operations, there is potential for product to exit from Pipeline ruptures or leaks due to pipeline damage or defects. Leaked product is non recoverable and can pollute water and land. A way to prevent this is to limit the overall volume of product that might escape from the Pipeline. Automatic Shut Off Valves are installed at intervals along the Pipeline to reduce or prevent any such negative impacts to the environment caused by a product release. An Automatic Shutoff Valve is a block valve equipped with an electric, pneumatic, or natural gas powered actuator capable of closing the valve automatically when a change in pressure or flow rate exceeds a specified limit. Sensors provide data to show when a change has occurred. Isolating the damaged pipeline segment by quickly closing upstream and downstream block valves is an effective method for mitigating the consequences of product fugitives release, thus reducing risk of environmental damage. | Pending as of April 1, 2023 | 2023-01-31 14:12 | 40920 | 100
25591 | T1 | EPIC Y-GRADE PIPELINE LP | CROCKETT COUNTY EPIC Y GRADE PIPELINE | EPIC Y GRADE PIPELINE LOCATED IN CROCKETT COUNTY | Crockett County | TX | 76943 | CROCKETT | CN606101020 | RN111647194 | During Pipeline operations, there is potential for product to exit from Pipeline ruptures or leaks due to pipeline damage or defects. Leaked product is non recoverable and can pollute water and land. A way to prevent this is to limit the overall volume of product that might escape from the Pipeline. Automatic Shut Off Valves are installed at intervals along the Pipeline to reduce or prevent any such negative impacts to the environment caused by a product release. An Automatic Shutoff Valve is a block valve equipped with an electric, pneumatic, or natural gas powered actuator capable of closing the valve automatically when a change in pressure or flow rate exceeds a specified limit. Sensors provide data to show when a change has occurred. Isolating the damaged pipeline segment by quickly closing upstream and downstream block valves is an effective method for mitigating the consequences of product fugitives release, thus reducing risk of environmental damage. | Pending as of April 1, 2023 | 2023-01-31 14:12 | 571560 | 100
25592 | T1 | EPIC Y-GRADE PIPELINE LP | CRANE COUNTY EPIC Y-GRADE PIPELINE | EPIC Y-GRADE PIPELINE LOCATED IN CRANE COUNTY | Crane County | TX | 79731 | CRANE | CN606101020 | RN111646469 | During Pipeline operations, there is potential for product to exit from Pipeline ruptures or leaks due to pipeline damage or defects. Leaked product is non recoverable and can pollute water and land. A way to prevent this is to limit the overall volume of product that might escape from the Pipeline. Automatic Shut Off Valves are installed at intervals along the Pipeline to reduce or prevent any such negative impacts to the environment caused by a product release. An Automatic Shutoff Valve is a block valve equipped with an electric, pneumatic, or natural gas powered actuator capable of closing the valve automatically when a change in pressure or flow rate exceeds a specified limit. Sensors provide data to show when a change has occurred. Isolating the damaged pipeline segment by quickly closing upstream and downstream block valves is an effective method for mitigating the consequences of product fugitives release, thus reducing risk of environmental damage. | Pending as of April 1, 2023 | 2023-01-31 14:13 | 251680 | 100
25593 | T1 | EPIC Y-GRADE PIPELINE LP | ZAVALA COUNTY EPIC Y GRADE PIPELINE | EPIC Y GRADE PIPELINE LOCATED IN ZAVALA COUNTY | Zavala County | TX | 78839 | ZAVALA | CN606101020 | RN111647012 | Sedimentation and erosion controls consisting of slope breakers, silt fences, sedimentation barriers, staked hay or straw bales, matting and diking. | The following property is used 100% for pollution control and is installed to meet or exceed federal or state regulations: Sedimentation and erosion controls consisting of slope breakers, silt fences, sedimentation barriers, staked hay or straw bales, matting and diking. | 2023-03-27 | 852000 | 100
25594 | T1 | EPIC Y-GRADE PIPELINE LP | WARD COUNTY EPIC Y GRADE PIPELINE | EPIC Y GRADE PIPELINE LOCATED IN WARD COUNTY | Ward County | TX | 79788 | WARD | CN606101020 | RN111647020 | Sedimentation and erosion controls consisting of slope breakers, silt fences, sedimentation barriers, staked hay or straw bales, matting and diking. | The following property is used 100% for pollution control and is installed to meet or exceed federal or state regulations: Sedimentation and erosion controls consisting of slope breakers, silt fences, sedimentation barriers, staked hay or straw bales, matting and diking. | 2023-03-27 | 600000 | 100
25595 | T1 | EPIC Y-GRADE PIPELINE LP | UPTON COUNTY EPIC Y GRADE PIPELINE | EPIC Y GRADE PIPELINE LOCATED IN UPTON COUNTY | Upton County | TX | 79755 | UPTON | CN606101020 | RN111647038 | Sedimentation and erosion controls consisting of slope breakers, silt fences, sedimentation barriers, staked hay or straw bales, matting and diking. | The following property is used 100% for pollution control and is installed to meet or exceed federal or state regulations: Sedimentation and erosion controls consisting of slope breakers, silt fences, sedimentation barriers, staked hay or straw bales, matting and diking. | 2023-03-27 | 3272000 | 100
25596 | T1 | EPIC Y-GRADE PIPELINE LP | SUTTON COUNTY EPIC Y GRADE PIPELINE | EPIC Y GRADE PIPELINE LOCATED IN SUTTON COUNTY | Sutton County | TX | 76950 | SUTTON | CN606101020 | RN111647046 | Sedimentation and erosion controls consisting of slope breakers, silt fences, sedimentation barriers, staked hay or straw bales, matting and diking. | The following property is used 100% for pollution control and is installed to meet or exceed federal or state regulations: Sedimentation and erosion controls consisting of slope breakers, silt fences, sedimentation barriers, staked hay or straw bales, matting and diking. | 2023-03-27 | 5052000 | 100
25597 | T1 | EPIC Y-GRADE PIPELINE LP | SCHLEICHER COUNTY EPIC Y GRADE PIPELINE | EPIC Y GRADE PIPELINE LOCATED IN SCHLEICHER COUNTY | Schleicher County | TX | 76936 | SCHLEICHER | CN606101020 | RN111647053 | Sedimentation and erosion controls consisting of slope breakers, silt fences, sedimentation barriers, staked hay or straw bales, matting and diking. | The following property is used 100% for pollution control and is installed to meet or exceed federal or state regulations: Sedimentation and erosion controls consisting of slope breakers, silt fences, sedimentation barriers, staked hay or straw bales, matting and diking. | 2023-03-27 | 98550 | 100
25598 | T1 | EPIC Y-GRADE PIPELINE LP | REEVES COUNTY EPIC Y GRADE PIPELINE | EPIC Y GRADE PIPELINE LOCATED IN REEVES COUNTY | Reeves County | TX | 79772 | REEVES | CN606101020 | RN111647061 | Sedimentation and erosion controls consisting of slope breakers, silt fences, sedimentation barriers, staked hay or straw bales, matting and diking. | The following property is used 100% for pollution control and is installed to meet or exceed federal or state regulations: Sedimentation and erosion controls consisting of slope breakers, silt fences, sedimentation barriers, staked hay or straw bales, matting and diking. | 2023-03-27 | 8114600 | 100
25599 | T1 | EPIC Y-GRADE PIPELINE LP | REAGAN COUNTY EPIC Y GRADE PIPELINE | EPIC Y GRADE PIPELINE LOCATED IN REAGAN COUNTY | Reagan County | TX | 76932 | REAGAN | CN606101020 | RN111647079 | Sedimentation and erosion controls consisting of slope breakers, silt fences, sedimentation barriers, staked hay or straw bales, matting and diking. | The following property is used 100% for pollution control and is installed to meet or exceed federal or state regulations: Sedimentation and erosion controls consisting of slope breakers, silt fences, sedimentation barriers, staked hay or straw bales, matting and diking. | 2023-03-27 | 3420000 | 100
25600 | T1 | EPIC Y-GRADE PIPELINE LP | PECOS COUNTY EPIC Y GRADE PIPELINE | EPIC Y GRADE PIPELINE LOCATED IN PECOS COUNTY | Pecos County | TX | 79735 | PECOS | CN606101020 | RN111647087 | Sedimentation and erosion controls consisting of slope breakers, silt fences, sedimentation barriers, staked hay or straw bales, matting and diking. | The following property is used 100% for pollution control and is installed to meet or exceed federal or state regulations: Sedimentation and erosion controls consisting of slope breakers, silt fences, sedimentation barriers, staked hay or straw bales, matting and diking. | 2023-03-27 | 1288000 | 100
25601 | T1 | EPIC Y-GRADE PIPELINE LP | NUECES COUNTY EPIC Y GRADE PIPELINE | EPIC Y GRADE PIPELINE LOCATED IN NUECES COUNTY | Nueces County | TX | 78380 | NUECES | CN606101020 | RN111647095 | Sedimentation and erosion controls consisting of slope breakers, silt fences, sedimentation barriers, staked hay or straw bales, matting and diking. | The following property is used 100% for pollution control and is installed to meet or exceed federal or state regulations: Sedimentation and erosion controls consisting of slope breakers, silt fences, sedimentation barriers, staked hay or straw bales, matting and diking. | 2023-03-27 | 2760000 | 100
25602 | T1 | EPIC Y-GRADE PIPELINE LP | MCMULLEN COUNTY EPIC Y GRADE PIPELINE | EPIC Y GRADE PIPELINE LOCATED IN MCMULLEN COUNTY | Mcmullen County | TX | 78021 | MCMULLEN | CN606101020 | RN111647103 | Sedimentation and erosion controls consisting of slope breakers, silt fences, sedimentation barriers, staked hay or straw bales, matting and diking. | The following property is used 100% for pollution control and is installed to meet or exceed federal or state regulations: Sedimentation and erosion controls consisting of slope breakers, silt fences, sedimentation barriers, staked hay or straw bales, matting and diking. | 2023-03-27 | 228000 | 100
25603 | T1 | EPIC Y-GRADE PIPELINE LP | MAVERICK COUNTY EPIC Y GRADE PIPELINE | EPIC Y GRADE PIPELINE LOCATED IN MAVERICK COUNTY | Maverick County | TX | 78853 | MAVERICK | CN606101020 | RN111647111 | Sedimentation and erosion controls consisting of slope breakers, silt fences, sedimentation barriers, staked hay or straw bales, matting and diking. | The following property is used 100% for pollution control and is installed to meet or exceed federal or state regulations: Sedimentation and erosion controls consisting of slope breakers, silt fences, sedimentation barriers, staked hay or straw bales, matting and diking. | 2023-03-27 | 2750000 | 100
25604 | T1 | EPIC Y-GRADE PIPELINE LP | LASALLE COUNTY EPIC Y GRADE PIPELINE | EPIC Y GRADE PIPELINE LOCATED IN LA SALLE COUNTY | La Salle County | TX | 78014 | LA SALLE | CN606101020 | RN111647129 | Sedimentation and erosion controls consisting of slope breakers, silt fences, sedimentation barriers, staked hay or straw bales, matting and diking. | The following property is used 100% for pollution control and is installed to meet or exceed federal or state regulations: Sedimentation and erosion controls consisting of slope breakers, silt fences, sedimentation barriers, staked hay or straw bales, matting and diking. | 2023-03-27 | 5664000 | 100
25605 | T1 | EPIC Y-GRADE PIPELINE LP | KINNEY COUNTY EPIC Y GRADE PIPELINE | EPIC Y GRADE PIPELINE LOCATED IN KINNEY COUNTY | Kinney County | TX | 78832 | KINNEY | CN606101020 | RN111647137 | Sedimentation and erosion controls consisting of slope breakers, silt fences, sedimentation barriers, staked hay or straw bales, matting and diking. | The following property is used 100% for pollution control and is installed to meet or exceed federal or state regulations: Sedimentation and erosion controls consisting of slope breakers, silt fences, sedimentation barriers, staked hay or straw bales, matting and diking. | 2023-03-27 | 5544000 | 100
25606 | T1 | EPIC Y-GRADE PIPELINE LP | JIM WELLS COUNTY EPIC Y GRADE PIPELINE | EPIC Y GRADE PIPELINE LOCATED IN JIM WELLS COUNTY | Jim Wells County | TX | 78332 | JIM WELLS | CN606101020 | RN111647145 | Sedimentation and erosion controls consisting of slope breakers, silt fences, sedimentation barriers, staked hay or straw bales, matting and diking. | The following property is used 100% for pollution control and is installed to meet or exceed federal or state regulations: Sedimentation and erosion controls consisting of slope breakers, silt fences, sedimentation barriers, staked hay or straw bales, matting and diking. | 2023-03-27 | 2244000 | 100
25607 | T1 | EPIC Y-GRADE PIPELINE LP | EDWARDS COUNTY EPIC Y GRADE PIPELINE | EPIC Y GRADE PIPELINE LOCATED IN EDWARD COUNTY | Edwards County | TX | 78880 | EDWARDS | CN606101020 | RN111647152 | Sedimentation and erosion controls consisting of slope breakers, silt fences, sedimentation barriers, staked hay or straw bales, matting and diking. | The following property is used 100% for pollution control and is installed to meet or exceed federal or state regulations: Sedimentation and erosion controls consisting of slope breakers, silt fences, sedimentation barriers, staked hay or straw bales, matting and diking. | 2023-03-27 | 6948000 | 100
25608 | T1 | EPIC Y-GRADE PIPELINE LP | DUVAL COUNTY EPIC Y GRADE PIPELINE | EPIC Y GRADE PIPELINE LOCATED IN DUVAL COUNTY | Duval County | TX | 78357 | DUVAL | CN606101020 | RN111647160 | Sedimentation and erosion controls consisting of slope breakers, silt fences, sedimentation barriers, staked hay or straw bales, matting and diking. | The following property is used 100% for pollution control and is installed to meet or exceed federal or state regulations: Sedimentation and erosion controls consisting of slope breakers, silt fences, sedimentation barriers, staked hay or straw bales, matting and diking. | 2023-03-27 | 5064000 | 100
25609 | T1 | EPIC Y-GRADE PIPELINE LP | DIMMIT COUNTY EPIC Y GRADE PIPELINE | EPIC Y GRADE PIPELINE LOCATED IN DIMMIT COUNTY | Dimmit County | TX | 78834 | DIMMIT | CN606101020 | RN111647186 | Sedimentation and erosion controls consisting of slope breakers, silt fences, sedimentation barriers, staked hay or straw bales, matting and diking. | The following property is used 100% for pollution control and is installed to meet or exceed federal or state regulations: Sedimentation and erosion controls consisting of slope breakers, silt fences, sedimentation barriers, staked hay or straw bales, matting and diking. | 2023-03-27 | 7164000 | 100
25610 | T1 | EPIC Y-GRADE PIPELINE LP | CULBERSON COUNTY EPIC Y GRADE PIPELINE | EPIC Y GRADE PIPELINE | Culberson County | TX | 79855 | CULBERSON | CN606101020 | RN111647178 | Sedimentation and erosion controls consisting of slope breakers, silt fences, sedimentation barriers, staked hay or straw bales, matting and diking. | The following property is used 100% for pollution control and is installed to meet or exceed federal or state regulations: Sedimentation and erosion controls consisting of slope breakers, silt fences, sedimentation barriers, staked hay or straw bales, matting and diking. | 2023-03-27 | 372000 | 100
25611 | T1 | EPIC Y-GRADE PIPELINE LP | CROCKETT COUNTY EPIC Y GRADE PIPELINE | EPIC Y GRADE PIPELINE LOCATED IN CROCKETT COUNTY | Crockett County | TX | 76943 | CROCKETT | CN606101020 | RN111647194 | Sedimentation and erosion controls consisting of slope breakers, silt fences, sedimentation barriers, staked hay or straw bales, matting and diking. | The following property is used 100% for pollution control and is installed to meet or exceed federal or state regulations: Sedimentation and erosion controls consisting of slope breakers, silt fences, sedimentation barriers, staked hay or straw bales, matting and diking. | 2023-03-27 | 5196000 | 100
25612 | T1 | EPIC Y-GRADE PIPELINE LP | CRANE COUNTY EPIC Y-GRADE PIPELINE | EPIC Y-GRADE PIPELINE LOCATED IN CRANE COUNTY | Crane County | TX | 79731 | CRANE | CN606101020 | RN111646469 | Sedimentation and erosion controls consisting of slope breakers, silt fences, sedimentation barriers, staked hay or straw bales, matting and diking. | The following property is used 100% for pollution control and is installed to meet or exceed federal or state regulations: Sedimentation and erosion controls consisting of slope breakers, silt fences, sedimentation barriers, staked hay or straw bales, matting and diking. | 2023-03-27 | 2288000 | 100
25613 | T1 | EPIC CRUDE PIPELINE LP | ZAVALA COUNTY EPIC CRUDE PIPELINE | EPIC CRUDE PIPELINE LOCATED IN ZAVALA COUNTY | Zavala County | TX | 78839 | ZAVALA | CN606101038 | RN111646816 | Leaked product can contribute to the pollution of waters and lands of the State of Texas. Nondestructive Testing Expenditures during pipeline construction, weld inspections and testing must be conducted as a form of leak detection and prevention. Radiography, one of the most widely used nondestructive testing methods, has been carried out on the pipeline using X-rays to detect internal flaws, defects, or damage in the welds. Radiography tests are performed by using radiation from a controlled source to penetrate the test items. As the radiation passes through the pipeline weld, a portion of it is absorbed by the molecular structure of the material. The amount of radiation absorbed depends on the density and composition of the material. As any cracks, fissures, and pockets in the material have different densities, they will be characterized by different exposure values as more or less radiation penetrates at those points during exposure. Nondestructive testing is instrumental in detecting weld defects that lead to product leakage from the pipeline once operational | Pending as of April 1, 2023 | 2023-01-31 14:19 | 840000 | 100
25614 | T1 | EPIC CRUDE PIPELINE LP | WINKLER COUNTY EPIC CRUDE PIPELINE | EPIC CRUDE PIPELINE LOCATED IN WINKLER COUNTY | Winkler County | TX | 79789 | WINKLER | CN606101038 | RN111646824 | Leaked product can contribute to the pollution of waters and lands of the State of Texas. Nondestructive Testing Expenditures during pipeline construction, weld inspections and testing must be conducted as a form of leak detection and prevention. Radiography, one of the most widely used nondestructive testing methods, has been carried out on the pipeline using X-rays to detect internal flaws, defects, or damage in the welds. Radiography tests are performed by using radiation from a controlled source to penetrate the test items. As the radiation passes through the pipeline weld, a portion of it is absorbed by the molecular structure of the material. The amount of radiation absorbed depends on the density and composition of the material. As any cracks, fissures, and pockets in the material have different densities, they will be characterized by different exposure values as more or less radiation penetrates at those points during exposure. Nondestructive testing is instrumental in detecting weld defects that lead to product leakage from the pipeline once operational | Pending as of April 1, 2023 | 2023-01-31 14:19 | 731520 | 100
25615 | T1 | EPIC CRUDE PIPELINE LP | WARD COUNTY EPIC CRUDE PIPELINE | EPIC CRUDE PIPELINE LOCATED IN WARD COUNTY | Ward County | TX | 79788 | WARD | CN606101038 | RN111646832 | Leaked product can contribute to the pollution of waters and lands of the State of Texas. Nondestructive Testing Expenditures during pipeline construction, weld inspections and testing must be conducted as a form of leak detection and prevention. Radiography, one of the most widely used nondestructive testing methods, has been carried out on the pipeline using X-rays to detect internal flaws, defects, or damage in the welds. Radiography tests are performed by using radiation from a controlled source to penetrate the test items. As the radiation passes through the pipeline weld, a portion of it is absorbed by the molecular structure of the material. The amount of radiation absorbed depends on the density and composition of the material. As any cracks, fissures, and pockets in the material have different densities, they will be characterized by different exposure values as more or less radiation penetrates at those points during exposure. Nondestructive testing is instrumental in detecting weld defects that lead to product leakage from the pipeline once operational | Pending as of April 1, 2023 | 2023-01-31 14:19 | 2694720 | 100
25616 | T1 | EPIC CRUDE PIPELINE LP | UPTON COUNTY EPIC CRUDE PIPELINE | EPIC CRUDE PIPELINE LOCATED IN UPTON COUNTY | Upton County | TX | 79755 | UPTON | CN606101038 | RN111646840 | Leaked product can contribute to the pollution of waters and lands of the State of Texas. Nondestructive Testing Expenditures during pipeline construction, weld inspections and testing must be conducted as a form of leak detection and prevention. Radiography, one of the most widely used nondestructive testing methods, has been carried out on the pipeline using X-rays to detect internal flaws, defects, or damage in the welds. Radiography tests are performed by using radiation from a controlled source to penetrate the test items. As the radiation passes through the pipeline weld, a portion of it is absorbed by the molecular structure of the material. The amount of radiation absorbed depends on the density and composition of the material. As any cracks, fissures, and pockets in the material have different densities, they will be characterized by different exposure values as more or less radiation penetrates at those points during exposure. Nondestructive testing is instrumental in detecting weld defects that lead to product leakage from the pipeline once operational | Pending as of April 1, 2023 | 2023-01-31 14:20 | 4765200 | 100
25617 | T1 | EPIC CRUDE PIPELINE LP | SUTTON COUNTY EPIC CRUDE PIPELINE | EPIC CRUDE PIPELINE LOCATED IN SUTTON COUNTY | Sutton County | TX | 76950 | SUTTON | CN606101038 | RN111646857 | Leaked product can contribute to the pollution of waters and lands of the State of Texas. Nondestructive Testing Expenditures during pipeline construction, weld inspections and testing must be conducted as a form of leak detection and prevention. Radiography, one of the most widely used nondestructive testing methods, has been carried out on the pipeline using X-rays to detect internal flaws, defects, or damage in the welds. Radiography tests are performed by using radiation from a controlled source to penetrate the test items. As the radiation passes through the pipeline weld, a portion of it is absorbed by the molecular structure of the material. The amount of radiation absorbed depends on the density and composition of the material. As any cracks, fissures, and pockets in the material have different densities, they will be characterized by different exposure values as more or less radiation penetrates at those points during exposure. Nondestructive testing is instrumental in detecting weld defects that lead to product leakage from the pipeline once operational | Pending as of April 1, 2023 | 2023-01-31 14:20 | 5040000 | 100
25618 | T1 | EPIC CRUDE PIPELINE LP | SCHLEICHER COUNTY EPIC CRUDE PIPELINE | EPIC CRUDE PIPELINE LOCATED IN SCHLEICHER COUNTY | Schleicher County | TX | 76936 | SCHLEICHER | CN606101038 | RN111646865 | Leaked product can contribute to the pollution of waters and lands of the State of Texas. Nondestructive Testing Expenditures during pipeline construction, weld inspections and testing must be conducted as a form of leak detection and prevention. Radiography, one of the most widely used nondestructive testing methods, has been carried out on the pipeline using X-rays to detect internal flaws, defects, or damage in the welds. Radiography tests are performed by using radiation from a controlled source to penetrate the test items. As the radiation passes through the pipeline weld, a portion of it is absorbed by the molecular structure of the material. The amount of radiation absorbed depends on the density and composition of the material. As any cracks, fissures, and pockets in the material have different densities, they will be characterized by different exposure values as more or less radiation penetrates at those points during exposure. Nondestructive testing is instrumental in detecting weld defects that lead to product leakage from the pipeline once operational | Pending as of April 1, 2023 | 2023-01-31 14:20 | 69600 | 100
25619 | T1 | EPIC CRUDE PIPELINE LP | REEVES COUNTY EPIC CRUDE PIPELINE | EPIC CRUDE PIPELINE LOCATED IN REEVES COUNTY | Reeves County | TX | 79772 | REEVES | CN606101038 | RN111646873 | Leaked product can contribute to the pollution of waters and lands of the State of Texas. Nondestructive Testing Expenditures during pipeline construction, weld inspections and testing must be conducted as a form of leak detection and prevention. Radiography, one of the most widely used nondestructive testing methods, has been carried out on the pipeline using X-rays to detect internal flaws, defects, or damage in the welds. Radiography tests are performed by using radiation from a controlled source to penetrate the test items. As the radiation passes through the pipeline weld, a portion of it is absorbed by the molecular structure of the material. The amount of radiation absorbed depends on the density and composition of the material. As any cracks, fissures, and pockets in the material have different densities, they will be characterized by different exposure values as more or less radiation penetrates at those points during exposure. Nondestructive testing is instrumental in detecting weld defects that lead to product leakage from the pipeline once operational | Pending as of April 1, 2023 | 2023-01-31 14:20 | 4980320 | 100
25620 | T1 | EPIC CRUDE PIPELINE LP | REAGAN COUNTY EPIC CRUDE PIPELINE | EPIC CRUDE PIPELINE LOCATED IN REAGAN COUNTY | Reagan County | TX | 76932 | REAGAN | CN606101038 | RN111646881 | Leaked product can contribute to the pollution of waters and lands of the State of Texas. Nondestructive Testing Expenditures during pipeline construction, weld inspections and testing must be conducted as a form of leak detection and prevention. Radiography, one of the most widely used nondestructive testing methods, has been carried out on the pipeline using X-rays to detect internal flaws, defects, or damage in the welds. Radiography tests are performed by using radiation from a controlled source to penetrate the test items. As the radiation passes through the pipeline weld, a portion of it is absorbed by the molecular structure of the material. The amount of radiation absorbed depends on the density and composition of the material. As any cracks, fissures, and pockets in the material have different densities, they will be characterized by different exposure values as more or less radiation penetrates at those points during exposure. Nondestructive testing is instrumental in detecting weld defects that lead to product leakage from the pipeline once operational | Pending as of April 1, 2023 | 2023-01-31 14:20 | 3423600 | 100
25621 | T1 | EPIC CRUDE PIPELINE LP | PECOS COUNTY EPIC CRUDE PIPELINE | EPIC CRUDE PIPELINE LOCATED IN PECOS COUNTY | Pecos County | TX | 79735 | PECOS | CN606101038 | RN111646899 | Leaked product can contribute to the pollution of waters and lands of the State of Texas. Nondestructive Testing Expenditures during pipeline construction, weld inspections and testing must be conducted as a form of leak detection and prevention. Radiography, one of the most widely used nondestructive testing methods, has been carried out on the pipeline using X-rays to detect internal flaws, defects, or damage in the welds. Radiography tests are performed by using radiation from a controlled source to penetrate the test items. As the radiation passes through the pipeline weld, a portion of it is absorbed by the molecular structure of the material. The amount of radiation absorbed depends on the density and composition of the material. As any cracks, fissures, and pockets in the material have different densities, they will be characterized by different exposure values as more or less radiation penetrates at those points during exposure. Nondestructive testing is instrumental in detecting weld defects that lead to product leakage from the pipeline once operational | Pending as of April 1, 2023 | 2023-01-31 14:21 | 860160 | 100
25622 | T1 | EPIC CRUDE PIPELINE LP | NUECES COUNTY EPIC CRUDE PIPELINE | EPIC CRUDE PIPELINE LOCATED IN NUECES COUNTY | Nueces County | TX | 78380 | NUECES | CN606101038 | RN111646907 | Leaked product can contribute to the pollution of waters and lands of the State of Texas. Nondestructive Testing Expenditures during pipeline construction, weld inspections and testing must be conducted as a form of leak detection and prevention. Radiography, one of the most widely used nondestructive testing methods, has been carried out on the pipeline using X-rays to detect internal flaws, defects, or damage in the welds. Radiography tests are performed by using radiation from a controlled source to penetrate the test items. As the radiation passes through the pipeline weld, a portion of it is absorbed by the molecular structure of the material. The amount of radiation absorbed depends on the density and composition of the material. As any cracks, fissures, and pockets in the material have different densities, they will be characterized by different exposure values as more or less radiation penetrates at those points during exposure. Nondestructive testing is instrumental in detecting weld defects that lead to product leakage from the pipeline once operational | Pending as of April 1, 2023 | 2023-01-31 14:21 | 5144400 | 100
25623 | T1 | EPIC CRUDE PIPELINE LP | MCMULLEN COUNTY EPIC CRUDE PIPELINE | EPIC CRUDE PIPELINE LOCATED IN MCMULLEN COUNTY | Mcmullen County | TX | 78021 | MCMULLEN | CN606101038 | RN111646915 | Leaked product can contribute to the pollution of waters and lands of the State of Texas. Nondestructive Testing Expenditures during pipeline construction, weld inspections and testing must be conducted as a form of leak detection and prevention. Radiography, one of the most widely used nondestructive testing methods, has been carried out on the pipeline using X-rays to detect internal flaws, defects, or damage in the welds. Radiography tests are performed by using radiation from a controlled source to penetrate the test items. As the radiation passes through the pipeline weld, a portion of it is absorbed by the molecular structure of the material. The amount of radiation absorbed depends on the density and composition of the material. As any cracks, fissures, and pockets in the material have different densities, they will be characterized by different exposure values as more or less radiation penetrates at those points during exposure. Nondestructive testing is instrumental in detecting weld defects that lead to product leakage from the pipeline once operational | Pending as of April 1, 2023 | 2023-01-31 14:21 | 240000 | 100
25624 | T1 | EPIC CRUDE PIPELINE LP | MAVERICK COUNTY EPIC CRUDE PIPELINE | EPIC CRUDE PIPELINE LOCATED IN MAVERICK COUNTY | Maverick County | TX | 78853 | MAVERICK | CN606101038 | RN111646923 | Leaked product can contribute to the pollution of waters and lands of the State of Texas. Nondestructive Testing Expenditures during pipeline construction, weld inspections and testing must be conducted as a form of leak detection and prevention. Radiography, one of the most widely used nondestructive testing methods, has been carried out on the pipeline using X-rays to detect internal flaws, defects, or damage in the welds. Radiography tests are performed by using radiation from a controlled source to penetrate the test items. As the radiation passes through the pipeline weld, a portion of it is absorbed by the molecular structure of the material. The amount of radiation absorbed depends on the density and composition of the material. As any cracks, fissures, and pockets in the material have different densities, they will be characterized by different exposure values as more or less radiation penetrates at those points during exposure. Nondestructive testing is instrumental in detecting weld defects that lead to product leakage from the pipeline once operational | Pending as of April 1, 2023 | 2023-01-31 14:21 | 3300000 | 100
25625 | T1 | EPIC CRUDE PIPELINE LP | LASALLE COUNTY EPIC CRUDE PIPELINE | EPIC CRUDE PIPELINE LOCATED IN LA SALLE COUNTY | La Salle County | TX | 78014 | LA SALLE | CN606101038 | RN111646931 | Leaked product can contribute to the pollution of waters and lands of the State of Texas. Nondestructive Testing Expenditures during pipeline construction, weld inspections and testing must be conducted as a form of leak detection and prevention. Radiography, one of the most widely used nondestructive testing methods, has been carried out on the pipeline using X-rays to detect internal flaws, defects, or damage in the welds. Radiography tests are performed by using radiation from a controlled source to penetrate the test items. As the radiation passes through the pipeline weld, a portion of it is absorbed by the molecular structure of the material. The amount of radiation absorbed depends on the density and composition of the material. As any cracks, fissures, and pockets in the material have different densities, they will be characterized by different exposure values as more or less radiation penetrates at those points during exposure. Nondestructive testing is instrumental in detecting weld defects that lead to product leakage from the pipeline once operational | Pending as of April 1, 2023 | 2023-01-31 14:21 | 3776000 | 100
25626 | T1 | EPIC CRUDE PIPELINE LP | KINNEY COUNTY EPIC CRUDE PIPELINE | EPIC CRUDE PIPELINE LOCATED IN KINNEY COUNTY | Kinney County | TX | 78832 | KINNEY | CN606101038 | RN111646949 | Leaked product can contribute to the pollution of waters and lands of the State of Texas. Nondestructive Testing Expenditures during pipeline construction, weld inspections and testing must be conducted as a form of leak detection and prevention. Radiography, one of the most widely used nondestructive testing methods, has been carried out on the pipeline using X-rays to detect internal flaws, defects, or damage in the welds. Radiography tests are performed by using radiation from a controlled source to penetrate the test items. As the radiation passes through the pipeline weld, a portion of it is absorbed by the molecular structure of the material. The amount of radiation absorbed depends on the density and composition of the material. As any cracks, fissures, and pockets in the material have different densities, they will be characterized by different exposure values as more or less radiation penetrates at those points during exposure. Nondestructive testing is instrumental in detecting weld defects that lead to product leakage from the pipeline once operational | Pending as of April 1, 2023 | 2023-01-31 14:22 | 5548800 | 100
25627 | T1 | EPIC CRUDE PIPELINE LP | JIM WELLS COUNTY EPIC CRUDE PIPELINE | EPIC CRUDE PIPELINE LOCATED IN JIM WELLS COUNTY | Jim Wells County | TX | 78332 | JIM WELLS | CN606101038 | RN111646956 | Leaked product can contribute to the pollution of waters and lands of the State of Texas. Nondestructive Testing Expenditures during pipeline construction, weld inspections and testing must be conducted as a form of leak detection and prevention. Radiography, one of the most widely used nondestructive testing methods, has been carried out on the pipeline using X-rays to detect internal flaws, defects, or damage in the welds. Radiography tests are performed by using radiation from a controlled source to penetrate the test items. As the radiation passes through the pipeline weld, a portion of it is absorbed by the molecular structure of the material. The amount of radiation absorbed depends on the density and composition of the material. As any cracks, fissures, and pockets in the material have different densities, they will be characterized by different exposure values as more or less radiation penetrates at those points during exposure. Nondestructive testing is instrumental in detecting weld defects that lead to product leakage from the pipeline once operational | Pending as of April 1, 2023 | 2023-01-31 14:22 | 2289600 | 100
25628 | T1 | EPIC CRUDE PIPELINE LP | EDWARDS COUNTY EPIC CRUDE PIPELINE | EPIC CRUDE PIPELINE LOCATED IN EDWARDS COUNTY | Edwards County | TX | 78880 | EDWARDS | CN606101038 | RN111646964 | Leaked product can contribute to the pollution of waters and lands of the State of Texas. Nondestructive Testing Expenditures during pipeline construction, weld inspections and testing must be conducted as a form of leak detection and prevention. Radiography, one of the most widely used nondestructive testing methods, has been carried out on the pipeline using X-rays to detect internal flaws, defects, or damage in the welds. Radiography tests are performed by using radiation from a controlled source to penetrate the test items. As the radiation passes through the pipeline weld, a portion of it is absorbed by the molecular structure of the material. The amount of radiation absorbed depends on the density and composition of the material. As any cracks, fissures, and pockets in the material have different densities, they will be characterized by different exposure values as more or less radiation penetrates at those points during exposure. Nondestructive testing is instrumental in detecting weld defects that lead to product leakage from the pipeline once operational | Pending as of April 1, 2023 | 2023-01-31 14:22 | 6960000 | 100
25629 | T1 | EPIC CRUDE PIPELINE LP | DUVAL COUNTY EPIC CRUDE PIPELINE | EPIC CRUDE PIPELINE LOCATED IN DUVAL COUNTY | Duval County | TX | 78357 | DUVAL | CN606101038 | RN111646972 | Leaked product can contribute to the pollution of waters and lands of the State of Texas. Nondestructive Testing Expenditures during pipeline construction, weld inspections and testing must be conducted as a form of leak detection and prevention. Radiography, one of the most widely used nondestructive testing methods, has been carried out on the pipeline using X-rays to detect internal flaws, defects, or damage in the welds. Radiography tests are performed by using radiation from a controlled source to penetrate the test items. As the radiation passes through the pipeline weld, a portion of it is absorbed by the molecular structure of the material. The amount of radiation absorbed depends on the density and composition of the material. As any cracks, fissures, and pockets in the material have different densities, they will be characterized by different exposure values as more or less radiation penetrates at those points during exposure. Nondestructive testing is instrumental in detecting weld defects that lead to product leakage from the pipeline once operational | Pending as of April 1, 2023 | 2023-01-31 14:22 | 5085600 | 100
25630 | T1 | EPIC CRUDE PIPELINE LP | DIMMIT COUNTY EPIC CRUDE PIPELINE | EPIC CRUDE PIPELINE LOCATED IN DIMMIT COUNTY | Dimmit County | TX | 78834 | DIMMIT | CN606101038 | RN111646980 | Leaked product can contribute to the pollution of waters and lands of the State of Texas. Nondestructive Testing Expenditures during pipeline construction, weld inspections and testing must be conducted as a form of leak detection and prevention. Radiography, one of the most widely used nondestructive testing methods, has been carried out on the pipeline using X-rays to detect internal flaws, defects, or damage in the welds. Radiography tests are performed by using radiation from a controlled source to penetrate the test items. As the radiation passes through the pipeline weld, a portion of it is absorbed by the molecular structure of the material. The amount of radiation absorbed depends on the density and composition of the material. As any cracks, fissures, and pockets in the material have different densities, they will be characterized by different exposure values as more or less radiation penetrates at those points during exposure. Nondestructive testing is instrumental in detecting weld defects that lead to product leakage from the pipeline once operational | Pending as of April 1, 2023 | 2023-01-31 14:22 | 7140000 | 100
25631 | T1 | EPIC CRUDE PIPELINE LP | CROCKETT COUNTY EPIC CRUDE PIPELINE | EPIC CRUDE PIPELINE LOCATED IN CROCKETT COUNTY | Crockett County | TX | 76943 | CROCKETT | CN606101038 | RN111646998 | Leaked product can contribute to the pollution of waters and lands of the State of Texas. Nondestructive Testing Expenditures during pipeline construction, weld inspections and testing must be conducted as a form of leak detection and prevention. Radiography, one of the most widely used nondestructive testing methods, has been carried out on the pipeline using X-rays to detect internal flaws, defects, or damage in the welds. Radiography tests are performed by using radiation from a controlled source to penetrate the test items. As the radiation passes through the pipeline weld, a portion of it is absorbed by the molecular structure of the material. The amount of radiation absorbed depends on the density and composition of the material. As any cracks, fissures, and pockets in the material have different densities, they will be characterized by different exposure values as more or less radiation penetrates at those points during exposure. Nondestructive testing is instrumental in detecting weld defects that lead to product leakage from the pipeline once operational | Pending as of April 1, 2023 | 2023-01-31 14:22 | 5191200 | 100
25632 | T1 | EPIC CRUDE PIPELINE LP | CRANE COUNTY EPIC CRUDE PIPELINE | EPIC CRUDE PIPELINE LOCATED IN CRANE COUNTY | Crane County | TX | 79731 | CRANE | CN606101038 | RN111646477 | Leaked product can contribute to the pollution of waters and lands of the State of Texas. Nondestructive Testing Expenditures during pipeline construction, weld inspections and testing must be conducted as a form of leak detection and prevention. Radiography, one of the most widely used nondestructive testing methods, has been carried out on the pipeline using X-rays to detect internal flaws, defects, or damage in the welds. Radiography tests are performed by using radiation from a controlled source to penetrate the test items. As the radiation passes through the pipeline weld, a portion of it is absorbed by the molecular structure of the material. The amount of radiation absorbed depends on the density and composition of the material. As any cracks, fissures, and pockets in the material have different densities, they will be characterized by different exposure values as more or less radiation penetrates at those points during exposure. Nondestructive testing is instrumental in detecting weld defects that lead to product leakage from the pipeline once operational | Pending as of April 1, 2023 | 2023-01-31 14:23 | 4401600 | 100
25633 | T1 | EPIC CRUDE PIPELINE LP | ZAVALA COUNTY EPIC CRUDE PIPELINE | EPIC CRUDE PIPELINE LOCATED IN ZAVALA COUNTY | Zavala County | TX | 78839 | ZAVALA | CN606101038 | RN111646816 | During Pipeline operations, there is potential for product to exit from Pipeline ruptures or leaks due to pipeline damage or defects. Leaked product is non recoverable and can pollute water and land. A way to prevent this is to limit the overall volume of product that might escape from the Pipeline. Automatic Shut Off Valves are installed at intervals along the Pipeline to reduce or prevent any such negative impacts to the environment caused by a product release. An Automatic Shutoff Valve is a block valve equipped with an electric, pneumatic, or natural gas powered actuator capable of closing the valve automatically when a change in pressure or flow rate exceeds a specified limit. Sensors provide data to show when a change has occurred. Isolating the damaged pipeline segment by quickly closing upstream and downstream block valves is an effective method for mitigating the consequences of product fugitives release, thus reducing risk of environmental damage. | Pending as of April 1, 2023 | 2023-01-31 14:23 | 115500 | 100
25634 | T1 | EPIC CRUDE PIPELINE LP | WINKLER COUNTY EPIC CRUDE PIPELINE | EPIC CRUDE PIPELINE LOCATED IN WINKLER COUNTY | Winkler County | TX | 79789 | WINKLER | CN606101038 | RN111646824 | During Pipeline operations, there is potential for product to exit from Pipeline ruptures or leaks due to pipeline damage or defects. Leaked product is non recoverable and can pollute water and land. A way to prevent this is to limit the overall volume of product that might escape from the Pipeline. Automatic Shut Off Valves are installed at intervals along the Pipeline to reduce or prevent any such negative impacts to the environment caused by a product release. An Automatic Shutoff Valve is a block valve equipped with an electric, pneumatic, or natural gas powered actuator capable of closing the valve automatically when a change in pressure or flow rate exceeds a specified limit. Sensors provide data to show when a change has occurred. Isolating the damaged pipeline segment by quickly closing upstream and downstream block valves is an effective method for mitigating the consequences of product fugitives release, thus reducing risk of environmental damage. | Pending as of April 1, 2023 | 2023-01-31 14:23 | 100584 | 100
25635 | T1 | EPIC CRUDE PIPELINE LP | WARD COUNTY EPIC CRUDE PIPELINE | EPIC CRUDE PIPELINE LOCATED IN WARD COUNTY | Ward County | TX | 79788 | WARD | CN606101038 | RN111646832 | During Pipeline operations, there is potential for product to exit from Pipeline ruptures or leaks due to pipeline damage or defects. Leaked product is non recoverable and can pollute water and land. A way to prevent this is to limit the overall volume of product that might escape from the Pipeline. Automatic Shut Off Valves are installed at intervals along the Pipeline to reduce or prevent any such negative impacts to the environment caused by a product release. An Automatic Shutoff Valve is a block valve equipped with an electric, pneumatic, or natural gas powered actuator capable of closing the valve automatically when a change in pressure or flow rate exceeds a specified limit. Sensors provide data to show when a change has occurred. Isolating the damaged pipeline segment by quickly closing upstream and downstream block valves is an effective method for mitigating the consequences of product fugitives release, thus reducing risk of environmental damage. | Pending as of April 1, 2023 | 2023-01-31 14:23 | 370524 | 100
25636 | T1 | EPIC CRUDE PIPELINE LP | UPTON COUNTY EPIC CRUDE PIPELINE | EPIC CRUDE PIPELINE LOCATED IN UPTON COUNTY | Upton County | TX | 79755 | UPTON | CN606101038 | RN111646840 | During Pipeline operations, there is potential for product to exit from Pipeline ruptures or leaks due to pipeline damage or defects. Leaked product is non recoverable and can pollute water and land. A way to prevent this is to limit the overall volume of product that might escape from the Pipeline. Automatic Shut Off Valves are installed at intervals along the Pipeline to reduce or prevent any such negative impacts to the environment caused by a product release. An Automatic Shutoff Valve is a block valve equipped with an electric, pneumatic, or natural gas powered actuator capable of closing the valve automatically when a change in pressure or flow rate exceeds a specified limit. Sensors provide data to show when a change has occurred. Isolating the damaged pipeline segment by quickly closing upstream and downstream block valves is an effective method for mitigating the consequences of product fugitives release, thus reducing risk of environmental damage. | Pending as of April 1, 2023 | 2023-01-31 14:23 | 655215 | 100
25637 | T1 | EPIC CRUDE PIPELINE LP | SUTTON COUNTY EPIC CRUDE PIPELINE | EPIC CRUDE PIPELINE LOCATED IN SUTTON COUNTY | Sutton County | TX | 76950 | SUTTON | CN606101038 | RN111646857 | During Pipeline operations, there is potential for product to exit from Pipeline ruptures or leaks due to pipeline damage or defects. Leaked product is non recoverable and can pollute water and land. A way to prevent this is to limit the overall volume of product that might escape from the Pipeline. Automatic Shut Off Valves are installed at intervals along the Pipeline to reduce or prevent any such negative impacts to the environment caused by a product release. An Automatic Shutoff Valve is a block valve equipped with an electric, pneumatic, or natural gas powered actuator capable of closing the valve automatically when a change in pressure or flow rate exceeds a specified limit. Sensors provide data to show when a change has occurred. Isolating the damaged pipeline segment by quickly closing upstream and downstream block valves is an effective method for mitigating the consequences of product fugitives release, thus reducing risk of environmental damage. | Pending as of April 1, 2023 | 2023-01-31 14:24 | 693000 | 100
25638 | T1 | EPIC CRUDE PIPELINE LP | SCHLEICHER COUNTY EPIC CRUDE PIPELINE | EPIC CRUDE PIPELINE LOCATED IN SCHLEICHER COUNTY | Schleicher County | TX | 76936 | SCHLEICHER | CN606101038 | RN111646865 | During Pipeline operations, there is potential for product to exit from Pipeline ruptures or leaks due to pipeline damage or defects. Leaked product is non recoverable and can pollute water and land. A way to prevent this is to limit the overall volume of product that might escape from the Pipeline. Automatic Shut Off Valves are installed at intervals along the Pipeline to reduce or prevent any such negative impacts to the environment caused by a product release. An Automatic Shutoff Valve is a block valve equipped with an electric, pneumatic, or natural gas powered actuator capable of closing the valve automatically when a change in pressure or flow rate exceeds a specified limit. Sensors provide data to show when a change has occurred. Isolating the damaged pipeline segment by quickly closing upstream and downstream block valves is an effective method for mitigating the consequences of product fugitives release, thus reducing risk of environmental damage. | Pending as of April 1, 2023 | 2023-01-31 14:24 | 9570 | 100
25639 | T1 | EPIC CRUDE PIPELINE LP | REEVES COUNTY EPIC CRUDE PIPELINE | EPIC CRUDE PIPELINE LOCATED IN REEVES COUNTY | Reeves County | TX | 79772 | REEVES | CN606101038 | RN111646873 | During Pipeline operations, there is potential for product to exit from Pipeline ruptures or leaks due to pipeline damage or defects. Leaked product is non recoverable and can pollute water and land. A way to prevent this is to limit the overall volume of product that might escape from the Pipeline. Automatic Shut Off Valves are installed at intervals along the Pipeline to reduce or prevent any such negative impacts to the environment caused by a product release. An Automatic Shutoff Valve is a block valve equipped with an electric, pneumatic, or natural gas powered actuator capable of closing the valve automatically when a change in pressure or flow rate exceeds a specified limit. Sensors provide data to show when a change has occurred. Isolating the damaged pipeline segment by quickly closing upstream and downstream block valves is an effective method for mitigating the consequences of product fugitives release, thus reducing risk of environmental damage. | Pending as of April 1, 2023 | 2023-01-31 14:24 | 684794 | 100
25640 | T1 | EPIC CRUDE PIPELINE LP | REAGAN COUNTY EPIC CRUDE PIPELINE | EPIC CRUDE PIPELINE LOCATED IN REAGAN COUNTY | Reagan County | TX | 76932 | REAGAN | CN606101038 | RN111646881 | During Pipeline operations, there is potential for product to exit from Pipeline ruptures or leaks due to pipeline damage or defects. Leaked product is non recoverable and can pollute water and land. A way to prevent this is to limit the overall volume of product that might escape from the Pipeline. Automatic Shut Off Valves are installed at intervals along the Pipeline to reduce or prevent any such negative impacts to the environment caused by a product release. An Automatic Shutoff Valve is a block valve equipped with an electric, pneumatic, or natural gas powered actuator capable of closing the valve automatically when a change in pressure or flow rate exceeds a specified limit. Sensors provide data to show when a change has occurred. Isolating the damaged pipeline segment by quickly closing upstream and downstream block valves is an effective method for mitigating the consequences of product fugitives release, thus reducing risk of environmental damage. | Pending as of April 1, 2023 | 2023-01-31 14:24 | 470745 | 100
25641 | T1 | EPIC CRUDE PIPELINE LP | PECOS COUNTY EPIC CRUDE PIPELINE | EPIC CRUDE PIPELINE LOCATED IN PECOS COUNTY | Pecos County | TX | 79735 | PECOS | CN606101038 | RN111646899 | During Pipeline operations, there is potential for product to exit from Pipeline ruptures or leaks due to pipeline damage or defects. Leaked product is non recoverable and can pollute water and land. A way to prevent this is to limit the overall volume of product that might escape from the Pipeline. Automatic Shut Off Valves are installed at intervals along the Pipeline to reduce or prevent any such negative impacts to the environment caused by a product release. An Automatic Shutoff Valve is a block valve equipped with an electric, pneumatic, or natural gas powered actuator capable of closing the valve automatically when a change in pressure or flow rate exceeds a specified limit. Sensors provide data to show when a change has occurred. Isolating the damaged pipeline segment by quickly closing upstream and downstream block valves is an effective method for mitigating the consequences of product fugitives release, thus reducing risk of environmental damage. | Pending as of April 1, 2023 | 2023-01-31 14:24 | 118272 | 100
25642 | T1 | EPIC CRUDE PIPELINE LP | NUECES COUNTY EPIC CRUDE PIPELINE | EPIC CRUDE PIPELINE LOCATED IN NUECES COUNTY | Nueces County | TX | 78380 | NUECES | CN606101038 | RN111646907 | During Pipeline operations, there is potential for product to exit from Pipeline ruptures or leaks due to pipeline damage or defects. Leaked product is non recoverable and can pollute water and land. A way to prevent this is to limit the overall volume of product that might escape from the Pipeline. Automatic Shut Off Valves are installed at intervals along the Pipeline to reduce or prevent any such negative impacts to the environment caused by a product release. An Automatic Shutoff Valve is a block valve equipped with an electric, pneumatic, or natural gas powered actuator capable of closing the valve automatically when a change in pressure or flow rate exceeds a specified limit. Sensors provide data to show when a change has occurred. Isolating the damaged pipeline segment by quickly closing upstream and downstream block valves is an effective method for mitigating the consequences of product fugitives release, thus reducing risk of environmental damage. | Pending as of April 1, 2023 | 2023-01-31 14:25 | 707355 | 100
25643 | T1 | EPIC CRUDE PIPELINE LP | MCMULLEN COUNTY EPIC CRUDE PIPELINE | EPIC CRUDE PIPELINE LOCATED IN MCMULLEN COUNTY | Mcmullen County | TX | 78021 | MCMULLEN | CN606101038 | RN111646915 | During Pipeline operations, there is potential for product to exit from Pipeline ruptures or leaks due to pipeline damage or defects. Leaked product is non recoverable and can pollute water and land. A way to prevent this is to limit the overall volume of product that might escape from the Pipeline. Automatic Shut Off Valves are installed at intervals along the Pipeline to reduce or prevent any such negative impacts to the environment caused by a product release. An Automatic Shutoff Valve is a block valve equipped with an electric, pneumatic, or natural gas powered actuator capable of closing the valve automatically when a change in pressure or flow rate exceeds a specified limit. Sensors provide data to show when a change has occurred. Isolating the damaged pipeline segment by quickly closing upstream and downstream block valves is an effective method for mitigating the consequences of product fugitives release, thus reducing risk of environmental damage. | Pending as of April 1, 2023 | 2023-01-31 14:25 | 33000 | 100
25644 | T1 | EPIC CRUDE PIPELINE LP | MAVERICK COUNTY EPIC CRUDE PIPELINE | EPIC CRUDE PIPELINE LOCATED IN MAVERICK COUNTY | Maverick County | TX | 78853 | MAVERICK | CN606101038 | RN111646923 | During Pipeline operations, there is potential for product to exit from Pipeline ruptures or leaks due to pipeline damage or defects. Leaked product is non recoverable and can pollute water and land. A way to prevent this is to limit the overall volume of product that might escape from the Pipeline. Automatic Shut Off Valves are installed at intervals along the Pipeline to reduce or prevent any such negative impacts to the environment caused by a product release. An Automatic Shutoff Valve is a block valve equipped with an electric, pneumatic, or natural gas powered actuator capable of closing the valve automatically when a change in pressure or flow rate exceeds a specified limit. Sensors provide data to show when a change has occurred. Isolating the damaged pipeline segment by quickly closing upstream and downstream block valves is an effective method for mitigating the consequences of product fugitives release, thus reducing risk of environmental damage. | Pending as of April 1, 2023 | 2023-01-31 14:25 | 453750 | 100
25645 | T1 | EPIC CRUDE PIPELINE LP | LASALLE COUNTY EPIC CRUDE PIPELINE | EPIC CRUDE PIPELINE LOCATED IN LA SALLE COUNTY | La Salle County | TX | 78014 | LA SALLE | CN606101038 | RN111646931 | During Pipeline operations, there is potential for product to exit from Pipeline ruptures or leaks due to pipeline damage or defects. Leaked product is non recoverable and can pollute water and land. A way to prevent this is to limit the overall volume of product that might escape from the Pipeline. Automatic Shut Off Valves are installed at intervals along the Pipeline to reduce or prevent any such negative impacts to the environment caused by a product release. An Automatic Shutoff Valve is a block valve equipped with an electric, pneumatic, or natural gas powered actuator capable of closing the valve automatically when a change in pressure or flow rate exceeds a specified limit. Sensors provide data to show when a change has occurred. Isolating the damaged pipeline segment by quickly closing upstream and downstream block valves is an effective method for mitigating the consequences of product fugitives release, thus reducing risk of environmental damage. | Pending as of April 1, 2023 | 2023-01-31 14:25 | 519200 | 100
25646 | T1 | EPIC CRUDE PIPELINE LP | KINNEY COUNTY EPIC CRUDE PIPELINE | EPIC CRUDE PIPELINE LOCATED IN KINNEY COUNTY | Kinney County | TX | 78832 | KINNEY | CN606101038 | RN111646949 | During Pipeline operations, there is potential for product to exit from Pipeline ruptures or leaks due to pipeline damage or defects. Leaked product is non recoverable and can pollute water and land. A way to prevent this is to limit the overall volume of product that might escape from the Pipeline. Automatic Shut Off Valves are installed at intervals along the Pipeline to reduce or prevent any such negative impacts to the environment caused by a product release. An Automatic Shutoff Valve is a block valve equipped with an electric, pneumatic, or natural gas powered actuator capable of closing the valve automatically when a change in pressure or flow rate exceeds a specified limit. Sensors provide data to show when a change has occurred. Isolating the damaged pipeline segment by quickly closing upstream and downstream block valves is an effective method for mitigating the consequences of product fugitives release, thus reducing risk of environmental damage. | Pending as of April 1, 2023 | 2023-01-31 14:25 | 762960 | 100
25647 | T1 | EPIC CRUDE PIPELINE LP | JIM WELLS COUNTY EPIC CRUDE PIPELINE | EPIC CRUDE PIPELINE LOCATED IN JIM WELLS COUNTY | Jim Wells County | TX | 78332 | JIM WELLS | CN606101038 | RN111646956 | During Pipeline operations, there is potential for product to exit from Pipeline ruptures or leaks due to pipeline damage or defects. Leaked product is non recoverable and can pollute water and land. A way to prevent this is to limit the overall volume of product that might escape from the Pipeline. Automatic Shut Off Valves are installed at intervals along the Pipeline to reduce or prevent any such negative impacts to the environment caused by a product release. An Automatic Shutoff Valve is a block valve equipped with an electric, pneumatic, or natural gas powered actuator capable of closing the valve automatically when a change in pressure or flow rate exceeds a specified limit. Sensors provide data to show when a change has occurred. Isolating the damaged pipeline segment by quickly closing upstream and downstream block valves is an effective method for mitigating the consequences of product fugitives release, thus reducing risk of environmental damage. | Pending as of April 1, 2023 | 2023-01-31 14:26 | 314820 | 100
25648 | T1 | EPIC CRUDE PIPELINE LP | EDWARDS COUNTY EPIC CRUDE PIPELINE | EPIC CRUDE PIPELINE LOCATED IN EDWARDS COUNTY | Edwards County | TX | 78880 | EDWARDS | CN606101038 | RN111646964 | During Pipeline operations, there is potential for product to exit from Pipeline ruptures or leaks due to pipeline damage or defects. Leaked product is non recoverable and can pollute water and land. A way to prevent this is to limit the overall volume of product that might escape from the Pipeline. Automatic Shut Off Valves are installed at intervals along the Pipeline to reduce or prevent any such negative impacts to the environment caused by a product release. An Automatic Shutoff Valve is a block valve equipped with an electric, pneumatic, or natural gas powered actuator capable of closing the valve automatically when a change in pressure or flow rate exceeds a specified limit. Sensors provide data to show when a change has occurred. Isolating the damaged pipeline segment by quickly closing upstream and downstream block valves is an effective method for mitigating the consequences of product fugitives release, thus reducing risk of environmental damage. | Pending as of April 1, 2023 | 2023-01-31 14:26 | 957000 | 100
25649 | T1 | EPIC CRUDE PIPELINE LP | DUVAL COUNTY EPIC CRUDE PIPELINE | EPIC CRUDE PIPELINE LOCATED IN DUVAL COUNTY | Duval County | TX | 78357 | DUVAL | CN606101038 | RN111646972 | During Pipeline operations, there is potential for product to exit from Pipeline ruptures or leaks due to pipeline damage or defects. Leaked product is non recoverable and can pollute water and land. A way to prevent this is to limit the overall volume of product that might escape from the Pipeline. Automatic Shut Off Valves are installed at intervals along the Pipeline to reduce or prevent any such negative impacts to the environment caused by a product release. An Automatic Shutoff Valve is a block valve equipped with an electric, pneumatic, or natural gas powered actuator capable of closing the valve automatically when a change in pressure or flow rate exceeds a specified limit. Sensors provide data to show when a change has occurred. Isolating the damaged pipeline segment by quickly closing upstream and downstream block valves is an effective method for mitigating the consequences of product fugitives release, thus reducing risk of environmental damage. | Pending as of April 1, 2023 | 2023-01-31 14:26 | 699270 | 100
25650 | T1 | EPIC CRUDE PIPELINE LP | DIMMIT COUNTY EPIC CRUDE PIPELINE | EPIC CRUDE PIPELINE LOCATED IN DIMMIT COUNTY | Dimmit County | TX | 78834 | DIMMIT | CN606101038 | RN111646980 | During Pipeline operations, there is potential for product to exit from Pipeline ruptures or leaks due to pipeline damage or defects. Leaked product is non recoverable and can pollute water and land. A way to prevent this is to limit the overall volume of product that might escape from the Pipeline. Automatic Shut Off Valves are installed at intervals along the Pipeline to reduce or prevent any such negative impacts to the environment caused by a product release. An Automatic Shutoff Valve is a block valve equipped with an electric, pneumatic, or natural gas powered actuator capable of closing the valve automatically when a change in pressure or flow rate exceeds a specified limit. Sensors provide data to show when a change has occurred. Isolating the damaged pipeline segment by quickly closing upstream and downstream block valves is an effective method for mitigating the consequences of product fugitives release, thus reducing risk of environmental damage. | Pending as of April 1, 2023 | 2023-01-31 14:26 | 981750 | 100
25651 | T1 | EPIC CRUDE PIPELINE LP | CROCKETT COUNTY EPIC CRUDE PIPELINE | EPIC CRUDE PIPELINE LOCATED IN CROCKETT COUNTY | Crockett County | TX | 76943 | CROCKETT | CN606101038 | RN111646998 | During Pipeline operations, there is potential for product to exit from Pipeline ruptures or leaks due to pipeline damage or defects. Leaked product is non recoverable and can pollute water and land. A way to prevent this is to limit the overall volume of product that might escape from the Pipeline. Automatic Shut Off Valves are installed at intervals along the Pipeline to reduce or prevent any such negative impacts to the environment caused by a product release. An Automatic Shutoff Valve is a block valve equipped with an electric, pneumatic, or natural gas powered actuator capable of closing the valve automatically when a change in pressure or flow rate exceeds a specified limit. Sensors provide data to show when a change has occurred. Isolating the damaged pipeline segment by quickly closing upstream and downstream block valves is an effective method for mitigating the consequences of product fugitives release, thus reducing risk of environmental damage. | Pending as of April 1, 2023 | 2023-01-31 14:26 | 713790 | 100
25652 | T1 | EPIC CRUDE PIPELINE LP | CRANE COUNTY EPIC CRUDE PIPELINE | EPIC CRUDE PIPELINE LOCATED IN CRANE COUNTY | Crane County | TX | 79731 | CRANE | CN606101038 | RN111646477 | During Pipeline operations, there is potential for product to exit from Pipeline ruptures or leaks due to pipeline damage or defects. Leaked product is non recoverable and can pollute water and land. A way to prevent this is to limit the overall volume of product that might escape from the Pipeline. Automatic Shut Off Valves are installed at intervals along the Pipeline to reduce or prevent any such negative impacts to the environment caused by a product release. An Automatic Shutoff Valve is a block valve equipped with an electric, pneumatic, or natural gas powered actuator capable of closing the valve automatically when a change in pressure or flow rate exceeds a specified limit. Sensors provide data to show when a change has occurred. Isolating the damaged pipeline segment by quickly closing upstream and downstream block valves is an effective method for mitigating the consequences of product fugitives release, thus reducing risk of environmental damage. | Pending as of April 1, 2023 | 2023-01-31 14:27 | 605220 | 100
25653 | T1 | EPIC CRUDE PIPELINE LP | ZAVALA COUNTY EPIC CRUDE PIPELINE | EPIC CRUDE PIPELINE LOCATED IN ZAVALA COUNTY | Zavala County | TX | 78839 | ZAVALA | CN606101038 | RN111646816 | Sedimentation and erosion controls consisting of slope breakers, silt fences, sedimentation barriers, staked hay or straw bales, matting and diking. | The following property is used 100% for pollution control and is installed to meet or exceed federal or state regulations: Sedimentation and erosion controls consisting of slope breakers, silt fences, sedimentation barriers, staked hay or straw bales, matting and diking. | 2023-03-27 | 1050000 | 100
25654 | T1 | EPIC CRUDE PIPELINE LP | WINKLER COUNTY EPIC CRUDE PIPELINE | EPIC CRUDE PIPELINE LOCATED IN WINKLER COUNTY | Winkler County | TX | 79789 | WINKLER | CN606101038 | RN111646824 | Sedimentation and erosion controls consisting of slope breakers, silt fences, sedimentation barriers, staked hay or straw bales, matting and diking. | The following property is used 100% for pollution control and is installed to meet or exceed federal or state regulations: Sedimentation and erosion controls consisting of slope breakers, silt fences, sedimentation barriers, staked hay or straw bales, matting and diking. | 2023-03-27 | 914400 | 100
25655 | T1 | EPIC CRUDE PIPELINE LP | WARD COUNTY EPIC CRUDE PIPELINE | EPIC CRUDE PIPELINE LOCATED IN WARD COUNTY | Ward County | TX | 79788 | WARD | CN606101038 | RN111646832 | Sedimentation and erosion controls consisting of slope breakers, silt fences, sedimentation barriers, staked hay or straw bales, matting and diking. | The following property is used 100% for pollution control and is installed to meet or exceed federal or state regulations: Sedimentation and erosion controls consisting of slope breakers, silt fences, sedimentation barriers, staked hay or straw bales, matting and diking. | 2023-03-27 | 3368400 | 100
25656 | T1 | EPIC CRUDE PIPELINE LP | UPTON COUNTY EPIC CRUDE PIPELINE | EPIC CRUDE PIPELINE LOCATED IN UPTON COUNTY | Upton County | TX | 79755 | UPTON | CN606101038 | RN111646840 | Sedimentation and erosion controls consisting of slope breakers, silt fences, sedimentation barriers, staked hay or straw bales, matting and diking. | The following property is used 100% for pollution control and is installed to meet or exceed federal or state regulations: Sedimentation and erosion controls consisting of slope breakers, silt fences, sedimentation barriers, staked hay or straw bales, matting and diking. | 2023-03-27 | 5956500 | 100
25657 | T1 | EPIC CRUDE PIPELINE LP | SUTTON COUNTY EPIC CRUDE PIPELINE | EPIC CRUDE PIPELINE LOCATED IN SUTTON COUNTY | Sutton County | TX | 76950 | SUTTON | CN606101038 | RN111646857 | Sedimentation and erosion controls consisting of slope breakers, silt fences, sedimentation barriers, staked hay or straw bales, matting and diking. | The following property is used 100% for pollution control and is installed to meet or exceed federal or state regulations: Sedimentation and erosion controls consisting of slope breakers, silt fences, sedimentation barriers, staked hay or straw bales, matting and diking. | 2023-03-27 | 6300000 | 100
25658 | T1 | EPIC CRUDE PIPELINE LP | SCHLEICHER COUNTY EPIC CRUDE PIPELINE | EPIC CRUDE PIPELINE LOCATED IN SCHLEICHER COUNTY | Schleicher County | TX | 76936 | SCHLEICHER | CN606101038 | RN111646865 | Sedimentation and erosion controls consisting of slope breakers, silt fences, sedimentation barriers, staked hay or straw bales, matting and diking. | The following property is used 100% for pollution control and is installed to meet or exceed federal or state regulations: Sedimentation and erosion controls consisting of slope breakers, silt fences, sedimentation barriers, staked hay or straw bales, matting and diking. | 2023-03-27 | 87000 | 100
25659 | T1 | EPIC CRUDE PIPELINE LP | REEVES COUNTY EPIC CRUDE PIPELINE | EPIC CRUDE PIPELINE LOCATED IN REEVES COUNTY | Reeves County | TX | 79772 | REEVES | CN606101038 | RN111646873 | Sedimentation and erosion controls consisting of slope breakers, silt fences, sedimentation barriers, staked hay or straw bales, matting and diking. | The following property is used 100% for pollution control and is installed to meet or exceed federal or state regulations: Sedimentation and erosion controls consisting of slope breakers, silt fences, sedimentation barriers, staked hay or straw bales, matting and diking. | 2023-03-27 | 6225400 | 100
25660 | T1 | EPIC CRUDE PIPELINE LP | REAGAN COUNTY EPIC CRUDE PIPELINE | EPIC CRUDE PIPELINE LOCATED IN REAGAN COUNTY | Reagan County | TX | 76932 | REAGAN | CN606101038 | RN111646881 | Sedimentation and erosion controls consisting of slope breakers, silt fences, sedimentation barriers, staked hay or straw bales, matting and diking. | The following property is used 100% for pollution control and is installed to meet or exceed federal or state regulations: Sedimentation and erosion controls consisting of slope breakers, silt fences, sedimentation barriers, staked hay or straw bales, matting and diking. | 2023-03-27 | 4279500 | 100
25661 | T1 | EPIC CRUDE PIPELINE LP | PECOS COUNTY EPIC CRUDE PIPELINE | EPIC CRUDE PIPELINE LOCATED IN PECOS COUNTY | Pecos County | TX | 79735 | PECOS | CN606101038 | RN111646899 | Sedimentation and erosion controls consisting of slope breakers, silt fences, sedimentation barriers, staked hay or straw bales, matting and diking. | The following property is used 100% for pollution control and is installed to meet or exceed federal or state regulations: Sedimentation and erosion controls consisting of slope breakers, silt fences, sedimentation barriers, staked hay or straw bales, matting and diking. | 2023-03-28 | 1075200 | 100
25662 | T1 | EPIC CRUDE PIPELINE LP | NUECES COUNTY EPIC CRUDE PIPELINE | EPIC CRUDE PIPELINE LOCATED IN NUECES COUNTY | Nueces County | TX | 78380 | NUECES | CN606101038 | RN111646907 | Sedimentation and erosion controls consisting of slope breakers, silt fences, sedimentation barriers, staked hay or straw bales, matting and diking. | The following property is used 100% for pollution control and is installed to meet or exceed federal or state regulations: Sedimentation and erosion controls consisting of slope breakers, silt fences, sedimentation barriers, staked hay or straw bales, matting and diking. | 2023-03-28 | 6430500 | 100
25663 | T1 | EPIC CRUDE PIPELINE LP | MCMULLEN COUNTY EPIC CRUDE PIPELINE | EPIC CRUDE PIPELINE LOCATED IN MCMULLEN COUNTY | Mcmullen County | TX | 78021 | MCMULLEN | CN606101038 | RN111646915 | Sedimentation and erosion controls consisting of slope breakers, silt fences, sedimentation barriers, staked hay or straw bales, matting and diking. | The following property is used 100% for pollution control and is installed to meet or exceed federal or state regulations: Sedimentation and erosion controls consisting of slope breakers, silt fences, sedimentation barriers, staked hay or straw bales, matting and diking. | 2023-03-28 | 300000 | 100
25664 | T1 | EPIC CRUDE PIPELINE LP | MAVERICK COUNTY EPIC CRUDE PIPELINE | EPIC CRUDE PIPELINE LOCATED IN MAVERICK COUNTY | Maverick County | TX | 78853 | MAVERICK | CN606101038 | RN111646923 | Sedimentation and erosion controls consisting of slope breakers, silt fences, sedimentation barriers, staked hay or straw bales, matting and diking. | The following property is used 100% for pollution control and is installed to meet or exceed federal or state regulations: Sedimentation and erosion controls consisting of slope breakers, silt fences, sedimentation barriers, staked hay or straw bales, matting and diking. | 2023-03-28 | 4125000 | 100
25665 | T1 | EPIC CRUDE PIPELINE LP | LASALLE COUNTY EPIC CRUDE PIPELINE | EPIC CRUDE PIPELINE LOCATED IN LA SALLE COUNTY | La Salle County | TX | 78014 | LA SALLE | CN606101038 | RN111646931 | Sedimentation and erosion controls consisting of slope breakers, silt fences, sedimentation barriers, staked hay or straw bales, matting and diking. | The following property is used 100% for pollution control and is installed to meet or exceed federal or state regulations: Sedimentation and erosion controls consisting of slope breakers, silt fences, sedimentation barriers, staked hay or straw bales, matting and diking. | 2023-03-28 | 4720000 | 100
25666 | T1 | EPIC CRUDE PIPELINE LP | KINNEY COUNTY EPIC CRUDE PIPELINE | EPIC CRUDE PIPELINE LOCATED IN KINNEY COUNTY | Kinney County | TX | 78832 | KINNEY | CN606101038 | RN111646949 | Sedimentation and erosion controls consisting of slope breakers, silt fences, sedimentation barriers, staked hay or straw bales, matting and diking. | The following property is used 100% for pollution control and is installed to meet or exceed federal or state regulations: Sedimentation and erosion controls consisting of slope breakers, silt fences, sedimentation barriers, staked hay or straw bales, matting and diking. | 2023-03-28 | 6936000 | 100
25667 | T1 | EPIC CRUDE PIPELINE LP | JIM WELLS COUNTY EPIC CRUDE PIPELINE | EPIC CRUDE PIPELINE LOCATED IN JIM WELLS COUNTY | Jim Wells County | TX | 78332 | JIM WELLS | CN606101038 | RN111646956 | Sedimentation and erosion controls consisting of slope breakers, silt fences, sedimentation barriers, staked hay or straw bales, matting and diking. | The following property is used 100% for pollution control and is installed to meet or exceed federal or state regulations: Sedimentation and erosion controls consisting of slope breakers, silt fences, sedimentation barriers, staked hay or straw bales, matting and diking. | 2023-03-28 | 2862000 | 100
25668 | T1 | EPIC CRUDE PIPELINE LP | EDWARDS COUNTY EPIC CRUDE PIPELINE | EPIC CRUDE PIPELINE LOCATED IN EDWARDS COUNTY | Edwards County | TX | 78880 | EDWARDS | CN606101038 | RN111646964 | Sedimentation and erosion controls consisting of slope breakers, silt fences, sedimentation barriers, staked hay or straw bales, matting and diking. | The following property is used 100% for pollution control and is installed to meet or exceed federal or state regulations: Sedimentation and erosion controls consisting of slope breakers, silt fences, sedimentation barriers, staked hay or straw bales, matting and diking. | 2023-03-28 | 8700000 | 100
25669 | T1 | EPIC CRUDE PIPELINE LP | DUVAL COUNTY EPIC CRUDE PIPELINE | EPIC CRUDE PIPELINE LOCATED IN DUVAL COUNTY | Duval County | TX | 78357 | DUVAL | CN606101038 | RN111646972 | Sedimentation and erosion controls consisting of slope breakers, silt fences, sedimentation barriers, staked hay or straw bales, matting and diking. | The following property is used 100% for pollution control and is installed to meet or exceed federal or state regulations: Sedimentation and erosion controls consisting of slope breakers, silt fences, sedimentation barriers, staked hay or straw bales, matting and diking. | 2023-03-28 | 6357000 | 100
25670 | T1 | EPIC CRUDE PIPELINE LP | DIMMIT COUNTY EPIC CRUDE PIPELINE | EPIC CRUDE PIPELINE LOCATED IN DIMMIT COUNTY | Dimmit County | TX | 78834 | DIMMIT | CN606101038 | RN111646980 | Sedimentation and erosion controls consisting of slope breakers, silt fences, sedimentation barriers, staked hay or straw bales, matting and diking. | The following property is used 100% for pollution control and is installed to meet or exceed federal or state regulations: Sedimentation and erosion controls consisting of slope breakers, silt fences, sedimentation barriers, staked hay or straw bales, matting and diking. | 2023-03-28 | 8925000 | 100
25671 | T1 | EPIC CRUDE PIPELINE LP | CROCKETT COUNTY EPIC CRUDE PIPELINE | EPIC CRUDE PIPELINE LOCATED IN CROCKETT COUNTY | Crockett County | TX | 76943 | CROCKETT | CN606101038 | RN111646998 | Sedimentation and erosion controls consisting of slope breakers, silt fences, sedimentation barriers, staked hay or straw bales, matting and diking. | The following property is used 100% for pollution control and is installed to meet or exceed federal or state regulations: Sedimentation and erosion controls consisting of slope breakers, silt fences, sedimentation barriers, staked hay or straw bales, matting and diking. | 2023-03-28 | 6489000 | 100
25672 | T1 | EPIC CRUDE PIPELINE LP | CRANE COUNTY EPIC CRUDE PIPELINE | EPIC CRUDE PIPELINE LOCATED IN CRANE COUNTY | Crane County | TX | 79731 | CRANE | CN606101038 | RN111646477 | Sedimentation and erosion controls consisting of slope breakers, silt fences, sedimentation barriers, staked hay or straw bales, matting and diking. | The following property is used 100% for pollution control and is installed to meet or exceed federal or state regulations: Sedimentation and erosion controls consisting of slope breakers, silt fences, sedimentation barriers, staked hay or straw bales, matting and diking. | 2023-03-28 | 5502000 | 100
25673 | T1 | EPIC CRUDE TERMINAL COMPANY LP | UPTON TERMINAL | Latitude = 31.530839, Longitude = -101.930438 | Upton County | TX | 79755 | UPTON | CN605607282 | RN110744315 | Cathodic Protection on Tank 2501, 2502, 2503, 2504 meant to minimize the risk of corrosion which in turn reduces the risk of oil spillage. | Pending as of April 1, 2023 | 2023-01-31 14:33 | 320000 | 100
25674 | T1 | EPIC CRUDE TERMINAL COMPANY LP | UPTON TERMINAL | Latitude = 31.530839, Longitude = -101.930438 | Upton County | TX | 79755 | UPTON | CN605607282 | RN110744315 | Internal Floating Storage Tank Roofs on Tank 2501, 2502, 2503, 2504 used for evaporative control and reduce VOC emissions | Pending as of April 1, 2023 | 2023-01-31 14:33 | 2800000 | 100
25675 | T1 | EPIC CRUDE TERMINAL COMPANY LP | ROBSTOWN TERMINAL | Latitude = 27.822002, Longitude = -97.618959 | Nueces County | TX | 78380 | NUECES | CN605607282 | RN110663788 | Cathodic Protection on Tank 3001, 3002, 3003, 3004, 2548, 1170, 1171, 2546, 2547, 2543, 2544, 1172, 1173, 2542, 1501, 1502 meant to minimize the risk of corrosion which in turn reduces the risk of oil spillage. | Pending as of April 1, 2023 | 2023-01-31 14:33 | 965000 | 100
25676 | T1 | EPIC CRUDE TERMINAL COMPANY LP | ROBSTOWN TERMINAL | Latitude = 27.822002, Longitude = -97.618959 | Nueces County | TX | 78380 | NUECES | CN605607282 | RN110663788 | Internal Floating Storage Tank Roofs on Tank 3001, 3002, 3003, 3004, 2548, 1170, 1171, 2546, 2547, 2543, 2544, 1172, 1173, 2542, 1501, 1502 used for evaporative control and reduce VOC emissions | Pending as of April 1, 2023 | 2023-01-31 14:34 | 10400000 | 100
25677 | T1 | EPIC CRUDE TERMINAL COMPANY LP | ORLA TERMINAL | Latitude = 31.790408, Longitude = -103.881614 | Reeves County | TX | 79770 | REEVES | CN605607282 | RN110859055 | Cathodic Protection on Tank 1101 meant to minimize the risk of corrosion which in turn reduces the risk of oil spillage. | Pending as of April 1, 2023 | 2023-01-31 14:34 | 110000 | 100
25678 | T1 | EPIC CRUDE TERMINAL COMPANY LP | ORLA TERMINAL | Latitude = 31.790408, Longitude = -103.881614 | Reeves County | TX | 79770 | REEVES | CN605607282 | RN110859055 | Internal Floating Storage Tank Roofs on Tank 1101 used for evaporative control and reduce VOC emissions | Pending as of April 1, 2023 | 2023-01-31 14:34 | 500000 | 100
25679 | T1 | EPIC CRUDE TERMINAL COMPANY LP | HOBSON TERMINAL | Latitude = 28.939445, Longitude = -97.991323 | Karnes County | TX | 78117 | KARNES | CN605607282 | RN110873080 | Cathodic Protection on Tank 1190, 1191, 1192 meant to minimize the risk of corrosion which in turn reduces the risk of oil spillage. | Pending as of April 1, 2023 | 2023-01-31 14:34 | 210000 | 100
25680 | T1 | EPIC CRUDE TERMINAL COMPANY LP | HOBSON TERMINAL | Latitude = 28.939445, Longitude = -97.991323 | Karnes County | TX | 78117 | KARNES | CN605607282 | RN110873080 | Internal Floating Storage Tank Roofs on Tank 1190, 1191, 1192 used for evaporative control and reduce VOC emissions | Pending as of April 1, 2023 | 2023-01-31 14:34 | 1500000 | 100
25681 | T1 | EPIC CRUDE TERMINAL COMPANY LP | GARDENDALE TERMINAL | Latitude = 28.387581, Longitude = -99.26035 | La Salle County | TX | 78014 | LA SALLE | CN605607282 | RN110873098 | Internal Floating Storage Tank Roofs on Tank 1151, 2530, 2531 used for evaporative control and reduce VOC emissions | Pending as of April 1, 2023 | 2023-01-31 14:35 | 1900000 | 100
25682 | T1 | EPIC CRUDE TERMINAL COMPANY LP | GARDENDALE TERMINAL | Latitude = 28.387581, Longitude = -99.26035 | La Salle County | TX | 78014 | LA SALLE | CN605607282 | RN110873098 | Cathodic Protection on Tank 1151, 2530, & 2531 meant to minimize the risk of corrosion which in turn reduces the risk of oil spillage. | Pending as of April 1, 2023 | 2023-01-31 14:35 | 240000 | 100
25683 | T1 | EPIC CRUDE TERMINAL COMPANY LP | CORPUS CHRISTI MARINE TERMINAL | 5802 UP RIVER RD | CORPUS CHRISTI | TX | 78407 | NUECES | CN605607282 | RN108133539 | Internal Floating Roof Tank at the Corpus Christi Marine Terminal Tank 601 used for evaporative control and reduce VOC emissions. | Pending as of April 1, 2023 | 2023-01-31 14:35 | 500000 | 100
25684 | T1 | EPIC CRUDE TERMINAL COMPANY LP | CRANE TERMINAL | Latitude = 31.438947, Longitude = -102.382874 | Crane County | TX | 79731 | CRANE | CN605607282 | RN110655529 | Cathodic Protection on Tank 2510, 2511, 2512, 2513, & 2514 meant to minimize the risk of corrosion which in turn reduces the risk of oil spillage. | Pending as of April 1, 2023 | 2023-01-31 14:35 | 385000 | 100
25685 | T1 | EPIC CRUDE TERMINAL COMPANY LP | CRANE TERMINAL | Latitude = 31.438947, Longitude = -102.382874 | Crane County | TX | 79731 | CRANE | CN605607282 | RN110655529 | Internal Floating Storage Tank Roofs on Tank 2510, 2511, 2512, 2513, & 2514 are used to reduce evaporative loss by the lowering and raising of the roof of the tank dependent upon the volume of product inside. | Pending as of April 1, 2023 | 2023-01-31 14:35 | 3500000 | 100
25686 | T1 | ASPHALT INC LLC | CHANNELVIEW ASPHALT PLANT | 17310 MARKET ST | CHANNELVIEW | TX | 77530 | HARRIS | CN604722728 | RN100210483 | Addition of a Fume/VOC compound incinerator and tank vent piping upgrades to capture and incinerate asphalt tank fumes. Installation of secondary containment system to hold hydrocarbon liquids prior to disposal or re-processing in the event of breach of primary containment. | Pending as of April 1, 2023 | 2023-01-31 15:20 | 420600 | 100
25687 | T1 | ASPHALT INC LLC | CHANNELVIEW ASPHALT PLANT | 17310 MARKET ST | CHANNELVIEW | TX | 77530 | HARRIS | CN604722728 | RN100210483 | diking installed as secondary containment for asphalt tanks pressure washer and knock out tanks. | Pending as of April 1, 2023 | 2023-01-31 15:25 | 204527 | 100
25688 | T1 | ASPHALT INC LLC | CHANNELVIEW ASPHALT PLANT | 17310 MARKET ST | CHANNELVIEW | TX | 77530 | HARRIS | CN604722728 | RN100210483 | Mist eliminators on asphalt production and storage tanks can eliminate the asphalt mist plume and possibly reduce the odor caused by mercaptans in the vapor stream. | Pending as of April 1, 2023 | 2023-01-31 15:29 | 35305 | 100
25689 | T1 | GRAND PRIX PIPELINE LLC | GRAND PRIX CALLAHAN COUNTY PIPELINES | GRAND PRIX PIPELINES IN CALLAHAN COUNTY | Callahan County | TX | 79510 | CALLAHAN | CN605967280 | RN111645776 | Leaked product can contribute to the pollution of waters and lands of the State of Texas. Nondestructive Testing Expenditures during pipeline construction, weld inspections and testing must be conducted as a form of leak detection and prevention. Radiography, one of the most widely used nondestructive testing methods, has been carried out on the pipeline using X-rays to detect internal flaws, defects, or damage in the welds. Radiography tests are performed by using radiation from a controlled source to penetrate the test items. As the radiation passes through the pipeline weld, a portion of it is absorbed by the molecular structure of the material. The amount of radiation absorbed depends on the density and composition of the material. As any cracks, fissures, and pockets in the material have different densities, they will be characterized by different exposure values as more or less radiation penetrates at those points during exposure. Nondestructive testing is instrumental in detecting weld defects that lead to product leakage from the pipeline once operational | Pending as of April 1, 2023 | 2023-01-31 15:33 | 2803776 | 100
25690 | T1 | GRAND PRIX PIPELINE LLC | GRAND PRIX CHAMBERS COUNTY PIPELINE | GRAND PRIX PIPELINE SEGMENT IN CHAMBERS COUNTY | Chambers County | TX | 77521 | CHAMBERS | CN605967280 | RN111645784 | Leaked product can contribute to the pollution of waters and lands of the State of Texas. Nondestructive Testing Expenditures during pipeline construction, weld inspections and testing must be conducted as a form of leak detection and prevention. Radiography, one of the most widely used nondestructive testing methods, has been carried out on the pipeline using X-rays to detect internal flaws, defects, or damage in the welds. Radiography tests are performed by using radiation from a controlled source to penetrate the test items. As the radiation passes through the pipeline weld, a portion of it is absorbed by the molecular structure of the material. The amount of radiation absorbed depends on the density and composition of the material. As any cracks, fissures, and pockets in the material have different densities, they will be characterized by different exposure values as more or less radiation penetrates at those points during exposure. Nondestructive testing is instrumental in detecting weld defects that lead to product leakage from the pipeline once operational | Pending as of April 1, 2023 | 2023-01-31 15:34 | 833400 | 100
25691 | T1 | GRAND PRIX PIPELINE LLC | GRAND PRIX CRANE COUNTY PIPELINES | GRAND PRIX PIPELINES IN CRANE COUNTY | Crane County | TX | 79731 | CRANE | CN605967280 | RN111645792 | Leaked product can contribute to the pollution of waters and lands of the State of Texas. Nondestructive Testing Expenditures during pipeline construction, weld inspections and testing must be conducted as a form of leak detection and prevention. Radiography, one of the most widely used nondestructive testing methods, has been carried out on the pipeline using X-rays to detect internal flaws, defects, or damage in the welds. Radiography tests are performed by using radiation from a controlled source to penetrate the test items. As the radiation passes through the pipeline weld, a portion of it is absorbed by the molecular structure of the material. The amount of radiation absorbed depends on the density and composition of the material. As any cracks, fissures, and pockets in the material have different densities, they will be characterized by different exposure values as more or less radiation penetrates at those points during exposure. Nondestructive testing is instrumental in detecting weld defects that lead to product leakage from the pipeline once operational | Pending as of April 1, 2023 | 2023-01-31 15:34 | 3006048 | 100
25692 | T1 | GRAND PRIX PIPELINE LLC | GRAND PRIX CULBERSON COUNTY PIPELINES | GRAND PRIX PIPELINES IN CULBERSON COUNTY. | Culberson County | TX | 79770 | CULBERSON | CN605967280 | RN111645800 | Leaked product can contribute to the pollution of waters and lands of the State of Texas. Nondestructive Testing Expenditures during pipeline construction, weld inspections and testing must be conducted as a form of leak detection and prevention. Radiography, one of the most widely used nondestructive testing methods, has been carried out on the pipeline using X-rays to detect internal flaws, defects, or damage in the welds. Radiography tests are performed by using radiation from a controlled source to penetrate the test items. As the radiation passes through the pipeline weld, a portion of it is absorbed by the molecular structure of the material. The amount of radiation absorbed depends on the density and composition of the material. As any cracks, fissures, and pockets in the material have different densities, they will be characterized by different exposure values as more or less radiation penetrates at those points during exposure. Nondestructive testing is instrumental in detecting weld defects that lead to product leakage from the pipeline once operational | Pending as of April 1, 2023 | 2023-01-31 15:34 | 1420528 | 100
25693 | T1 | GRAND PRIX PIPELINE LLC | GRAND PRIX EASTLAND COUNTY PIPELINES | GRAND PRIX PIPELINES IN EASTLAND COUNTY | Eastland County | TX | 76448 | EASTLAND | CN605967280 | RN111645818 | Leaked product can contribute to the pollution of waters and lands of the State of Texas. Nondestructive Testing Expenditures during pipeline construction, weld inspections and testing must be conducted as a form of leak detection and prevention. Radiography, one of the most widely used nondestructive testing methods, has been carried out on the pipeline using X-rays to detect internal flaws, defects, or damage in the welds. Radiography tests are performed by using radiation from a controlled source to penetrate the test items. As the radiation passes through the pipeline weld, a portion of it is absorbed by the molecular structure of the material. The amount of radiation absorbed depends on the density and composition of the material. As any cracks, fissures, and pockets in the material have different densities, they will be characterized by different exposure values as more or less radiation penetrates at those points during exposure. Nondestructive testing is instrumental in detecting weld defects that lead to product leakage from the pipeline once operational | Pending as of April 1, 2023 | 2023-01-31 15:34 | 3503040 | 100
25694 | T1 | GRAND PRIX PIPELINE LLC | GRAND PRIX ELLIS COUNTY PIPELINES | GRAND PRIX PIPELINES IN ELLIS COUNTY | Ellis County | TX | 76670 | ELLIS | CN605967280 | RN111645826 | Leaked product can contribute to the pollution of waters and lands of the State of Texas. Nondestructive Testing Expenditures during pipeline construction, weld inspections and testing must be conducted as a form of leak detection and prevention. Radiography, one of the most widely used nondestructive testing methods, has been carried out on the pipeline using X-rays to detect internal flaws, defects, or damage in the welds. Radiography tests are performed by using radiation from a controlled source to penetrate the test items. As the radiation passes through the pipeline weld, a portion of it is absorbed by the molecular structure of the material. The amount of radiation absorbed depends on the density and composition of the material. As any cracks, fissures, and pockets in the material have different densities, they will be characterized by different exposure values as more or less radiation penetrates at those points during exposure. Nondestructive testing is instrumental in detecting weld defects that lead to product leakage from the pipeline once operational | Pending as of April 1, 2023 | 2023-01-31 15:34 | 1104000 | 100
25695 | T1 | GRAND PRIX PIPELINE LLC | GRAND PRIX ERATH COUNTY PIPELINES | GRAND PRIX PIPELINES IN ERATH COUNTY | Erath County | TX | 76401 | ERATH | CN605967280 | RN111645834 | Leaked product can contribute to the pollution of waters and lands of the State of Texas. Nondestructive Testing Expenditures during pipeline construction, weld inspections and testing must be conducted as a form of leak detection and prevention. Radiography, one of the most widely used nondestructive testing methods, has been carried out on the pipeline using X-rays to detect internal flaws, defects, or damage in the welds. Radiography tests are performed by using radiation from a controlled source to penetrate the test items. As the radiation passes through the pipeline weld, a portion of it is absorbed by the molecular structure of the material. The amount of radiation absorbed depends on the density and composition of the material. As any cracks, fissures, and pockets in the material have different densities, they will be characterized by different exposure values as more or less radiation penetrates at those points during exposure. Nondestructive testing is instrumental in detecting weld defects that lead to product leakage from the pipeline once operational | Pending as of April 1, 2023 | 2023-01-31 15:35 | 2663808 | 100
25696 | T1 | GRAND PRIX PIPELINE LLC | GRAND PRIX FREESTONE COUNTY PIPELINES | GRAND PRIX PIPELINES IN FREESTONE COUNTY | Freestone County | TX | 75860 | FREESTONE | CN605967280 | RN111645842 | Leaked product can contribute to the pollution of waters and lands of the State of Texas. Nondestructive Testing Expenditures during pipeline construction, weld inspections and testing must be conducted as a form of leak detection and prevention. Radiography, one of the most widely used nondestructive testing methods, has been carried out on the pipeline using X-rays to detect internal flaws, defects, or damage in the welds. Radiography tests are performed by using radiation from a controlled source to penetrate the test items. As the radiation passes through the pipeline weld, a portion of it is absorbed by the molecular structure of the material. The amount of radiation absorbed depends on the density and composition of the material. As any cracks, fissures, and pockets in the material have different densities, they will be characterized by different exposure values as more or less radiation penetrates at those points during exposure. Nondestructive testing is instrumental in detecting weld defects that lead to product leakage from the pipeline once operational | Pending as of April 1, 2023 | 2023-01-31 15:35 | 4069200 | 100
25697 | T1 | GRAND PRIX PIPELINE LLC | GRAND PRIX GLASSCOCK COUNTY PIPELINES | GRAND PRIX PIPELINES IN GLASSCOCK COUNTY | Glasscock County | TX | 79720 | GLASSCOCK | CN605967280 | RN111645867 | Leaked product can contribute to the pollution of waters and lands of the State of Texas. Nondestructive Testing Expenditures during pipeline construction, weld inspections and testing must be conducted as a form of leak detection and prevention. Radiography, one of the most widely used nondestructive testing methods, has been carried out on the pipeline using X-rays to detect internal flaws, defects, or damage in the welds. Radiography tests are performed by using radiation from a controlled source to penetrate the test items. As the radiation passes through the pipeline weld, a portion of it is absorbed by the molecular structure of the material. The amount of radiation absorbed depends on the density and composition of the material. As any cracks, fissures, and pockets in the material have different densities, they will be characterized by different exposure values as more or less radiation penetrates at those points during exposure. Nondestructive testing is instrumental in detecting weld defects that lead to product leakage from the pipeline once operational | Pending as of April 1, 2023 | 2023-01-31 15:38 | 3072320 | 100
25698 | T1 | GRAND PRIX PIPELINE LLC | GRAND PRIX HILL COUNTY PIPELINE | GRAND PRIX PIPELINE IN HILL COUNTY | Hill County | TX | 76055 | HILL | CN605967280 | RN111645875 | Leaked product can contribute to the pollution of waters and lands of the State of Texas. Nondestructive Testing Expenditures during pipeline construction, weld inspections and testing must be conducted as a form of leak detection and prevention. Radiography, one of the most widely used nondestructive testing methods, has been carried out on the pipeline using X-rays to detect internal flaws, defects, or damage in the welds. Radiography tests are performed by using radiation from a controlled source to penetrate the test items. As the radiation passes through the pipeline weld, a portion of it is absorbed by the molecular structure of the material. The amount of radiation absorbed depends on the density and composition of the material. As any cracks, fissures, and pockets in the material have different densities, they will be characterized by different exposure values as more or less radiation penetrates at those points during exposure. Nondestructive testing is instrumental in detecting weld defects that lead to product leakage from the pipeline once operational | Pending as of April 1, 2023 | 2023-01-31 15:38 | 1344000 | 100
25699 | T1 | GRAND PRIX PIPELINE LLC | GRAND PRIX HOOD COUNTY PIPELINES | GRAND PRIX PIPELINES IN HOOD COUNTY | Hood County | TX | 76476 | HOOD | CN605967280 | RN111645883 | Leaked product can contribute to the pollution of waters and lands of the State of Texas. Nondestructive Testing Expenditures during pipeline construction, weld inspections and testing must be conducted as a form of leak detection and prevention. Radiography, one of the most widely used nondestructive testing methods, has been carried out on the pipeline using X-rays to detect internal flaws, defects, or damage in the welds. Radiography tests are performed by using radiation from a controlled source to penetrate the test items. As the radiation passes through the pipeline weld, a portion of it is absorbed by the molecular structure of the material. The amount of radiation absorbed depends on the density and composition of the material. As any cracks, fissures, and pockets in the material have different densities, they will be characterized by different exposure values as more or less radiation penetrates at those points during exposure. Nondestructive testing is instrumental in detecting weld defects that lead to product leakage from the pipeline once operational | Pending as of April 1, 2023 | 2023-01-31 15:39 | 2107200 | 100
25700 | T1 | GRAND PRIX PIPELINE LLC | GRAND PRIX JOHNSON COUNTY PIPELINES | GRAND PRIX PIPELINES IN JOHNSON COUNTY | Johnson County | TX | 76033 | JOHNSON | CN605967280 | RN111645891 | Leaked product can contribute to the pollution of waters and lands of the State of Texas. Nondestructive Testing Expenditures during pipeline construction, weld inspections and testing must be conducted as a form of leak detection and prevention. Radiography, one of the most widely used nondestructive testing methods, has been carried out on the pipeline using X-rays to detect internal flaws, defects, or damage in the welds. Radiography tests are performed by using radiation from a controlled source to penetrate the test items. As the radiation passes through the pipeline weld, a portion of it is absorbed by the molecular structure of the material. The amount of radiation absorbed depends on the density and composition of the material. As any cracks, fissures, and pockets in the material have different densities, they will be characterized by different exposure values as more or less radiation penetrates at those points during exposure. Nondestructive testing is instrumental in detecting weld defects that lead to product leakage from the pipeline once operational | Pending as of April 1, 2023 | 2023-01-31 15:39 | 3531360 | 100
25701 | T1 | GRAND PRIX PIPELINE LLC | GRAND PRIX LEON COUNTY PIPELINES | GRAND PRIX PIPELINES IN LEON COUNTY | Leon County | TX | 75833 | LEON | CN605967280 | RN111645909 | Leaked product can contribute to the pollution of waters and lands of the State of Texas. Nondestructive Testing Expenditures during pipeline construction, weld inspections and testing must be conducted as a form of leak detection and prevention. Radiography, one of the most widely used nondestructive testing methods, has been carried out on the pipeline using X-rays to detect internal flaws, defects, or damage in the welds. Radiography tests are performed by using radiation from a controlled source to penetrate the test items. As the radiation passes through the pipeline weld, a portion of it is absorbed by the molecular structure of the material. The amount of radiation absorbed depends on the density and composition of the material. As any cracks, fissures, and pockets in the material have different densities, they will be characterized by different exposure values as more or less radiation penetrates at those points during exposure. Nondestructive testing is instrumental in detecting weld defects that lead to product leakage from the pipeline once operational | Pending as of April 1, 2023 | 2023-01-31 15:39 | 4150800 | 100
25702 | T1 | GRAND PRIX PIPELINE LLC | GRAND PRIX LIBERTY COUNTY PIPELINES | GRAND PRIX PIPELINES IN LIBERTY COUNTY | Liberty County | TX | 77535 | LIBERTY | CN605967280 | RN111645917 | Leaked product can contribute to the pollution of waters and lands of the State of Texas. Nondestructive Testing Expenditures during pipeline construction, weld inspections and testing must be conducted as a form of leak detection and prevention. Radiography, one of the most widely used nondestructive testing methods, has been carried out on the pipeline using X-rays to detect internal flaws, defects, or damage in the welds. Radiography tests are performed by using radiation from a controlled source to penetrate the test items. As the radiation passes through the pipeline weld, a portion of it is absorbed by the molecular structure of the material. The amount of radiation absorbed depends on the density and composition of the material. As any cracks, fissures, and pockets in the material have different densities, they will be characterized by different exposure values as more or less radiation penetrates at those points during exposure. Nondestructive testing is instrumental in detecting weld defects that lead to product leakage from the pipeline once operational | Pending as of April 1, 2023 | 2023-01-31 15:39 | 5140800 | 100
25703 | T1 | GRAND PRIX PIPELINE LLC | GRAND PRIX LOVING COUNTY PIPELINES | GRAND PRIX PIPELINES IN LOVING COUNTY | Loving County | TX | 79754 | LOVING | CN605967280 | RN111645925 | Leaked product can contribute to the pollution of waters and lands of the State of Texas. Nondestructive Testing Expenditures during pipeline construction, weld inspections and testing must be conducted as a form of leak detection and prevention. Radiography, one of the most widely used nondestructive testing methods, has been carried out on the pipeline using X-rays to detect internal flaws, defects, or damage in the welds. Radiography tests are performed by using radiation from a controlled source to penetrate the test items. As the radiation passes through the pipeline weld, a portion of it is absorbed by the molecular structure of the material. The amount of radiation absorbed depends on the density and composition of the material. As any cracks, fissures, and pockets in the material have different densities, they will be characterized by different exposure values as more or less radiation penetrates at those points during exposure. Nondestructive testing is instrumental in detecting weld defects that lead to product leakage from the pipeline once operational | Pending as of April 1, 2023 | 2023-01-31 15:39 | 1926656 | 100
25704 | T1 | GRAND PRIX PIPELINE LLC | GRAND PRIX MADISON COUNTY PIPELINE | GRAND PRIX PIPELINE IN MADISON COUNTY | Madison County | TX | 75852 | MADISON | CN605967280 | RN111645933 | Leaked product can contribute to the pollution of waters and lands of the State of Texas. Nondestructive Testing Expenditures during pipeline construction, weld inspections and testing must be conducted as a form of leak detection and prevention. Radiography, one of the most widely used nondestructive testing methods, has been carried out on the pipeline using X-rays to detect internal flaws, defects, or damage in the welds. Radiography tests are performed by using radiation from a controlled source to penetrate the test items. As the radiation passes through the pipeline weld, a portion of it is absorbed by the molecular structure of the material. The amount of radiation absorbed depends on the density and composition of the material. As any cracks, fissures, and pockets in the material have different densities, they will be characterized by different exposure values as more or less radiation penetrates at those points during exposure. Nondestructive testing is instrumental in detecting weld defects that lead to product leakage from the pipeline once operational | Pending as of April 1, 2023 | 2023-01-31 15:40 | 1724760 | 100
25705 | T1 | GRAND PRIX PIPELINE LLC | GRAND PRIX MIDLAND COUNTY PIPELINES | GRAND PRIX PIPELINES IN MIDLAND COUNTY | Midland County | TX | 79706 | MIDLAND | CN605967280 | RN111645974 | Leaked product can contribute to the pollution of waters and lands of the State of Texas. Nondestructive Testing Expenditures during pipeline construction, weld inspections and testing must be conducted as a form of leak detection and prevention. Radiography, one of the most widely used nondestructive testing methods, has been carried out on the pipeline using X-rays to detect internal flaws, defects, or damage in the welds. Radiography tests are performed by using radiation from a controlled source to penetrate the test items. As the radiation passes through the pipeline weld, a portion of it is absorbed by the molecular structure of the material. The amount of radiation absorbed depends on the density and composition of the material. As any cracks, fissures, and pockets in the material have different densities, they will be characterized by different exposure values as more or less radiation penetrates at those points during exposure. Nondestructive testing is instrumental in detecting weld defects that lead to product leakage from the pipeline once operational | Pending as of April 1, 2023 | 2023-01-31 15:43 | 4170432 | 100
25706 | T1 | GRAND PRIX PIPELINE LLC | GRAND PRIX MITCHELL COUNTY PIPELINES | GRAND PRIX PIPELINES IN MITCHELL COUNTY | Mitchell County | TX | 79512 | MITCHELL | CN605967280 | RN111645982 | Leaked product can contribute to the pollution of waters and lands of the State of Texas. Nondestructive Testing Expenditures during pipeline construction, weld inspections and testing must be conducted as a form of leak detection and prevention. Radiography, one of the most widely used nondestructive testing methods, has been carried out on the pipeline using X-rays to detect internal flaws, defects, or damage in the welds. Radiography tests are performed by using radiation from a controlled source to penetrate the test items. As the radiation passes through the pipeline weld, a portion of it is absorbed by the molecular structure of the material. The amount of radiation absorbed depends on the density and composition of the material. As any cracks, fissures, and pockets in the material have different densities, they will be characterized by different exposure values as more or less radiation penetrates at those points during exposure. Nondestructive testing is instrumental in detecting weld defects that lead to product leakage from the pipeline once operational | Pending as of April 1, 2023 | 2023-01-31 15:43 | 1868160 | 100
25707 | T1 | GRAND PRIX PIPELINE LLC | GRAND PRIX NAVARRO COUNTY PIPELINES | GRAND PRIX PIPELINES IN NAVARRO COUNTY | Navarro County | TX | 76641 | NAVARRO | CN605967280 | RN111645990 | Leaked product can contribute to the pollution of waters and lands of the State of Texas. Nondestructive Testing Expenditures during pipeline construction, weld inspections and testing must be conducted as a form of leak detection and prevention. Radiography, one of the most widely used nondestructive testing methods, has been carried out on the pipeline using X-rays to detect internal flaws, defects, or damage in the welds. Radiography tests are performed by using radiation from a controlled source to penetrate the test items. As the radiation passes through the pipeline weld, a portion of it is absorbed by the molecular structure of the material. The amount of radiation absorbed depends on the density and composition of the material. As any cracks, fissures, and pockets in the material have different densities, they will be characterized by different exposure values as more or less radiation penetrates at those points during exposure. Nondestructive testing is instrumental in detecting weld defects that lead to product leakage from the pipeline once operational | Pending as of April 1, 2023 | 2023-01-31 15:43 | 4345200 | 100
25708 | T1 | GRAND PRIX PIPELINE LLC | GRAND PRIX NOLAN COUNTY PIPELINES | GRAND PRIX PIPELINES IN NOLAN COUNTY | Nolan County | TX | 79535 | NOLAN | CN605967280 | RN111646006 | Leaked product can contribute to the pollution of waters and lands of the State of Texas. Nondestructive Testing Expenditures during pipeline construction, weld inspections and testing must be conducted as a form of leak detection and prevention. Radiography, one of the most widely used nondestructive testing methods, has been carried out on the pipeline using X-rays to detect internal flaws, defects, or damage in the welds. Radiography tests are performed by using radiation from a controlled source to penetrate the test items. As the radiation passes through the pipeline weld, a portion of it is absorbed by the molecular structure of the material. The amount of radiation absorbed depends on the density and composition of the material. As any cracks, fissures, and pockets in the material have different densities, they will be characterized by different exposure values as more or less radiation penetrates at those points during exposure. Nondestructive testing is instrumental in detecting weld defects that lead to product leakage from the pipeline once operational | Pending as of April 1, 2023 | 2023-01-31 15:44 | 2788608 | 100
25709 | T1 | GRAND PRIX PIPELINE LLC | GRAND PRIX PECOS COUNTY PIPELINES | GRAND PRIX PIPELINES IN PECOS COUNTY | Pecos County | TX | 79730 | PECOS | CN605967280 | RN111646014 | Leaked product can contribute to the pollution of waters and lands of the State of Texas. Nondestructive Testing Expenditures during pipeline construction, weld inspections and testing must be conducted as a form of leak detection and prevention. Radiography, one of the most widely used nondestructive testing methods, has been carried out on the pipeline using X-rays to detect internal flaws, defects, or damage in the welds. Radiography tests are performed by using radiation from a controlled source to penetrate the test items. As the radiation passes through the pipeline weld, a portion of it is absorbed by the molecular structure of the material. The amount of radiation absorbed depends on the density and composition of the material. As any cracks, fissures, and pockets in the material have different densities, they will be characterized by different exposure values as more or less radiation penetrates at those points during exposure. Nondestructive testing is instrumental in detecting weld defects that lead to product leakage from the pipeline once operational | Pending as of April 1, 2023 | 2023-01-31 15:44 | 626288 | 100
25710 | T1 | GRAND PRIX PIPELINE LLC | GRAND PRIX REAGAN COUNTY PIPELINES | GRAND PRIX PIPELINES IN REAGAN COUNTY | Reagan County | TX | 79739 | REAGAN | CN605967280 | RN111646022 | Leaked product can contribute to the pollution of waters and lands of the State of Texas. Nondestructive Testing Expenditures during pipeline construction, weld inspections and testing must be conducted as a form of leak detection and prevention. Radiography, one of the most widely used nondestructive testing methods, has been carried out on the pipeline using X-rays to detect internal flaws, defects, or damage in the welds. Radiography tests are performed by using radiation from a controlled source to penetrate the test items. As the radiation passes through the pipeline weld, a portion of it is absorbed by the molecular structure of the material. The amount of radiation absorbed depends on the density and composition of the material. As any cracks, fissures, and pockets in the material have different densities, they will be characterized by different exposure values as more or less radiation penetrates at those points during exposure. Nondestructive testing is instrumental in detecting weld defects that lead to product leakage from the pipeline once operational | Pending as of April 1, 2023 | 2023-01-31 15:44 | 628240 | 100
25711 | T1 | GRAND PRIX PIPELINE LLC | GRAND PRIX REEVES COUNTY PIPELINES | GRAND PRIX PIPELINES IN REEVES COUNTY | Reeves County | TX | 79770 | REEVES | CN605967280 | RN111646030 | Leaked product can contribute to the pollution of waters and lands of the State of Texas. Nondestructive Testing Expenditures during pipeline construction, weld inspections and testing must be conducted as a form of leak detection and prevention. Radiography, one of the most widely used nondestructive testing methods, has been carried out on the pipeline using X-rays to detect internal flaws, defects, or damage in the welds. Radiography tests are performed by using radiation from a controlled source to penetrate the test items. As the radiation passes through the pipeline weld, a portion of it is absorbed by the molecular structure of the material. The amount of radiation absorbed depends on the density and composition of the material. As any cracks, fissures, and pockets in the material have different densities, they will be characterized by different exposure values as more or less radiation penetrates at those points during exposure. Nondestructive testing is instrumental in detecting weld defects that lead to product leakage from the pipeline once operational | Pending as of April 1, 2023 | 2023-01-31 15:44 | 1629120 | 100
25712 | T1 | GRAND PRIX PIPELINE LLC | GRAND PRIX SAN JACINTO PIPELINES | GRAND PRIX PIPELINES IN SAN JACINTO COUNTY | San Jacinto County | TX | 77331 | SAN JACINTO | CN605967280 | RN111646048 | Leaked product can contribute to the pollution of waters and lands of the State of Texas. Nondestructive Testing Expenditures during pipeline construction, weld inspections and testing must be conducted as a form of leak detection and prevention. Radiography, one of the most widely used nondestructive testing methods, has been carried out on the pipeline using X-rays to detect internal flaws, defects, or damage in the welds. Radiography tests are performed by using radiation from a controlled source to penetrate the test items. As the radiation passes through the pipeline weld, a portion of it is absorbed by the molecular structure of the material. The amount of radiation absorbed depends on the density and composition of the material. As any cracks, fissures, and pockets in the material have different densities, they will be characterized by different exposure values as more or less radiation penetrates at those points during exposure. Nondestructive testing is instrumental in detecting weld defects that lead to product leakage from the pipeline once operational | Pending as of April 1, 2023 | 2023-01-31 15:44 | 3895200 | 100
25713 | T1 | GRAND PRIX PIPELINE LLC | GRAND PRIX SOMERVELL COUNTY PIPELINE | GRAND PRIX PIPELINE IN SOMERVELL COUNTY | Somervell County | TX | 76070 | SOMERVELL | CN605967280 | RN111646113 | Leaked product can contribute to the pollution of waters and lands of the State of Texas. Nondestructive Testing Expenditures during pipeline construction, weld inspections and testing must be conducted as a form of leak detection and prevention. Radiography, one of the most widely used nondestructive testing methods, has been carried out on the pipeline using X-rays to detect internal flaws, defects, or damage in the welds. Radiography tests are performed by using radiation from a controlled source to penetrate the test items. As the radiation passes through the pipeline weld, a portion of it is absorbed by the molecular structure of the material. The amount of radiation absorbed depends on the density and composition of the material. As any cracks, fissures, and pockets in the material have different densities, they will be characterized by different exposure values as more or less radiation penetrates at those points during exposure. Nondestructive testing is instrumental in detecting weld defects that lead to product leakage from the pipeline once operational | Pending as of April 1, 2023 | 2023-01-31 15:48 | 110400 | 100
25714 | T1 | GRAND PRIX PIPELINE LLC | GRAND PRIX STERLING COUNTY PIPELINES | GRAND PRIX PIPELINES IN STERLING COUNTY | Sterling County | TX | 76951 | STERLING | CN605967280 | RN111646105 | Leaked product can contribute to the pollution of waters and lands of the State of Texas. Nondestructive Testing Expenditures during pipeline construction, weld inspections and testing must be conducted as a form of leak detection and prevention. Radiography, one of the most widely used nondestructive testing methods, has been carried out on the pipeline using X-rays to detect internal flaws, defects, or damage in the welds. Radiography tests are performed by using radiation from a controlled source to penetrate the test items. As the radiation passes through the pipeline weld, a portion of it is absorbed by the molecular structure of the material. The amount of radiation absorbed depends on the density and composition of the material. As any cracks, fissures, and pockets in the material have different densities, they will be characterized by different exposure values as more or less radiation penetrates at those points during exposure. Nondestructive testing is instrumental in detecting weld defects that lead to product leakage from the pipeline once operational | Pending as of April 1, 2023 | 2023-01-31 15:49 | 1657600 | 100
25715 | T1 | GRAND PRIX PIPELINE LLC | GRAND PRIX TAYLOR COUNTY PIPELINES | GRAND PRIX PIPELINES IN TAYLOR COUNTY | Taylor County | TX | 79562 | TAYLOR | CN605967280 | RN111646097 | Leaked product can contribute to the pollution of waters and lands of the State of Texas. Nondestructive Testing Expenditures during pipeline construction, weld inspections and testing must be conducted as a form of leak detection and prevention. Radiography, one of the most widely used nondestructive testing methods, has been carried out on the pipeline using X-rays to detect internal flaws, defects, or damage in the welds. Radiography tests are performed by using radiation from a controlled source to penetrate the test items. As the radiation passes through the pipeline weld, a portion of it is absorbed by the molecular structure of the material. The amount of radiation absorbed depends on the density and composition of the material. As any cracks, fissures, and pockets in the material have different densities, they will be characterized by different exposure values as more or less radiation penetrates at those points during exposure. Nondestructive testing is instrumental in detecting weld defects that lead to product leakage from the pipeline once operational | Pending as of April 1, 2023 | 2023-01-31 15:49 | 2865600 | 100
25716 | T1 | GRAND PRIX PIPELINE LLC | GRAND PRIX UPTON COUNTY PIPELINES | GRAND PRIX PIPELINES IN UPTON COUNTY | Upton County | TX | 79755 | UPTON | CN605967280 | RN111646089 | Leaked product can contribute to the pollution of waters and lands of the State of Texas. Nondestructive Testing Expenditures during pipeline construction, weld inspections and testing must be conducted as a form of leak detection and prevention. Radiography, one of the most widely used nondestructive testing methods, has been carried out on the pipeline using X-rays to detect internal flaws, defects, or damage in the welds. Radiography tests are performed by using radiation from a controlled source to penetrate the test items. As the radiation passes through the pipeline weld, a portion of it is absorbed by the molecular structure of the material. The amount of radiation absorbed depends on the density and composition of the material. As any cracks, fissures, and pockets in the material have different densities, they will be characterized by different exposure values as more or less radiation penetrates at those points during exposure. Nondestructive testing is instrumental in detecting weld defects that lead to product leakage from the pipeline once operational | Pending as of April 1, 2023 | 2023-01-31 15:49 | 702720 | 100
25717 | T1 | GRAND PRIX PIPELINE LLC | GRAND PRIX WALKER COUNTY PIPELINE | GRAND PRIX PIPELINE IN WALKER COUNTY | Walker County | TX | 77320 | WALKER | CN605967280 | RN111646071 | Leaked product can contribute to the pollution of waters and lands of the State of Texas. Nondestructive Testing Expenditures during pipeline construction, weld inspections and testing must be conducted as a form of leak detection and prevention. Radiography, one of the most widely used nondestructive testing methods, has been carried out on the pipeline using X-rays to detect internal flaws, defects, or damage in the welds. Radiography tests are performed by using radiation from a controlled source to penetrate the test items. As the radiation passes through the pipeline weld, a portion of it is absorbed by the molecular structure of the material. The amount of radiation absorbed depends on the density and composition of the material. As any cracks, fissures, and pockets in the material have different densities, they will be characterized by different exposure values as more or less radiation penetrates at those points during exposure. Nondestructive testing is instrumental in detecting weld defects that lead to product leakage from the pipeline once operational | Pending as of April 1, 2023 | 2023-01-31 15:49 | 3469200 | 100
25718 | T1 | GRAND PRIX PIPELINE LLC | GRAND PRIX WARD COUNTY PIPELINES | GRAND PRIX PIPELINES IN WARD COUNTY | Ward County | TX | 79777 | WARD | CN605967280 | RN111646063 | Leaked product can contribute to the pollution of waters and lands of the State of Texas. Nondestructive Testing Expenditures during pipeline construction, weld inspections and testing must be conducted as a form of leak detection and prevention. Radiography, one of the most widely used nondestructive testing methods, has been carried out on the pipeline using X-rays to detect internal flaws, defects, or damage in the welds. Radiography tests are performed by using radiation from a controlled source to penetrate the test items. As the radiation passes through the pipeline weld, a portion of it is absorbed by the molecular structure of the material. The amount of radiation absorbed depends on the density and composition of the material. As any cracks, fissures, and pockets in the material have different densities, they will be characterized by different exposure values as more or less radiation penetrates at those points during exposure. Nondestructive testing is instrumental in detecting weld defects that lead to product leakage from the pipeline once operational | Pending as of April 1, 2023 | 2023-01-31 15:49 | 2957232 | 100
25719 | T1 | GRAND PRIX PIPELINE LLC | GRAND PRIX WINKLER COUNTY PIPELINES | GRAND PRIX PIPELINES IN WINKLER COUNTY | Winkler County | TX | 79789 | WINKLER | CN605967280 | RN111646055 | Leaked product can contribute to the pollution of waters and lands of the State of Texas. Nondestructive Testing Expenditures during pipeline construction, weld inspections and testing must be conducted as a form of leak detection and prevention. Radiography, one of the most widely used nondestructive testing methods, has been carried out on the pipeline using X-rays to detect internal flaws, defects, or damage in the welds. Radiography tests are performed by using radiation from a controlled source to penetrate the test items. As the radiation passes through the pipeline weld, a portion of it is absorbed by the molecular structure of the material. The amount of radiation absorbed depends on the density and composition of the material. As any cracks, fissures, and pockets in the material have different densities, they will be characterized by different exposure values as more or less radiation penetrates at those points during exposure. Nondestructive testing is instrumental in detecting weld defects that lead to product leakage from the pipeline once operational | Pending as of April 1, 2023 | 2023-01-31 15:50 | 1542928 | 100
25720 | T1 | EPIC Y-GRADE LOGISTICS LP | ROBSTOWN FRACTIONATOR | 1501 MCKINZIE RD | CORPUS CHRISTI | TX | 78410 | NUECES | CN605546134 | RN106493760 | 2.5 acres 10 deep detention ponds at the RTF Frac | Pending as of April 1, 2023 | 2023-01-31 16:52 | 1400000 | 100
25721 | T1 | EPIC Y-GRADE LOGISTICS LP | ROBSTOWN FRACTIONATOR | 1501 MCKINZIE RD | CORPUS CHRISTI | TX | 78410 | NUECES | CN605546134 | RN106493760 | Flare & 2 Flare 2Knockout located at the RTF Frac | Pending as of April 1, 2023 | 2023-01-31 16:52 | 5000000 | 100
25722 | T1 | EPIC Y-GRADE LOGISTICS LP | BTT EPIC FRAC | 4437 FM 24 | ROBSTOWN | TX | 78380 | NUECES | CN605546134 | RN110448834 | Thermal Oxidizer at the BTT Frac that uses extremely high temperatures to trigger a combustion reaction in which the VOCs and air pollutants undergo thermal oxidization transforming the organic solvents into CO2 and H20 | Pending as of April 1, 2023 | 2023-01-31 16:52 | 2400000 | 100
25723 | T1 | EPIC Y-GRADE LOGISTICS LP | BTT EPIC FRAC | 4437 FM 24 | ROBSTOWN | TX | 78380 | NUECES | CN605546134 | RN110448834 | Amine Contactor located at the BTT Frac facility | Pending as of April 1, 2023 | 2023-01-31 16:53 | 24200000 | 100
25724 | T1 | EPIC Y-GRADE LOGISTICS LP | BTT EPIC FRAC | 4437 FM 24 | ROBSTOWN | TX | 78380 | NUECES | CN605546134 | RN110448834 | 21,500 sqft Concrete Mats Utilized for Containment 1800 sqft OSBL, 3700 sqft storage/slop tank, 2650 sqft HO Pumps, 1500 sqft CT Chemical, 5000 sqft Xfrms, 300 sqft inlet/coalescer filter, 6200 sqft Amine pad, 2150 sqft compressor pads | Pending as of April 1, 2023 | 2023-01-31 16:53 | 1061065 | 100
25725 | T1 | EPIC Y-GRADE LOGISTICS LP | BTT EPIC FRAC | 4437 FM 24 | ROBSTOWN | TX | 78380 | NUECES | CN605546134 | RN110448834 | 16 Acres 10 deep Detention Ponds at BTT Frac | Pending as of April 1, 2023 | 2023-01-31 16:53 | 9000000 | 100
25726 | T1 | EPIC Y-GRADE LOGISTICS LP | BTT EPIC FRAC | 4437 FM 24 | ROBSTOWN | TX | 78380 | NUECES | CN605546134 | RN110448834 | Gas Detection Equipment at the BTT Frac | Pending as of April 1, 2023 | 2023-01-31 16:53 | 500000 | 100
25727 | T1 | EPIC Y-GRADE LOGISTICS LP | BTT EPIC FRAC | 4437 FM 24 | ROBSTOWN | TX | 78380 | NUECES | CN605546134 | RN110448834 | Flare & Flare Knockout located at the BTT Frac used to burn off VOCs produced during the fractionation process | Pending as of April 1, 2023 | 2023-01-31 16:53 | 6200000 | 100
25728 | T1 | CONTINENTAL RESOURCES INC | WAHA SALTWATER DISPOSAL FACILITY | WAHA SALTWATER DISPOSAL FACILITY | Reeves County | TX | 79770 | REEVES | CN603075706 | RN111649505 | The property is the saltwater disposal facility, The system consists of Poly pipeline in a closed loop system that moves the produced saltwater solely from the oil and gas wells to the SWD disposal wells. Its purpose is to dispose of saltwater that is produced in the drilling and extraction of oil and gas in an environmentally appropriate manner. The piping transports saltwater to the individual wells for the disposal at the end of the production process. The saltwater is injected into the wells and delivered to an underground zone that is determined to be appropriate by the Texas Railroad Commission The SWD wells and piping are the final process after the saltwater is separated from the oil and gas. The entire process is designed to protect the land and freshwater zones underground from the saltwater being disposed | Pending as of April 1, 2023 | 2023-01-31 17:05 | 671109 | 100
25729 | T1 | CONTINENTAL RESOURCES INC | BEN IVEY SALTWATER DISPOSAL FACILITY | BEN IVEY SALTWATER DISPOSAL FACILITY | Ward County | TX | 79777 | WARD | CN603075706 | RN111649513 | The property is the saltwater disposal facility, The system consists of Poly pipeline in a closed loop system that moves the produced saltwater solely from the oil and gas wells to the SWD disposal wells. Its purpose is to dispose of saltwater that is produced in the drilling and extraction of oil and gas in an environmentally appropriate manner. The piping transports saltwater to the individual wells for the disposal at the end of the production process. The saltwater is injected into the wells and delivered to an underground zone that is determined to be appropriate by the Texas Railroad Commission The SWD wells and piping are the final process after the saltwater is separated from the oil and gas. The entire process is designed to protect the land and freshwater zones underground from the saltwater being disposed | Pending as of April 1, 2023 | 2023-01-31 17:05 | 259220 | 100
25730 | T1 | CONTINENTAL RESOURCES INC | LONE TREE RANCH SALTWATER DISPOSAL FACILITY | LONE TREE RANCH SALTWATER DISPOSAL FACILITY | Ward County | TX | 79777 | WARD | CN603075706 | RN111649521 | The property is the saltwater disposal facility, The system consists of Poly pipeline in a closed loop system that moves the produced saltwater solely from the oil and gas wells to the SWD disposal wells. Its purpose is to dispose of saltwater that is produced in the drilling and extraction of oil and gas in an environmentally appropriate manner. The piping transports saltwater to the individual wells for the disposal at the end of the production process. The saltwater is injected into the wells and delivered to an underground zone that is determined to be appropriate by the Texas Railroad Commission The SWD wells and piping are the final process after the saltwater is separated from the oil and gas. The entire process is designed to protect the land and freshwater zones underground from the saltwater being disposed | Pending as of April 1, 2023 | 2023-01-31 17:05 | 230680 | 100
25731 | T1 | CONTINENTAL RESOURCES INC | COCHISE SALTWATER DISPOSAL FACILITY | COCHISE SALTWATER DISPOSAL FACILITY | Ward County | TX | 79777 | WARD | CN603075706 | RN111649539 | The property is the saltwater disposal facility, The system consists of Poly pipeline in a closed loop system that moves the produced saltwater solely from the oil and gas wells to the SWD disposal wells. Its purpose is to dispose of saltwater that is produced in the drilling and extraction of oil and gas in an environmentally appropriate manner. The piping transports saltwater to the individual wells for the disposal at the end of the production process. The saltwater is injected into the wells and delivered to an underground zone that is determined to be appropriate by the Texas Railroad Commission The SWD wells and piping are the final process after the saltwater is separated from the oil and gas. The entire process is designed to protect the land and freshwater zones underground from the saltwater being disposed | Pending as of April 1, 2023 | 2023-01-31 17:06 | 130120 | 100
25732 | T1 | CONTINENTAL RESOURCES INC | CUB CREEK SWD | Latitude = 31.3952, Longitude = -103.07819 | Ward County | TX | 79777 | WARD | CN603075706 | RN110507514 | The property is the saltwater disposal facility, The system consists of Poly pipeline in a closed loop system that moves the produced saltwater solely from the oil and gas wells to the SWD disposal wells. Its purpose is to dispose of saltwater that is produced in the drilling and extraction of oil and gas in an environmentally appropriate manner. The piping transports saltwater to the individual wells for the disposal at the end of the production process. The saltwater is injected into the wells and delivered to an underground zone that is determined to be appropriate by the Texas Railroad Commission The SWD wells and piping are the final process after the saltwater is separated from the oil and gas. The entire process is designed to protect the land and freshwater zones underground from the saltwater being disposed | Pending as of April 1, 2023 | 2023-01-31 17:06 | 143580 | 100
25733 | T1 | AMP TEXAS PIPELINES LLC | BATTLE HORSE PLANT | 10356 OLD MILL CREEK RD | BRENHAM | TX | 77833 | WASHINGTON | CN605548759 | RN110521051 | Secondary containment for the tanks. The piping have an inner and outer barrier with an interstitial space that is monitored for leaks and includes containment sumps when those sumps are used for interstitial monitoring of the piping. | Pending as of April 1, 2023 | 2023-01-31 18:44 | 287000 | 100
25734 | T1 | AMP TEXAS PIPELINES LLC | BATTLE HORSE PLANT | 10356 OLD MILL CREEK RD | BRENHAM | TX | 77833 | WASHINGTON | CN605548759 | RN110521051 | Flaring is a high-temperature oxidation process used to burn waste gases. The scrubbers are used to make gas flare systems safer and more environmentally friendly by eliminating liquid droplets from the waste gas stream that is sent to the flare. In order to prolong the life of the flare system and prevent burning liquid from departing the flare, droplets of liquid must be eliminated from the waste gas stream prior to entering it. A thermal oxidizer is a process unit for air pollution control in many chemical plants that decomposes hazardous gases at a high temperature and releases them into the atmosphere. | Pending as of April 1, 2023 | 2023-01-31 18:44 | 5005000 | 100
25735 | T1 | AMP TEXAS PIPELINES LLC | BATTLE HORSE PLANT | 10356 OLD MILL CREEK RD | BRENHAM | TX | 77833 | WASHINGTON | CN605548759 | RN110521051 | The engines can produce reliable power at high altitudes, remote locations, and where hot field gases are, with minimal emissions when used with the three-way catalyst. The upgrades allow the facility to regulate emissions and monitor any faults in the system to protect the surrounding environment from contamination. | Pending as of April 1, 2023 | 2023-01-31 18:44 | 6239000 | 100
25736 | T1 | HIGHPEAK ENERGY HOLDINGS LLC | BOEDEKER 6W SWD | LAT 32.536881 LONG -101.298962 | Borden County | TX | 79738 | BORDEN | CN605696319 | RN111649786 | The property is the saltwater disposal facility, The system consists of Poly pipeline in a closed loop system that moves the produced saltwater solely from the oil and gas wells to the SWD disposal wells. Its purpose is to dispose of saltwater that is produced in the drilling and extraction of oil and gas in an environmentally appropriate manner. The piping transports saltwater to the individual wells for the disposal at the end of the production process. The saltwater is injected into the wells and delivered to an underground zone that is determined to be appropriate by the Texas Railroad Commission The SWD wells and piping are the final process after the saltwater is separated from the oil and gas. The entire process is designed to protect the land and freshwater zones underground from the saltwater being disposed | Pending as of April 1, 2023 | 2023-01-31 18:45 | 775000 | 100
25737 | T1 | HIGHPEAK ENERGY HOLDINGS LLC | MANN SWD FACILITY | LAT 32.491511 LONG -101.275594 | Howard County | TX | 79738 | HOWARD | CN605696319 | RN111649794 | The property is the saltwater disposal facility, The system consists of Poly pipeline in a closed loop system that moves the produced saltwater solely from the oil and gas wells to the SWD disposal wells. Its purpose is to dispose of saltwater that is produced in the drilling and extraction of oil and gas in an environmentally appropriate manner. The piping transports saltwater to the individual wells for the disposal at the end of the production process. The saltwater is injected into the wells and delivered to an underground zone that is determined to be appropriate by the Texas Railroad Commission The SWD wells and piping are the final process after the saltwater is separated from the oil and gas. The entire process is designed to protect the land and freshwater zones underground from the saltwater being disposed | Pending as of April 1, 2023 | 2023-01-31 18:45 | 800000 | 100
25738 | T1 | HIGHPEAK ENERGY HOLDINGS LLC | JASMINE SWD | Latitude = 32.455234, Longitude = -101.303312 | Howard County | TX | 79511 | HOWARD | CN605696319 | RN111204194 | The property is the saltwater disposal facility, The system consists of Poly pipeline in a closed loop system that moves the produced saltwater solely from the oil and gas wells to the SWD disposal wells. Its purpose is to dispose of saltwater that is produced in the drilling and extraction of oil and gas in an environmentally appropriate manner. The piping transports saltwater to the individual wells for the disposal at the end of the production process. The saltwater is injected into the wells and delivered to an underground zone that is determined to be appropriate by the Texas Railroad Commission The SWD wells and piping are the final process after the saltwater is separated from the oil and gas. The entire process is designed to protect the land and freshwater zones underground from the saltwater being disposed | Pending as of April 1, 2023 | 2023-01-31 18:45 | 850000 | 100
25739 | T1 | HIGHPEAK ENERGY HOLDINGS LLC | JAMES E COATES SWD | LAT 32.530201 LONG -101.341776 | Borden County | TX | 79738 | BORDEN | CN605696319 | RN111649802 | The property is the saltwater disposal facility, The system consists of Poly pipeline in a closed loop system that moves the produced saltwater solely from the oil and gas wells to the SWD disposal wells. Its purpose is to dispose of saltwater that is produced in the drilling and extraction of oil and gas in an environmentally appropriate manner. The piping transports saltwater to the individual wells for the disposal at the end of the production process. The saltwater is injected into the wells and delivered to an underground zone that is determined to be appropriate by the Texas Railroad Commission The SWD wells and piping are the final process after the saltwater is separated from the oil and gas. The entire process is designed to protect the land and freshwater zones underground from the saltwater being disposed | Pending as of April 1, 2023 | 2023-01-31 18:45 | 750000 | 100
25740 | T1 | HIGHPEAK ENERGY HOLDINGS LLC | GRIFFIN RANCH SWD | Latitude = 32.53894, Longitude = -101.284102 | Borden County | TX | 79738 | BORDEN | CN605696319 | RN111592952 | The property is the saltwater disposal facility, The system consists of Poly pipeline in a closed loop system that moves the produced saltwater solely from the oil and gas wells to the SWD disposal wells. Its purpose is to dispose of saltwater that is produced in the drilling and extraction of oil and gas in an environmentally appropriate manner. The piping transports saltwater to the individual wells for the disposal at the end of the production process. The saltwater is injected into the wells and delivered to an underground zone that is determined to be appropriate by the Texas Railroad Commission The SWD wells and piping are the final process after the saltwater is separated from the oil and gas. The entire process is designed to protect the land and freshwater zones underground from the saltwater being disposed | Pending as of April 1, 2023 | 2023-01-31 18:45 | 1200000 | 100
25741 | T1 | HIGHPEAK ENERGY HOLDINGS LLC | ENGLE SWD FACILITY | Latitude = 32.414541, Longitude = -101.271934 | Howard County | TX | 79720 | HOWARD | CN605696319 | RN111649810 | The property is the saltwater disposal facility, The system consists of Poly pipeline in a closed loop system that moves the produced saltwater solely from the oil and gas wells to the SWD disposal wells. Its purpose is to dispose of saltwater that is produced in the drilling and extraction of oil and gas in an environmentally appropriate manner. The piping transports saltwater to the individual wells for the disposal at the end of the production process. The saltwater is injected into the wells and delivered to an underground zone that is determined to be appropriate by the Texas Railroad Commission The SWD wells and piping are the final process after the saltwater is separated from the oil and gas. The entire process is designed to protect the land and freshwater zones underground from the saltwater being disposed | Pending as of April 1, 2023 | 2023-01-31 18:45 | 600000 | 100
25742 | T1 | HIGHPEAK ENERGY HOLDINGS LLC | KRAMPF SWD FACILITY | Latitude = 32.240619, Longitude = -101.360742 | Howard County | TX | 79720 | HOWARD | CN605696319 | RN111649828 | The property is the saltwater disposal facility, The system consists of Poly pipeline in a closed loop system that moves the produced saltwater solely from the oil and gas wells to the SWD disposal wells. Its purpose is to dispose of saltwater that is produced in the drilling and extraction of oil and gas in an environmentally appropriate manner. The piping transports saltwater to the individual wells for the disposal at the end of the production process. The saltwater is injected into the wells and delivered to an underground zone that is determined to be appropriate by the Texas Railroad Commission The SWD wells and piping are the final process after the saltwater is separated from the oil and gas. The entire process is designed to protect the land and freshwater zones underground from the saltwater being disposed | Pending as of April 1, 2023 | 2023-01-31 18:46 | 625000 | 100
25743 | T1 | PERMIAN DEEP ROCK OIL COMPANY LLC | WAFFLE IRON SWD FACILITY | Latitude = 32.01051, Longitude = -102.04138 | Midland County | TX | 79706 | MIDLAND | CN605364637 | RN111107108 | The property is the saltwater disposal facility, The system consists of Poly pipeline in a closed loop system that moves the produced saltwater solely from the oil and gas wells to the SWD disposal wells. Its purpose is to dispose of saltwater that is produced in the drilling and extraction of oil and gas in an environmentally appropriate manner. The piping transports saltwater to the individual wells for the disposal at the end of the production process. The saltwater is injected into the wells and delivered to an underground zone that is determined to be appropriate by the Texas Railroad Commission The SWD wells and piping are the final process after the saltwater is separated from the oil and gas. The entire process is designed to protect the land and freshwater zones underground from the saltwater being disposed | Pending as of April 1, 2023 | 2023-01-31 18:46 | 600000 | 100
25744 | T1 | PERMIAN DEEP ROCK OIL COMPANY LLC | BULLDOG SWD FACILITY | Latitude = 31.97081, Longitude = -102.04567 | Midland County | TX | 79706 | MIDLAND | CN605364637 | RN111107090 | The property is the saltwater disposal facility, The system consists of Poly pipeline in a closed loop system that moves the produced saltwater solely from the oil and gas wells to the SWD disposal wells. Its purpose is to dispose of saltwater that is produced in the drilling and extraction of oil and gas in an environmentally appropriate manner. The piping transports saltwater to the individual wells for the disposal at the end of the production process. The saltwater is injected into the wells and delivered to an underground zone that is determined to be appropriate by the Texas Railroad Commission The SWD wells and piping are the final process after the saltwater is separated from the oil and gas. The entire process is designed to protect the land and freshwater zones underground from the saltwater being disposed | Pending as of April 1, 2023 | 2023-01-31 18:46 | 700000 | 100
25745 | T3 | THE SAN ANTONIO REFINERY LLC | THE SAN ANTONIO REFINERY | 7811 S PRESA ST | SAN ANTONIO | TX | 78223 | BEXAR | CN604256628 | RN101485183 | To comply with BACT requirements for fats, oils and greases FOG to the San Antonio Water System SAWS The San Antonio Refinery TSAR added a 12ft x 16ft x 10ft corrugated plate interceptor CPI to their water treatment system. The major components of this new system are the CPI, 6 new wastewater pumps 2 15hp wastewater pumps, 1 50hp wastewater pump, 1 150hp wastewater pump, 2 5hp wastewater pumps, 1 15hp Wash Pad wastewater pump, 1 new settling tank TK-333, 500 BBL, 12ft Dia x 25ft Carbon Steel Tank, 1 new wastewater tank 12ft Tall x 10ft Wide x 16ft Long Carbon Steel, 1 replacement slop oil tank TK-334, 465 BBL, 14ft Diam, 16ft High Carbon Steel Tank, 1 5hp slop oil pump, 2 2 hp skimmed oil pump, 2 48 inch diameter x 4ft 11in tall carbon steel activated carbon cannisters. Water is collected from various refinery wastewater streams, the wash pad and the desalter to the existing API separator. The wastewater is now treated in both the existing API and the new CPI in series to remove oils. This reduces the Fats, Oils, and Greases FOG contained in the processed wastewater. The normal treated water amount is about 130,000 gallons per day. Three new pumps a normal flow rate pump with spare and a third large rainwater rate pump are installed to pump the wastewater from the API separator to a new settling tank, Tk-333. The rate is flow controlled and cascaded from the level in the API separator. From the settling tank, skimmed oil is sent to oil recovery tank, TK-334. The wastewater from Tk-333 is sent by gravity to the CPI separator. The CPI consists of two compartments. Under normal conditions the water with any remaining entrained oil and solids is split between the compartments and flows through an inlet distributor to reduce fluid velocity. This allows large oil droplets to rise and be collected in the oil collection zone prior to the fluid entering the Plate Packs. The coarse solids settle and are collected in the solids sump section of the inlet chamber. The water containing the remaining oil and solids passes horizontally into the Plate Packs where the flow profile forces laminar flow along a set path through the plates. The plates are set at an angle to allow simultaneous rise of oil and settling of solids. This flow path enables - Oil droplets rise to the underside of the plates - Oil droplets coalesce on the plate underside and travel upwards, further coalescing, forming an oil layer on the top of the CPI - The oil is skimmed and sent to TK-334. - Solids settle on the topside of the plates and slide to the bottom. - Bottoms sludge is periodically drained from the CPI and is either returned to the API or removed for waste disposal - Oil-removed water then overflows a weir into the last chamber in the CPI before exiting to the holding tank, TK-2. Like the pumps feeding the CPI, three pumps, one in normal operation, its spare, and a high-flow rainwater pump, are used to send the cleaned wastewater to the San Antonio Water System for additional treatment. If necessary, a recycle valve from this discharge line is opened to send water back to the API separator to maintain its level. This keeps a minimum amount of wastewater traveling through the CPI to maintain its effectiveness in removing oils. The new CPI system also includes additional valves, piping and control systems needed for steady operation and on-line maintenance. Collected oil in TK-334 is sent back to the refinery for fuels production. Vapors from the API, TK-333, TK-334, TK-2 and the CPI are sent to carbon cannisters for any trace hydrocarbon removal before being vented to atmosphere. | Pending as of April 1, 2023 | 2023-02-06 14:41 | 8208854 | 100
25746 | T1 | AGRIUM US INC | AGRIUM US BORGER NITROGEN OPERATIONS | Latitude = 35.641666, Longitude = -101.422777 | Hutchinson County | TX | 79007 | HUTCHINSON | CN600128227 | RN101865715 | NOx is a precursor to ozone formation. It is important to reduce NOx emissions for this reason. The selected NOx reduction technology for the Primary Reformer Furnace and Auxiliary Boiler is ultra-low NOx burners. According to The John Zink Hamworthy Combustion Handbook, ultra-low NOx burners curtail the formation of NOx emissions by delaying the combustion.... which lowers the peak flame temperatures and reduces the thermal NOx production. In low NOx burners, the delay is achieved by staging the air or staging the fuel in two zones.1 The ultra-low NOx burners are located adjacent to the boiler and furnace firebox. This equipment is physically attached to the Primary Reformer furnace 101-B EPN 2. The pollution control property does not include land. 1Charles E. Baukal, Jr. The John Zink Hamworthy Combustion Handbook, 2ed, Volume 3. Boca Raton, FL CRC Press, 2014. Textbook. pp. 4-5 | Pending as of April 1, 2023 | 2023-02-07 07:54 | 7900000 | 100
25747 | T1 | TEXAS PIPELINE WEBB COUNTY LEAN SYSTEM LLC | RAPTOR PLANT | Latitude = 27.8138, Longitude = -99.5111 | Webb County | TX | 78045 | WEBB | CN604083246 | RN106480726 | 4 catalytic oxidizers installed on 4 CAT 3608 compressor engine packages for thermal destruction of air pollutants. 4 Air/fuel ratio controllers installed on 4 CAT 3608 compressor engine packages used to control air/fuel mixture ratios and reduce NOx and VOC emissions from the compressor engines into the atmosphere. Does not include any land. | Pending as of April 1, 2023 | 2023-02-09 11:04 | 1472000 | 100
25748 | T1 | SHINTECH INCORPORATED | SHINTECH FREEPORT PLANT | 5618 E HIGHWAY 332 | FREEPORT | TX | 77541 | BRAZORIA | CN600128425 | RN100213198 | Liquid vinyl chloride monomer VCM that is not usable in the polyvinyl chloride PVC polymer manufacturing process is vaporized to gaseous form and routed to the waste gas holder. From the gas holder, VCM waste gas is metered to the UN- 2713A or UN-2713B thermal oxidizing units to be destroyed via combustion. UN-2713A and UN-2713B are used solely to control emissions of VCM waste gas. The VCM waste gas is completely combusted in the UN-2713A and UN-2713B combustion chambers at high heat. The products of combustion are routed to the UN-2713A or UN-2713B stack respectively, and ultimately to atmosphere. Stack emissions are monitored for VCM in accordance with Shintechs air operating permit. | Pending as of April 1, 2023 | 2023-02-09 12:11 | 9300000 | 100
25749 | T1 | HOLCIM TEXAS LIMITED PARTNERSHIP | HOLCIM TEXAS | 1800 DOVE LN | MIDLOTHIAN | TX | 76065 | ELLIS | CN601231459 | RN100219286 | Ceramic blocks for the regenerative thermal oxidizer and selective catalytic reduction system replacement. | The following property is used 100% for pollution control and is installed to meet or exceed federal or state regulations: Ceramic blocks for the regenerative thermal oxidizer and selective catalytic reduction system replacement. | 2023-03-31 | 2899413 | 100
25750 | T1 | HOLCIM TEXAS LIMITED PARTNERSHIP | HOLCIM TEXAS | 1800 DOVE LN | MIDLOTHIAN | TX | 76065 | ELLIS | CN601231459 | RN100219286 | Replacement tube sheets for the Line 2 dust metering bin bag filter (392-BF5). | The following property is used 100% for pollution control and is installed to meet or exceed federal or state regulations: Replacement tube sheets for the Line 2 dust metering bin bag filter (392-BF5). | 2023-03-31 | 77396 | 100
25751 | T1 | HOLCIM TEXAS LIMITED PARTNERSHIP | HOLCIM TEXAS | 1800 DOVE LN | MIDLOTHIAN | TX | 76065 | ELLIS | CN601231459 | RN100219286 | Bag replacements for Finish Mill #1 baghouse (561-BF1) and Cement Mill baghouse (563-BF2). | The following property is used 100% for pollution control and is installed to meet or exceed federal or state regulations: Bag replacements for Finish Mill #1 baghouse (561-BF1) and Cement Mill baghouse (563-BF2). | 2023-03-31 | 202277 | 100
25752 | T1 | HOLCIM TEXAS LIMITED PARTNERSHIP | HOLCIM TEXAS | 1800 DOVE LN | MIDLOTHIAN | TX | 76065 | ELLIS | CN601231459 | RN100219286 | Bypass baghouse bag replacement (4A2-BF1), main baghouse duct repair (421-DUX), scrubber recirculation pump replacement (P61-SP3), scrubber pump replacement (P61-SP1), scrubber duct repair (P61-DU1), main baghouse bag replacement (422-BF1), duct repair (422-DUB), main baghouse roof modification (422-BF1), main baghouse repairs (422-BF1), scrubber bypass duct replacement (422-DUB), scrubber mist eliminator repair (P62-WE1), mist eliminator panel replacement (P62-WE1), duct structural support (P62-DU1), and scrubber duct repair (P62-DU1). | The following property is used 100% for pollution control and is installed to meet or exceed federal or state regulations: Bypass baghouse bag replacement (4A2-BF1), main baghouse duct repair (421-DUX), scrubber recirculation pump replacement (P61-SP3), scrubber pump replacement (P61-SP1), scrubber duct repair (P61-DU1), main baghouse bag replacement (422-BF1), duct repair (422-DUB), main baghouse roof modification (422-BF1), main baghouse repairs (422-BF1), scrubber bypass duct replacement (422-DUB), scrubber mist eliminator repair (P62-WE1), mist eliminator panel replacement (P62-WE1), duct structural support (P62-DU1), and scrubber duct repair (P62-DU1). | 2023-03-31 | 2262147 | 100
25753 | T1 | HOLCIM TEXAS LIMITED PARTNERSHIP | HOLCIM TEXAS | 1800 DOVE LN | MIDLOTHIAN | TX | 76065 | ELLIS | CN601231459 | RN100219286 | Cyclone baghouse repair (361-CN1). | The following property is used 100% for pollution control and is installed to meet or exceed federal or state regulations: Cyclone baghouse repair (361-CN1). | 2023-03-31 | 318243 | 100
25754 | T1 | SANDERSON FARMS LLC PROCESSING DIVISION | SANDERSON FARMS TYLER PROCESSING DIVISION | 13523 FM 2015 | TYLER | TX | 75708 | SMITH | CN602768525 | RN109733790 | Wastewater treatment plant consisting of lagoons anaerobic lagoon covers , pump stations, piping, flow meters, monitoring equipment and dispersing equipment . | Pending as of April 1, 2023 | 2023-02-07 | 247933413 | 100
25755 | T1 | MEGLOBAL AMERICAS INC | MEGLOBAL OYSTER CREEK | 4057 E HIGHWAY 332 | FREEPORT | TX | 77541 | BRAZORIA | CN605026343 | RN108887290 | Catalytic oxidation equipment consisting of catalyst installation, catalyst C-6364, CAT oxidation unit, sulfur and methane guard bed, catalytic oxidation unit vessel, flow distribution plate for catalytic oxidation un , internals for catalytic oxidation unit. | Pending as of April 1, 2023 | 2023-02-07 | 34692046.59 | 100
25756 | T1 | MEGLOBAL AMERICAS INC | MEGLOBAL OYSTER CREEK | 4057 E HIGHWAY 332 | FREEPORT | TX | 77541 | BRAZORIA | CN605026343 | RN108887290 | Flare system including flare stack, monitoring system, KO pot and pump, spare flare KO pot, and flare seal pump. | Pending as of April 1, 2023 | 2023-02-07 | 5104573 | 100
25757 | T1 | MEGLOBAL AMERICAS INC | MEGLOBAL OYSTER CREEK | 4057 E HIGHWAY 332 | FREEPORT | TX | 77541 | BRAZORIA | CN605026343 | RN108887290 | Aqueous ammonia tanks. | Pending as of April 1, 2023 | 2023-02-07 | 432394 | 100
25758 | T1 | MEGLOBAL AMERICAS INC | MEGLOBAL OYSTER CREEK | 4057 E HIGHWAY 332 | FREEPORT | TX | 77541 | BRAZORIA | CN605026343 | RN108887290 | Wastewater pipes 004 and 005. | Pending as of April 1, 2023 | 2023-02-07 | 11370402 | 100
25759 | T1 | SANDERSON FARMS LLC PROCESSING DIVISION | SANDERSON FARMS PROCESSING DIVISION PALESTINE | 320 SANDERSON FARMS PKWY | PALESTINE | TX | 75803 | ANDERSON | CN602768525 | RN106670219 | Wastewater treatment plant consisting of lagoons anaerobic lagoon covers, pump stations, piping, flow meters, monitoring equipment and dispersing equipment. | Pending as of April 1, 2023 | 2023-02-07 | 21264535 | 100
25760 | T1 | VOPAK TERMINAL DEER PARK INC | GULF COAST GROWTH VENTURE TERMINAL | Latitude = 27.883333, Longitude = -97.278055 | San Patricio County | TX | 78374 | SAN PATRICIO | CN601178734 | RN110033230 | 4.1 miles of 24-inch plastic wastewater pipeline. | Pending as of April 1, 2023 | 2023-02-07 | 3560570 | 100
25761 | T1 | TXI OPERATIONS LP | TXI OPERATIONS GREENVILLE | 6500 FM 1570 W | GREENVILLE | TX | 75402 | HUNT | CN600125157 | RN102707635 | 114,211.9 square feet of pavement. | Pending as of April 1, 2023 | 2023-02-07 | 487573 | 100
25762 | T1 | TXI OPERATIONS LP | MCKINNEY PLANT 3 | 2105 S MCDONALD ST | MCKINNEY | TX | 75069 | COLLIN | CN600125157 | RN102171238 | 73,253 square feet of pavement. | Pending as of April 1, 2023 | 2023-02-07 | 346027 | 100
25763 | T1 | TXI OPERATIONS LP | TXI-BRIDGEPORT CRUSHED STONE PLANT | 1795 S HWY 101 BRIDGEPORT TX 76426 | Wise County | TX | 76426 | WISE | CN600125157 | RN102286184 | Wheel wash. | Pending as of April 1, 2023 | 2023-02-07 | 312436 | 100
25764 | T1 | MARTIN MARIETTA MATERIALS SOUTHWEST LLC | MM NORTH BRIDGEPORT QUARRY | 856 FM 2952 | CHICO | TX | 76431 | WISE | CN605057868 | RN102855731 | 2015 CAT 908H compact wheel loader with broom. | Pending as of April 1, 2023 | 2023-02-07 | 105623 | 100
25765 | T1 | MARTIN MARIETTA MATERIALS SOUTHWEST LLC | SAN PEDRO PLANT | 19265 HWY 281 NORTH | SAN ANTONIO | TX | 78259 | BEXAR | CN605057868 | RN102875929 | 2019 Freightliner M2 water truck with Niece 4K gallon water tank. | Pending as of April 1, 2023 | 2023-02-07 | 128023 | 100
25766 | T1 | TXI OPERATIONS LP | TXI CELINA AGGREGATE TERMINAL | Latitude = 33.2875, Longitude = -96.7911 | Collin County | TX | 75009 | COLLIN | CN600125157 | RN102419405 | Dust collector. | Pending as of April 1, 2023 | 2023-02-07 | 288033 | 100
25767 | T1 | MARTIN MARIETTA MATERIALS SOUTHWEST LLC | BECKMANN QUARRY | 18495 NW MILITARY HWY | SAN ANTONIO | TX | 78257 | BEXAR | CN605057868 | RN102512126 | Wheel wash. | Pending as of April 1, 2023 | 2023-02-07 | 573323 | 100
25768 | T1 | MARTIN MARIETTA MATERIALS SOUTHWEST LLC | BECKMANN QUARRY | 18495 NW MILITARY HWY | SAN ANTONIO | TX | 78257 | BEXAR | CN605057868 | RN102512126 | Wheel wash. | Pending as of April 1, 2023 | 2023-02-07 | 112829 | 100
25769 | T1 | MARTIN MARIETTA MATERIALS SOUTHWEST LLC | BLACK SPUR UVALDE PLANT | 4483 RANCH ROAD 1022 | UVALDE | TX | 78801 | UVALDE | CN605057868 | RN100215367 | Dust collector. | Pending as of April 1, 2023 | 2023-02-07 | 82853 | 100
25770 | T1 | TXI OPERATIONS LP | TXI-BRIDGEPORT CRUSHED STONE PLANT | 1795 S HWY 101 BRIDGEPORT TX 76426 | Wise County | TX | 76426 | WISE | CN600125157 | RN102286184 | 2021 HD465-7 water truck with a 12-gallon water tank. | Pending as of April 1, 2023 | 2023-02-07 | 539088 | 100
25771 | T1 | TXI OPERATIONS LP | DECATUR CONCRETE BATCH PLANT | Latitude = 33.136666, Longitude = -99.528333 | Wise County | TX | 76234 | WISE | CN600125157 | RN105025712 | Dust collector. | Pending as of April 1, 2023 | 2023-02-07 | 47737 | 100
25772 | T1 | MARTIN MARIETTA MATERIALS SOUTHWEST LLC | DENISON YARD | 2827 RAY DR | DENISON | TX | 75020 | GRAYSON | CN605057868 | RN101534444 | 2019 Fliner M2 water truck with a five-gallon water tank. | Pending as of April 1, 2023 | 2023-02-07 | 136200 | 100
25773 | T1 | MARTIN MARIETTA MATERIALS SOUTHWEST LLC | SOUTH TEXAS ROCK CRUSHING PORTABLE PLANT | Latitude = 26.5747, Longitude = -98.1619 | Hidalgo County | TX | 78563 | HIDALGO | CN605057868 | RN101986768 | 2022 Broce RCT-350 Broom D. | Pending as of April 1, 2023 | 2023-02-07 | 100617 | 100
25774 | T1 | TXI OPERATIONS LP | FREEWAY RM 8 | 12900 LAKE JUNE RD | BALCH SPRINGS | TX | 75180 | DALLAS | CN600125157 | RN102455540 | 2021 220 Pickup Sweeper 72 15-25GPM. | Pending as of April 1, 2023 | 2023-02-07 | 5650 | 100
25775 | T1 | COVESTRO LLC | BAYTOWN NITRIC ACID PLANT | 8500 W BAY RD | BAYTOWN | TX | 77523 | CHAMBERS | CN601544042 | RN100217918 | Piping and valves are used to collect tail gas exhaust from the Nitric Acid Unit and route the exhaust gas to the new static mixer where the exhaust gasses are mixed with ammonia and natural gas. Then the combined tail gas exhaust stream is routed to the new Thyssenkrupp UHDE EnviNox reactor vessel. The reactor vessel, dimensions included in the attachments, includes two catalyst beds filled with iron zeolite catalysts. Once the tail gas exhaust stream enters the EnviNox reactor the catalyst in the reactor promotes the reduction reaction between NOx and ammonia and the reduction reaction between N2O and natural gas removing most of the NOx and N2O from the tail gas exhaust stream. After the tail gas is treated for NOx and N2O it passes out of the EnviNox reactor to an existing tail gas turbine and is then exhausted to the site. The tail gas turbine operates on the latent pressure in the tail gas exhaust stream. Since the EnviNox unit causes a pressure drop across the tail gas exhaust stream the Envinox unit reduces the amount of energy that can be recovered from the tail gas exhaust stream and has a negative impact on the production capability of the Nitric Acid Unit. | Pending as of April 1, 2023 | 2023-02-14 10:37 | 15100000 | 100
25776 | T1 | TXI OPERATIONS LP | TXI OPERATIONS | 245 WARD RD | MIDLOTHIAN | TX | 76065 | ELLIS | CN600125157 | RN100217199 | 2022 TYMCO Sweeper – diesel with DEF. | Pending as of April 1, 2023 | 2023-02-07 | 404656 | 100
25777 | T1 | MARTIN MARIETTA MATERIALS SOUTHWEST LLC | MM NORTH BRIDGEPORT QUARRY | 856 FM 2952 | CHICO | TX | 76431 | WISE | CN605057868 | RN102855731 | Wheel wash. | Pending as of April 1, 2023 | 2023-02-07 | 169170 | 100
25778 | T1 | TXI OPERATIONS LP | MARKUM RANCH CBP FACILITY SN 9518 15 | 1362 MARKUM RANCH RD | FORT WORTH | TX | 76126 | TARRANT | CN600125157 | RN108345844 | 2021 TYMCO DST-4 Regenerative Sweeper. | Pending as of April 1, 2023 | 2023-02-07 | 252804 | 100
25779 | T1 | WOODVILLE PELLETS LLC | WOODVILLE MILL | 164 COUNTY ROAD 1040 | WOODVILLE | TX | 75979 | TYLER | CN605690569 | RN106205032 | The Woodville Pellet facility uses raw material in the form of logs, chips, sawdust, shavings, and forest residue. The Facility also uses wood chips and hog fuel as raw material. The wood pellet production process begins by feeding wet logs into a drum de-barker. As the drum de-barker rotates, the abrasion between the logs and the drum walls removes the bark from the log. Debarked logs are converted to chips. The chips produced onsite as well as the supplemental chips, shavings, and sawdust are transferred from their storage areas into the wet hammermills. From the wet hammermills, the coarse sawdust is conveyed to the infeed of the dryers. The wood pieces are conveyed and dried through the dryer by the combination of mechanical and pneumatic transport. The dry, coarse sawdust is screened and conveyed into dry hammermills. From the dry hammermills, dry milled sawdust is conveyed to two pre-pelletizing storage silos, which are also referred to as sawdust silos. Following the dry milling process, water and starch are combined with the sawdust and conveyed to pellet machines. The pellet machines compress the sawdust into pellets by rolling and squeezing the material through holes in a die. Immediately after the pellets are produced, they are directed to a pellet cooler. Finished, cooled pellets are screened and transported by conveyor to storage silos to await shipment by truck. The finished wood pellets are exported for use as fuel in power generation facilities. An investigation of the facility showed an excess of VOC and volatile HAP emissions from the RTO. The investigation resulted in an agreed order being issued that required the installation of a Regenerative Catalytic Oxidizer. The RCO was installed to destroy VOCs and volatile HAP emissions from the Dry Hammermill and the Cooler Air Aspiration System. This reduced the load on the RTO and brought the facility into compliance. This application requests a positive use determination form the RCO. | Pending as of April 1, 2023 | 2023-02-14 16:33 | 5202674 | 100
25780 | T1 | TESLA INC | TESLA | 13101 HAROLD GREEN DR | AUSTIN | TX | 78725 | TRAVIS | CN604905919 | RN111073623 | Wastewater treatment plant. | Pending as of April 1, 2023 | 2023-02-07 | 32131181 | 100
25781 | T1 | TESLA INC | TESLA | 13101 HAROLD GREEN DR | AUSTIN | TX | 78725 | TRAVIS | CN604905919 | RN111073623 | Fume hoods in the labs and battery cell production areas and fume extractor in the welding area. | The following property is used 100% for pollution control and is installed to meet or exceed federal or state regulations: Fume hoods in the labs and battery cell production areas and fume extractor in the welding area. | 2023-03-26 | 567033 | 100
25782 | T1 | TESLA INC | TESLA | 13101 HAROLD GREEN DR | AUSTIN | TX | 78725 | TRAVIS | CN604905919 | RN111073623 | Ammonia scrubber. | The following property is used 100% for pollution control and is installed to meet or exceed federal or state regulations: Ammonia scrubber. | 2023-03-30 | 192630 | 100
25783 | T1 | TESLA INC | TESLA | 13101 HAROLD GREEN DR | AUSTIN | TX | 78725 | TRAVIS | CN604905919 | RN111073623 | Multi-gas analyzer. | Pending as of April 1, 2023 | 2023-02-07 | 79387 | 100
25784 | T1 | TESLA INC | TESLA | 13101 HAROLD GREEN DR | AUSTIN | TX | 78725 | TRAVIS | CN604905919 | RN111073623 | Filters in the battery cell production, casting, drive unit, paint, and assembly process areas; cyclone filter in the battery cell process area; dust collectors in the battery cell and casting process areas; and drum filters in the battery cell process area. | The following property is used 100% for pollution control and is installed to meet or exceed federal or state regulations: Filters in the battery cell production, casting, drive unit, paint, and assembly process areas; cyclone filter in the battery cell process area; dust collectors in the battery cell and casting process areas; and drum filters in the battery cell process area. | 2023-03-26 | 8917795 | 100
25785 | T1 | TESLA INC | TESLA | 13101 HAROLD GREEN DR | AUSTIN | TX | 78725 | TRAVIS | CN604905919 | RN111073623 | 2022 Freightliner street sweeper with Tymco Model 600 street sweeper uplift. | The following property is used 100% for pollution control and is installed to meet or exceed federal or state regulations: 2022 Freightliner street sweeper with Tymco Model 600 street sweeper uplift. | 2023-02-28 | 568025 | 100
25786 | T1 | TESLA INC | TESLA | 13101 HAROLD GREEN DR | AUSTIN | TX | 78725 | TRAVIS | CN604905919 | RN111073623 | Regenerative thermal oxidizer, carbon beds, booth scrubber, ductwork for VOC control from the painting and battery cell process areas, and the incremental cost difference for a low NOx burner in the powder coating plant process versus a similar burner without NOx controls. | The following property is used 100% for pollution control and is installed to meet or exceed federal or state regulations: Regenerative thermal oxidizer, carbon beds, booth scrubber, ductwork for VOC control from the painting and battery cell process areas, and the incremental cost difference for a low NOx burner in the powder coating plant process versus a similar burner without NOx controls. | 2023-03-26 | 35462549 | 100
25787 | T1 | MULTI-CHEM GROUP LLC | MULTI-CHEM GROUP | 345 PR 4473 | SONORA | TX | 76950 | SUTTON | CN601492135 | RN111666319 | Scrubber system designed for a gas inlet condition of 650 ACFM containing up to 20 by-weight mixture of hydrochloric acid and acetic acid. The scrubber achieves a removal efficiency for hydrochloric acid and acetic acid vapors of 99 by-weight using recirculated caustic solution or recirculated water as scrubbing liquid. The scrubber system major components include an 18-inch diameter Packed Tower Scrubber mounted on a sump tank reservoir able to store a 110-gallon batch of scrubbing liquid for recirculation. Scrubbing liquid recirculation accomplished with an included vertical sealless recirculation pump mounted on the sump. All required piping is corrosion-resistant construction, pH analyzer for monitoring the pH of the scrubbing solution installed, and an explosion-proof level indicator for measurement of liquid level in the sump is installed. The scrubber is installed at Multi-Chem Sonora Manufacturing Plant located at 349 PR 4473, Sonora, TX 76950 in Sutton County Regulated Entity Number RN103948733, Customer Reference Number CN601492135 | Pending as of April 1, 2023 | 2023-02-15 12:41 | 452972 | 100
25788 | T1 | DIAMOND GREEN DIESEL LLC | DIAMOND GREEN DIESEL PORT ARTHUR FACILITY | 2275 REV DR RANSOM HOWARD ST | PORT ARTHUR | TX | 77640 | JEFFERSON | CN605753813 | RN110966884 | Wastewater pretreatment unit. | Pending as of April 1, 2023 | 2023-02-07 | 502828429.36 | 100
25789 | T1 | DIAMOND GREEN DIESEL LLC | DIAMOND GREEN DIESEL PORT ARTHUR FACILITY | 2275 REV DR RANSOM HOWARD ST | PORT ARTHUR | TX | 77640 | JEFFERSON | CN605753813 | RN110966884 | Maintenance flare. | The following property is used 100% for pollution control and is installed to meet or exceed federal or state regulations: Maintenance flare. | 2023-02-28 | 8080115.94 | 100
25790 | T1 | DIAMOND GREEN DIESEL LLC | DIAMOND GREEN DIESEL PORT ARTHUR FACILITY | 2275 REV DR RANSOM HOWARD ST | PORT ARTHUR | TX | 77640 | JEFFERSON | CN605753813 | RN110966884 | Sock filters for extraction fans. | The following property is used 100% for pollution control and is installed to meet or exceed federal or state regulations: Sock filters for extraction fans. | 2023-02-28 | 2000 | 100
25791 | T1 | DIAMOND GREEN DIESEL LLC | DIAMOND GREEN DIESEL PORT ARTHUR FACILITY | 2275 REV DR RANSOM HOWARD ST | PORT ARTHUR | TX | 77640 | JEFFERSON | CN605753813 | RN110966884 | Bag house dust collection system. | The following property is used 100% for pollution control and is installed to meet or exceed federal or state regulations: Bag house dust collection system. | 2023-02-28 | 81900 | 100
25792 | T1 | DIAMOND GREEN DIESEL LLC | DIAMOND GREEN DIESEL PORT ARTHUR FACILITY | 2275 REV DR RANSOM HOWARD ST | PORT ARTHUR | TX | 77640 | JEFFERSON | CN605753813 | RN110966884 | External floating roofs on tanks used to store slop oil. | The following property is used 100% for pollution control and is installed to meet or exceed federal or state regulations: External floating roofs on tanks used to store slop oil. | 2023-02-28 | 264247 | 100
25793 | T1 | DIAMOND GREEN DIESEL LLC | DIAMOND GREEN DIESEL PORT ARTHUR FACILITY | 2275 REV DR RANSOM HOWARD ST | PORT ARTHUR | TX | 77640 | JEFFERSON | CN605753813 | RN110966884 | External floating roofs on tanks used to store renewable naphtha. | The following property is used 100% for pollution control and is installed to meet or exceed federal or state regulations: External floating roofs on tanks used to store renewable naphtha. | 2023-02-28 | 632193 | 100
25794 | T1 | DIAMOND GREEN DIESEL LLC | DIAMOND GREEN DIESEL PORT ARTHUR FACILITY | 2275 REV DR RANSOM HOWARD ST | PORT ARTHUR | TX | 77640 | JEFFERSON | CN605753813 | RN110966884 | External floating roofs on tanks used to store sour water. | The following property is used 100% for pollution control and is installed to meet or exceed federal or state regulations: External floating roofs on tanks used to store sour water. | 2023-02-28 | 245051 | 100
25795 | T1 | DIAMOND GREEN DIESEL LLC | DIAMOND GREEN DIESEL PORT ARTHUR FACILITY | 2275 REV DR RANSOM HOWARD ST | PORT ARTHUR | TX | 77640 | JEFFERSON | CN605753813 | RN110966884 | Temperature monitors, totalizing fuel flowmeters (throughput monitors), and pressure monitors for heaters (EPN E-55-201, E-55-202, and E-59-701). | The following property is used 100% for pollution control and is installed to meet or exceed federal or state regulations: Temperature monitors, totalizing fuel flowmeters (throughput monitors), and pressure monitors for heaters (EPN E-55-201, E-55-202, and E-59-701). | 2023-02-28 | 13049 | 100
25796 | T1 | DIAMOND GREEN DIESEL LLC | DIAMOND GREEN DIESEL PORT ARTHUR FACILITY | 2275 REV DR RANSOM HOWARD ST | PORT ARTHUR | TX | 77640 | JEFFERSON | CN605753813 | RN110966884 | Temperature monitors, totalizing fuel flowmeters (throughput monitors), and pressure monitors for heaters (EPNs E-55-201 and E-55-202) | The following property is used 100% for pollution control and is installed to meet or exceed federal or state regulations: Temperature monitors, totalizing fuel flowmeters (throughput monitors), and pressure monitors for heaters (EPNs E-55-201 and E-55-202) | 2023-02-28 | 65460.08 | 100
25797 | T1 | DIAMOND GREEN DIESEL LLC | DIAMOND GREEN DIESEL PORT ARTHUR FACILITY | 2275 REV DR RANSOM HOWARD ST | PORT ARTHUR | TX | 77640 | JEFFERSON | CN605753813 | RN110966884 | Flowmeters (throughput monitors) for diesel storage tanks (EPNs T-103, T-2301, and T-2302). | The following property is used 100% for pollution control and is installed to meet or exceed federal or state regulations: Flowmeters (throughput monitors) for diesel storage tanks (EPNs T-103, T-2301, and T-2302). | 2023-02-28 | 10000 | 100
25798 | T1 | DIAMOND GREEN DIESEL LLC | DIAMOND GREEN DIESEL PORT ARTHUR FACILITY | 2275 REV DR RANSOM HOWARD ST | PORT ARTHUR | TX | 77640 | JEFFERSON | CN605753813 | RN110966884 | Fuel gas H2S analyzers and fuel gas BTU analyzers. | Pending as of April 1, 2023 | 2023-01-30 | 30000 | 100
25799 | T1 | DIAMOND GREEN DIESEL LLC | DIAMOND GREEN DIESEL PORT ARTHUR FACILITY | 2275 REV DR RANSOM HOWARD ST | PORT ARTHUR | TX | 77640 | JEFFERSON | CN605753813 | RN110966884 | Temperature monitors and flowmeters (throughput monitors) for blend tanks (EPNs T-301, T-302, and T-303). | The following property is used 100% for pollution control and is installed to meet or exceed federal or state regulations: Temperature monitors and flowmeters (throughput monitors) for blend tanks (EPNs T-301, T-302, and T-303). | 2023-02-28 | 63463.47 | 100
25800 | T1 | DIAMOND GREEN DIESEL LLC | DIAMOND GREEN DIESEL PORT ARTHUR FACILITY | 2275 REV DR RANSOM HOWARD ST | PORT ARTHUR | TX | 77640 | JEFFERSON | CN605753813 | RN110966884 | Flowmeters (throughput monitors) for pretreatment unit tanks (EPN C-GDVOC). | The following property is used 100% for pollution control and is installed to meet or exceed federal or state regulations: Flowmeters (throughput monitors) for pretreatment unit tanks (EPN C-GDVOC). | 2023-02-28 | 17238.16 | 100
25801 | T1 | DIAMOND GREEN DIESEL LLC | DIAMOND GREEN DIESEL PORT ARTHUR FACILITY | 2275 REV DR RANSOM HOWARD ST | PORT ARTHUR | TX | 77640 | JEFFERSON | CN605753813 | RN110966884 | Temperature monitors and flowmeters (throughput monitors) for renewable diesel tanks (EPNs T-103, T-2301, and T-2302). | The following property is used 100% for pollution control and is installed to meet or exceed federal or state regulations: Temperature monitors and flowmeters (throughput monitors) for renewable diesel tanks (EPNs T-103, T-2301, and T-2302). | 2023-02-28 | 131493 | 100
25802 | T1 | DIAMOND GREEN DIESEL LLC | DIAMOND GREEN DIESEL PORT ARTHUR FACILITY | 2275 REV DR RANSOM HOWARD ST | PORT ARTHUR | TX | 77640 | JEFFERSON | CN605753813 | RN110966884 | Temperature monitors and flowmeters (throughput monitors) for naphtha tanks (EPNs T-321 and T-322). | The following property is used 100% for pollution control and is installed to meet or exceed federal or state regulations: Temperature monitors and flowmeters (throughput monitors) for naphtha tanks (EPNs T-321 and T-322). | 2023-02-28 | 109498 | 100
25803 | T1 | DIAMOND GREEN DIESEL LLC | DIAMOND GREEN DIESEL PORT ARTHUR FACILITY | 2275 REV DR RANSOM HOWARD ST | PORT ARTHUR | TX | 77640 | JEFFERSON | CN605753813 | RN110966884 | Temperature monitors and flowmeters (throughput monitors) for slop oil tank (EPN T-325). | The following property is used 100% for pollution control and is installed to meet or exceed federal or state regulations: Temperature monitors and flowmeters (throughput monitors) for slop oil tank (EPN T-325). | 2023-02-28 | 53315 | 100
25804 | T1 | DIAMOND GREEN DIESEL LLC | DIAMOND GREEN DIESEL PORT ARTHUR FACILITY | 2275 REV DR RANSOM HOWARD ST | PORT ARTHUR | TX | 77640 | JEFFERSON | CN605753813 | RN110966884 | Temperature monitors and flowmeters (throughput monitors) for fats/oil tanks (EPNs T-304, T-54-001, T-311, T-312, and T-313). | The following property is used 100% for pollution control and is installed to meet or exceed federal or state regulations: Temperature monitors and flowmeters (throughput monitors) for fats/oil tanks (EPNs T-304, T-54-001, T-311, T-312, and T-313). | 2023-02-28 | 63463.47 | 100
25805 | T1 | DIAMOND GREEN DIESEL LLC | DIAMOND GREEN DIESEL PORT ARTHUR FACILITY | 2275 REV DR RANSOM HOWARD ST | PORT ARTHUR | TX | 77640 | JEFFERSON | CN605753813 | RN110966884 | Temperature monitors and flowmeters (throughput monitors). | Pending as of April 1, 2023 | 2023-02-07 | 53591 | 100
25806 | T1 | DIAMOND GREEN DIESEL LLC | DIAMOND GREEN DIESEL PORT ARTHUR FACILITY | 2275 REV DR RANSOM HOWARD ST | PORT ARTHUR | TX | 77640 | JEFFERSON | CN605753813 | RN110966884 | Cooling tower drift eliminator for EPN E-CT-350. | The following property is used 100% for pollution control and is installed to meet or exceed federal or state regulations: Cooling tower drift eliminator for EPN E-CT-350. | 2023-02-28 | 56000 | 100
25807 | T3 | DIAMOND GREEN DIESEL LLC | DIAMOND GREEN DIESEL PORT ARTHUR FACILITY | 2275 REV DR RANSOM HOWARD ST | PORT ARTHUR | TX | 77640 | JEFFERSON | CN605753813 | RN110966884 | Sour water stripper. | Pending as of April 1, 2023 | 2023-02-07 | 72053434.13 | 95.02
25808 | T1 | TXI OPERATIONS LP | TXI ORANGE READY MIX | Latitude = 30.0893, Longitude = -93.7769 | Orange County | TX | 77630 | ORANGE | CN600125157 | RN101950657 | Dust collector. | Pending as of April 1, 2023 | 2023-02-07 | 64517 | 100
25809 | T1 | TXI OPERATIONS LP | TXI OPERATIONS | 1200 W HWY 114 | ROANOKE | TX | 76262 | DENTON | CN600125157 | RN102845005 | Wheel wash. | Pending as of April 1, 2023 | 2023-02-07 | 187220 | 100
25810 | T1 | TXI OPERATIONS LP | TXI CELINA AGGREGATE TERMINAL | 11481 COUNTY ROAD 53 | CELINA | TX | 75009 | COLLIN | CN600125157 | RN102419405 | 708,875 square feet of pavement. | Pending as of April 1, 2023 | 2023-02-07 | 896055 | 100
25811 | T1 | ORION ENGINEERED CARBONS LLC | BORGER CARBON BLACK PLANT | Latitude = 35.668055, Longitude = -101.432777 | Hutchinson County | TX | 79007 | HUTCHINSON | CN600123988 | RN100209659 | Tail gas emission control system consisting of tail gas blower and ducting; selective catalytic reactor with ammonia injection grid, ammonia vaporization skid, catalyst reactor and ammonia tank and pump; circulating dry scrubber system with lime silos, makeup water tank and circulating fluidized bed reactor; particulate bag filter; calcium sulphate storage silos; and treated tail gas induction fan and stack. | Pending as of April 1, 2023 | 2023-02-15 | 65100000 | 100
25812 | T1 | CANAL BARGE COMPANY INC | CANAL BARGE | Latitude = 29.763217, Longitude = -95.091921 | Harris County | TX | 77530 | HARRIS | CN605190974 | RN110139961 | Vapor recovery system on tank barges USCG numbers 1287340, 1287341, 1294899, 1294900, and 1294679. | Pending as of April 1, 2023 | 2023-02-15 | 1020000 | 100
25813 | T1 | CANAL BARGE COMPANY INC | CANAL BARGE | Latitude = 29.763217, Longitude = -95.091921 | Harris County | TX | 77530 | HARRIS | CN605190974 | RN110139961 | The incremental cost difference between a single-hulled barge and a double-hulled barge tank barges USCG numbers 1287340, 1287341, 1294899, 1294900, and 1294679. | Pending as of April 1, 2023 | 2023-02-15 | 2550000 | 100
25814 | T1 | LHOIST NORTH AMERICA OF TEXAS LLC | NEW BRAUNFELS LIME PLANT | Latitude = 29.681111, Longitude = -98.178888 | Comal County | TX | 78132 | COMAL | CN605752088 | RN100552454 | Opacity monitor. | Pending as of April 1, 2023 | 2023-02-15 | 55373 | 100
25815 | T1 | LHOIST NORTH AMERICA OF TEXAS LLC | NEW BRAUNFELS LIME PLANT | Latitude = 29.681111, Longitude = -98.178888 | Comal County | TX | 78132 | COMAL | CN605752088 | RN100552454 | Baghouse filter and bin vent. | Pending as of April 1, 2023 | 2023-02-15 | 2461752.96 | 100
25816 | T1 | MARTIN MARIETTA MATERIALS SOUTHWEST LLC | SMITHSON VALLEY MATERIALS | 29590 SMITHSON VALLEY RD | SAN ANTONIO | TX | 78261 | BEXAR | CN605057868 | RN105564777 | 2020 Peterbilt 348 water truck with Niece 4K gallon water tank. | Pending as of April 1, 2023 | 2023-02-07 | 173403 | 100
25817 | T1 | MARTIN MARIETTA MATERIALS SOUTHWEST LLC | GCH BENDER | 15409 OLD HUMBLE RD | HUMBLE | TX | 77396 | HARRIS | CN605057868 | RN107129264 | 2023 Ford F750 Water truck with Ledwell 2000-gallon water tank. | Pending as of April 1, 2023 | 2023-02-07 | 108829 | 100
25818 | T1 | MARTIN MARIETTA MATERIALS SOUTHWEST LLC | CORPUS CHRISTI YARD | 230 FLATO RD | CORPUS CHRISTI | TX | 78405 | NUECES | CN605057868 | RN105241673 | 2017 International 7400 water truck D with 4,000-gallon water tank. | Pending as of April 1, 2023 | 2023-02-07 | 114106 | 100
25819 | T1 | MARTIN MARIETTA MATERIALS SOUTHWEST LLC | CHRISMAN YARD | 14329 CHRISMAN RD | HOUSTON | TX | 77039 | HARRIS | CN605057868 | RN103728242 | 2005 International water truck #5299. | Pending as of April 1, 2023 | 2023-02-07 | 12300 | 100
25820 | T1 | TXI OPERATIONS LP | TXI MABANK READY MIX | 806 W MASON ST | MABANK | TX | 75147 | KAUFMAN | CN600125157 | RN106655194 | Dust collector. | Pending as of April 1, 2023 | 2023-02-07 | 64366 | 100
25821 | T1 | MARTIN MARIETTA MATERIALS SOUTHWEST LLC | PLANT 1 SNPIDTP500A0MG92849 SNPIDTP550K0MH5432 | PORTABLE 1701 CR 147 | Williamson County | TX | 78633 | WILLIAMSON | CN605057868 | RN111428900 | 2022 Cat 772 off highway water truck. | Pending as of April 1, 2023 | 2023-02-07 | 292031 | 100
25822 | T1 | MARTIN MARIETTA MATERIALS SOUTHWEST LLC | RIO MEDINA QUARRY | Latitude = 29.5175, Longitude = -98.8213 | Medina County | TX | 78253 | MEDINA | CN605057868 | RN106174576 | 2007 Komatsu HD325-7 water truck with Niece 4K gallon water tank. | Pending as of April 1, 2023 | 2023-02-07 | 47045 | 100
25823 | T1 | MARTIN MARIETTA MATERIALS SOUTHWEST LLC | RIO MEDINA QUARRY | Latitude = 29.5175, Longitude = -98.8213 | Medina County | TX | 78253 | MEDINA | CN605057868 | RN106174576 | Wheel wash. | Pending as of April 1, 2023 | 2023-02-07 | 116155 | 100
25824 | T1 | EL PASO ELECTRIC COMPANY | NEWMAN POWER STATION | 4900 STAN ROBERTS SR AVE | EL PASO | TX | 79934 | EL PASO | CN600352819 | RN100211309 | El Paso Electric Company EPE owns and operates the Newman Power Station, located 20 miles north of downtown El Paso Texas. The facility consists of 5 units - 3 conventional steam turbines and 2 combined cycle units. EPE intends on starting up a new simple cycle unit Unit 6 in 2023. All units fire natural gas. In approximately 2002 a Flue Gas Recirculation FGR system was installed on Unit 3 to reduce NOx emissions from Unit 3s flue gas. The FGR system is comprised of a nozzle, duct, dampers, expansion joints and other minor equipment. The FGR system extracts a portion of Unit 3s flue gas and recirculates it back to the main combustion chamber of Unit 3. The inert gases from the flue gas absorb heat and create a lower flame temperature. This lower flame temperature results in a reduction of thermal NOx formation and therefore a reduction in NOx emissions from Unit 3. | Pending as of April 1, 2023 | 2023-02-27 16:06 | 146231 | 100
25825 | T1 | EL PASO ELECTRIC COMPANY | MONTANA POWER STATION | 13511B MONTANA AVE | EL PASO | TX | 79938 | EL PASO | CN600352819 | RN106392624 | El Paso Electric Company EPE owns and operates the Montana Power Station MPS located on a 260 acre tract of land that is approximately 17 miles northeast of downtown El Paso Texas. MPS operates four 4 gas fired simple cycle turbines with a total capacity of 400 MW. In 2022 MPS constructed new secondary containments for 4 Gengard GN8020 tanks and 1 Flogard MS6205 tank. Each tank is 1200 gallons and sits above an epoxy lined Belzona 4311 cement secondary containment that was sized to hold 110 percent of the tank volume. Previously these chemicals were stored in IBC totes. The epoxy lined secondary containments were incorporated into the design to prevent chemical release from the primary containment to surrounding soils and groundwater or waterways. | Pending as of April 1, 2023 | 2023-02-27 16:12 | 255701 | 100
25826 | T1 | BRAES BAYOU GENERATING LLC | BRAES BAYOU PLANT | Latitude = 29.480277, Longitude = -95.620277 | Fort Bend County | TX | 77481 | FORT BEND | CN606006153 | RN110565843 | During construction 122,713 square feet of concrete was installed to pave plant roadways. The paving was installed to control and reduce dust and other particulate matter releases from the facility. | Pending as of April 1, 2023 | 2023-02-28 10:53 | 1390627 | 100
25827 | T1 | BRAES BAYOU II LLC | BRAES BAYOU PLANT | Latitude = 29.480277, Longitude = -95.620277 | Fort Bend County | TX | 77481 | FORT BEND | CN606032332 | RN110565843 | The 288 MW Braes Bayou Plant is a power plant comprised of eight natural gas fired General Electric LM6000 units in simple cycle arrangement. The facility is operated by two separate companies. Braes Bayou II LLC operates units 1 and 2. Each unit includes the aeroderivative combustion turbine engine plus generator, SCR, CO catalyst, evaporative cooler, inlet fogger, exhaust system, and other equipment. A continuous emission monitoring system was installed to monitor emissions from the six turbine stacks. The CEMs monitor for NOx, CO, SO2, VOC, NH3, H2SO4, and NH4SO2. | Pending as of April 1, 2023 | 2023-02-28 10:54 | 274830 | 100
25828 | T1 | BRAES BAYOU GENERATING LLC | BRAES BAYOU PLANT | Latitude = 29.480277, Longitude = -95.620277 | Fort Bend County | TX | 77481 | FORT BEND | CN606006153 | RN110565843 | The 288 MW Braes Bayou Plant is a power plant comprised of eight natural gas fired General Electric LM6000 units in simple cycle arrangement. The facility is operated by two separate companies. Braes Bayou Generating LLC operates units 3 through 8. Each unit includes the aeroderivative combustion turbine engine plus generator, SCR, CO catalyst, evaporative cooler, inlet fogger, exhaust system, and other equipment. A continuous emission monitoring system was installed to monitor emissions from the six turbine stacks. The CEMs monitor for NOx, CO, SO2, VOC, NH3, H2SO4, and NH4SO2. | Pending as of April 1, 2023 | 2023-02-28 10:54 | 1057680 | 100
25829 | T1 | BRAES BAYOU II LLC | BRAES BAYOU PLANT | Latitude = 29.480277, Longitude = -95.620277 | Fort Bend County | TX | 77481 | FORT BEND | CN606032332 | RN110565843 | The 288 MW HO Clarke Project is a power plant comprised of eight natural gas fired General Electric LM6000 units in simple cycle arrangement. Each unit includes the aeroderivative combustion turbine engine plus generator, SCR, CO catalyst, evaporative cooler, inlet fogger and other equipment. Water Quality permit WQ0005270000 authorizes the treatment and discharge of wastes. The permit defines water treatment wastes as cold lime water treatment wastes, demineralizer backwash, filter backwash, ion exchange water treatment system wastes, membrane regeneration wastes, supernate, filtrate, reverse osmosis reject water, and Electro-deionization reject water. A wastewater collection, treatment and disposal system consisting of a wastewater tank, oily water separator, pumps and associated piping was installed. The value of the wastewater treatment system has been prorated between Braes Bayou Generating LLC and Braes Bayou II LLC This application is for the portion of the wastewater system assigned to Braes Bayou II LLC. | Pending as of April 1, 2023 | 2023-02-28 10:54 | 253313 | 100
25830 | T1 | BRAES BAYOU GENERATING LLC | BRAES BAYOU PLANT | Latitude = 29.480277, Longitude = -95.620277 | Fort Bend County | TX | 77481 | FORT BEND | CN606006153 | RN110565843 | The 288 MW HO Clarke Project is a power plant comprised of eight natural gas fired General Electric LM6000 units in simple cycle arrangement. Each unit includes the aeroderivative combustion turbine engine plus generator, SCR, CO catalyst, evaporative cooler, inlet fogger and other equipment. Water Quality permit WQ0005270000 authorizes the treatment and discharge of wastes. The permit defines water treatment wastes as cold lime water treatment wastes, demineralizer backwash, filter backwash, ion exchange water treatment system wastes, membrane regeneration wastes, supernate, filtrate, reverse osmosis reject water, and Electro-deionization reject water. A wastewater collection, treatment and disposal system consisting of a wastewater tank, oily water separator, pumps and associated piping was installed. The value of the wastewater treatment system has been prorated between Braes Bayou Generating LLC and Braes Bayou II LLC This application is for the portion of the wastewater system assigned to Braes Bayou Generating LLC. | Pending as of April 1, 2023 | 2023-02-28 10:54 | 2075853 | 100
25831 | T1 | BRAES BAYOU II LLC | BRAES BAYOU PLANT | Latitude = 29.480277, Longitude = -95.620277 | Fort Bend County | TX | 77481 | FORT BEND | CN606032332 | RN110565843 | The 288 MW Braes Bayou Plant is a power plant comprised of eight natural gas fired General Electric LM6000 units in simple cycle arrangement. The facility is operated by two separate companies. Braes Bayou II LLC operates units 1 and 2. Each unit includes the aeroderivative combustion turbine engine plus generator, SCR, CO catalyst, evaporative cooler, inlet fogger, exhaust system, and other equipment. This application is for the two SCRs with associated ammonia tank, piping, and pump and exhaust systems. The SCRs are located next to the turbine exhaust stacks. The SCRs are used to reduce flue gas NOx emissions. | Pending as of April 1, 2023 | 2023-02-28 10:55 | 3335164 | 100
25832 | T1 | BRAES BAYOU GENERATING LLC | BRAES BAYOU PLANT | Latitude = 29.480277, Longitude = -95.620277 | Fort Bend County | TX | 77481 | FORT BEND | CN606006153 | RN110565843 | The 288 MW Braes Bayou Plant is a power plant comprised of eight natural gas fired General Electric LM6000 units in simple cycle arrangement. The facility is operated by two separate companies. Braes Bayou Generating LLC operates units 3 through 8. Each unit includes the aeroderivative combustion turbine engine plus generator, SCR, CO catalyst, evaporative cooler, inlet fogger, exhaust system, and other equipment. This application is for the six SCRs with associated ammonia tank, piping, and pump and exhaust systems. The SCRs are located next to the turbine exhaust stacks. The SCRs are used to reduce flue gas NOx emissions. | Pending as of April 1, 2023 | 2023-02-28 10:55 | 9460607 | 100
25833 | T1 | BROTMAN GENERATING LLC | BROTMAN POWER STATION | 1920 COUNTY ROAD 52 | ROSHARON | TX | 77583 | BRAZORIA | CN605850023 | RN111170924 | The Brotman Generating Plant is a power plant comprised of eight natural gas fired General Electric LM6000 units in simple cycle arrangement. As required by Stormwater Permit TX0141208 numerous stormwater controls and a detention pond were installed to prevent the runoff of contaminated stormwater. This controls were installed during construction of the facility and some controls, including the detention pond, will be used post construction. The location of the stormwater conveyances and pond are shown on pages 35 through 37 on the attached SWPPP. This application requests a positive use determination for the stormwater controls and detention pond. | Pending as of April 1, 2023 | 2023-03-01 15:41 | 1333209 | 100
25834 | T1 | BROTMAN II LLC | BROTMAN POWER STATION | 1920 COUNTY ROAD 52 | ROSHARON | TX | 77583 | BRAZORIA | CN606089357 | RN111170924 | The Brotman Generating Plant is a power plant comprised of eight natural gas fired General Electric LM6000 units in simple cycle arrangement. The facility is operated by two separate companies. Brotman Generating LLC operates units CT-1 through CT-6 and Brotman II LLC operated units CT-7 and CT-8. Each unit includes the aeroderivative combustion turbine engine plus generator, SCR, CO catalyst, evaporative cooler, inlet fogger, exhaust system, and other equipment. A continuous emission monitoring system was installed to monitor emissions from the turbine stacks CT-7 through CT-8. The CEMs monitor for NOx, CO, SO2, VOC, NH3, H2SO4, and NH4SO2. This application requests a positive use determination for the six CEMS installed for CT-7 trough CT-8 at Brotman II LLC. | Pending as of April 1, 2023 | 2023-03-01 15:42 | 405275 | 100
25835 | T1 | BROTMAN GENERATING LLC | BROTMAN POWER STATION | 1920 COUNTY ROAD 52 | ROSHARON | TX | 77583 | BRAZORIA | CN605850023 | RN111170924 | The Brotman Generating Plant is a power plant comprised of eight natural gas fired General Electric LM6000 units in simple cycle arrangement. The facility is operated by two separate companies. Brotman Generating LLC operates units CT-1 through CT-6 and Brotman II LLC operated units CT-7 and CT-8. Each unit includes the aeroderivative combustion turbine engine plus generator, SCR, CO catalyst, evaporative cooler, inlet fogger, exhaust system, and other equipment. A continuous emission monitoring system was installed to monitor emissions from the turbine stacks CT-1 through CT-6. The CEMs monitor for NOx, CO, SO2, VOC, NH3, H2SO4, and NH4SO2. This application requests a positive use determination for the six CEMS installed for CT-1 trough CT-6 at Brotman Generating LLC. | Pending as of April 1, 2023 | 2023-03-01 15:42 | 1043310 | 100
25836 | T1 | BROTMAN II LLC | BROTMAN POWER STATION | 1920 COUNTY ROAD 52 | ROSHARON | TX | 77583 | BRAZORIA | CN606089357 | RN111170924 | The Brotman Generating Plant is a power plant comprised of eight natural gas fired General Electric LM6000 units in simple cycle arrangement. The facility is operated by two separate companies. Brotman Generating LLC operates units CT-1 through CT-6 and Brotman II LLC operated units CT-7 and CT-8. Each unit includes the aeroderivative combustion turbine engine plus generator, SCR, CO catalyst, evaporative cooler, inlet fogger, exhaust system, and other equipment. Water Quality permit WQ0005318000 authorizes the treatment and discharge of wastes. The permit defines water treatment wastes as cold lime water treatment wastes, demineralizer backwash, filter backwash, ion exchange water treatment system wastes, membrane regeneration wastes, supernate, filtrate, reverse osmosis reject water, and Electro-deionization reject water. A wastewater collection, treatment and disposal system consisting of a wastewater tank, oily water separator, pumps and associated piping was installed. The value of the wastewater treatment system has been prorated between Brotman Generating LLC and Brotman II LLC This application is for the portion of the wastewater system assigned to Brotman II LLC. | Pending as of April 1, 2023 | 2023-03-01 15:42 | 252362 | 100
25837 | T1 | BROTMAN GENERATING LLC | BROTMAN POWER STATION | 1920 COUNTY ROAD 52 | ROSHARON | TX | 77583 | BRAZORIA | CN605850023 | RN111170924 | The Brotman Generating Plant is a power plant comprised of eight natural gas fired General Electric LM6000 units in simple cycle arrangement. The facility is operated by two separate companies. Brotman Generating LLC operates units CT-1 through CT-6 and Brotman II LLC operated units CT-7 and CT-8. Each unit includes the aeroderivative combustion turbine engine plus generator, SCR, CO catalyst, evaporative cooler, inlet fogger, exhaust system, and other equipment. Water Quality permit WQ0005318000 authorizes the treatment and discharge of wastes. The permit defines water treatment wastes as cold lime water treatment wastes, demineralizer backwash, filter backwash, ion exchange water treatment system wastes, membrane regeneration wastes, supernate, filtrate, reverse osmosis reject water, and Electro-deionization reject water. A wastewater collection, treatment and disposal system consisting of a wastewater tank, oily water separator, pumps and associated piping was installed. The value of the wastewater treatment system has been prorated between Brotman Generating LLC and Brotman II LLC This application is for the portion of the wastewater system assigned to Brotman Generating LLC. | Pending as of April 1, 2023 | 2023-03-01 15:43 | 2150425 | 100
25838 | T1 | BROTMAN II LLC | BROTMAN POWER STATION | 1920 COUNTY ROAD 52 | ROSHARON | TX | 77583 | BRAZORIA | CN606089357 | RN111170924 | The Brotman Generating Plant is a power plant comprised of eight natural gas fired General Electric LM6000 units in simple cycle arrangement. The facility is operated by two separate companies. Brotman Generating LLC operates units CT-1 through CT-6 and Brotman II LLC operated units CT-7 and CT-8. Each unit includes the aeroderivative combustion turbine engine plus generator, SCR, CO catalyst, evaporative cooler, inlet fogger, exhaust system, and other equipment. This application is for the two SCRs with associated ammonia tank, piping, and pump and exhaust systems for CT- 7 and CT-8. The SCRs are located next to the turbine exhaust stacks. The SCRs are used to reduce flue gas NOx emissions. | Pending as of April 1, 2023 | 2023-03-01 15:43 | 4025400 | 100
25839 | T1 | BROTMAN GENERATING LLC | BROTMAN POWER STATION | 1920 COUNTY ROAD 52 | ROSHARON | TX | 77583 | BRAZORIA | CN605850023 | RN111170924 | The Brotman Generating Plant is a power plant comprised of eight natural gas fired General Electric LM6000 units in simple cycle arrangement. The facility is operated by two separate companies. Brotman Generating LLC operates units CT-1 through CT-6 and Brotman II LLC operated units CT-7 and CT-8. Each unit includes the aeroderivative combustion turbine engine plus generator, SCR, CO catalyst, evaporative cooler, inlet fogger, exhaust system, and other equipment. This application is for the six SCRs with associated ammonia tank, piping, and pump and exhaust systems for CT-1 through CT-6. The SCRs are located next to the turbine exhaust stacks. The SCRs are used to reduce flue gas NOx emissions. | Pending as of April 1, 2023 | 2023-03-01 15:44 | 11296559 | 100
25840 | T1 | LCY ELASTOMERS LP | LCY ELASTOMERS | 4803 DECKER DR | BAYTOWN | TX | 77520 | HARRIS | CN602579542 | RN102325974 | Forced draft fan replacement for the low NOx FGR system on Boiler A is for NOx emissions control from the combustion of natural gas and fuel gas. Boiler A is a pollution control device to reduce VOC emissions collected in the flare recovery system. The Boilers combust natural gas and fuel gas to produce steam and reduces the load of VOCs going to the flares. | Pending as of April 1, 2023 | 2023-03-02 12:33 | 59802 | 100
25841 | T1 | LCY ELASTOMERS LP | LCY ELASTOMERS | 4803 DECKER DR | BAYTOWN | TX | 77520 | HARRIS | CN602579542 | RN102325974 | The Low Pressure and High Pressure flares are emissions control devices for the control of VOC emissions from the process and during emergency flaring. | Pending as of April 1, 2023 | 2023-03-02 12:33 | 542850 | 100
25842 | T1 | LCY ELASTOMERS LP | LCY ELASTOMERS | 4803 DECKER DR | BAYTOWN | TX | 77520 | HARRIS | CN602579542 | RN102325974 | The Finishing Sump collects process wastewater from the Finishing area and is located between the exit of the Finishing building and the beginning of the underground wastewater sewer system. The Solids removal equipment that collects scrap rubber from the Finishing building sump pumps the rubber wastewater slurry up to a rotating drum that separates the water from the rubber. The removal of rubber reduces the buildup in the wastewater sewer and the Equalization Tank. | Pending as of April 1, 2023 | 2023-03-02 12:33 | 226591 | 100
25843 | T1 | MARK ONE GENERATING LLC | MARK ONE POWER STATION | Latitude = 29.227139, Longitude = -95.43052 | Brazoria County | TX | 77515 | BRAZORIA | CN605829647 | RN111112082 | The Mark One Power Station is a power plant that when completed will be comprised of ten natural gas fired General Electric LM6000 units in simple cycle arrangement. The facility is being constructed in three phases. Phase one installed six turbines. Phase two will install four additional turbines. Two of which are under construction and will operation first quarter of 2024 and two others which will be installed later. Mark One Generating LLC operates units CT-1 through CT-6. As required by Stormwater Permit TXR1585GB numerous stormwater controls and a detention pond were installed to prevent the runoff of contaminated stormwater. These controls were installed during construction of the facility and some controls, including the detention pond, will be used post construction. The location of the stormwater conveyances and pond are shown on page 33 of the attached SWPPP. This application requests a positive use determination for the stormwater controls including the detention pond and the stormwater sewage system. | Pending as of April 1, 2023 | 2023-03-02 15:33 | 2990128 | 100
25844 | T1 | MARK ONE GENERATING LLC | MARK ONE POWER STATION | Latitude = 29.227139, Longitude = -95.43052 | Brazoria County | TX | 77515 | BRAZORIA | CN605829647 | RN111112082 | The Mark One Power Station is a power plant that when completed will be comprised of ten natural gas fired General Electric LM6000 units in simple cycle arrangement. The facility is being constructed in three phases. Phase one installed six turbines. Phase two will install four additional turbines. Two of which are under construction and will operation first quarter of 2024 and two others which will be installed later. Mark One Generating LLC operates units CT-1 through CT-6. Each unit includes the aeroderivative combustion turbine engine plus generator, SCR, CO catalyst, evaporative cooler, inlet fogger, exhaust system, and other equipment. A continuous emission monitoring system was installed to monitor emissions from the turbine stacks CT-1 through CT-6. The CEMs monitor for NOx, CO, SO2, VOC, NH3, H2SO4, and NH4SO2. This application requests a positive use determination for the CEMS installed for CT-1 trough CT-6. | Pending as of April 1, 2023 | 2023-03-02 15:33 | 957845 | 100
25845 | T1 | MARK ONE GENERATING LLC | MARK ONE POWER STATION | Latitude = 29.227139, Longitude = -95.43052 | Brazoria County | TX | 77515 | BRAZORIA | CN605829647 | RN111112082 | The Mark One Power Station is a power plant that when completed will be comprised of ten natural gas fired General Electric LM6000 units in simple cycle arrangement. The facility is being constructed in three phases. Phase one installed six turbines. Phase two will install four additional turbines. Two of which are under construction and will operation first quarter of 2024 and two others which will be installed later. Mark One Generating LLC operates units CT-1 through CT-6. Each unit includes the aeroderivative combustion turbine engine plus generator, SCR, CO catalyst, evaporative cooler, inlet fogger, exhaust system, and other equipment. Water Quality permit WQ0005303000 authorizes the treatment and discharge of wastes. The permit defines water treatment wastes as cold lime water treatment wastes, demineralizer backwash, filter backwash, ion exchange water treatment system wastes, membrane regeneration wastes, supernate, filtrate, reverse osmosis reject water, and Electro-deionization reject water. A wastewater collection, treatment and disposal system consisting of a wastewater tank, oily water separator, pumps and associated piping was installed. | Pending as of April 1, 2023 | 2023-03-02 15:34 | 1868335 | 100
25846 | T1 | MARK ONE GENERATING LLC | MARK ONE POWER STATION | Latitude = 29.227139, Longitude = -95.43052 | Brazoria County | TX | 77515 | BRAZORIA | CN605829647 | RN111112082 | The Mark One Power Station is a power plant that when completed will be comprised of ten natural gas fired General Electric LM6000 units in simple cycle arrangement. The facility is being constructed in three phases. Phase one installed six turbines. Phase two will install four additional turbines. Two of which are under construction and will operation first quarter of 2024 and two others which will be installed later. Mark One Generating LLC operates units CT-1 through CT-6. Each unit includes the aeroderivative combustion turbine engine plus generator, SCR, CO catalyst, evaporative cooler, inlet fogger, exhaust system, and other equipment. This application is for the six SCRs with associated ammonia tank, piping, and pump and exhaust systems for CT-1 through CT-6. The SCRs are located next to the turbine exhaust stacks. The SCRs are used to reduce flue gas NOx emissions. | Pending as of April 1, 2023 | 2023-03-02 15:34 | 11298481 | 100
25847 | T1 | HRS OPERATING LLC | HRS CR308 PLANT - WATER HANDLING & DISPOSAL | 6331 CR 308 | KERMIT | TX | 79745 | WINKLER | CN605557875 | RN111542593 | The property is a water containment and disposal system, used solely to prevent contaminants from the sand mine and aggregate production facilities from entering the soil or water in an environmentally appropriate manner. The facility is specifically designed to protect employees, neighboring properties, and the general health for the area. In the mining process, sand is stockpiled until it can be processed. Because the sand still contains moisture when it is stockpiled, drain tiles beneath the piles channel water to a lined process pond. A series of pumps and piping move the water and sludge through the process. Reject material from the sand washing process is moved to holding ponds to allow the material to settle out of the water. The pond liners keep the water and sludge from re-entering the soil prior to being cleaned. Sludge from the settling ponds is accumulated and water is drained for a time before being added to the reclamation pile. The sludge from the process is also held in sump tanks. The water and sludge are cleaned before release back into the environment is possible, as per approved EPA standards. The ponds have erosion control, including the liner and grass added to keep the ponds from washing out and allowing the water or sludge to escape prior to being approved. As the sand and rock moves through the mining and manufacturing processes, this system protects the soil and water with multiple pieces of interconnected equipment. The system includes Sand Stockpile Drainage, Drainage Protection under the driving areas to capture water, a water storage vault, Pond Liners, Settling Pond, Pond Erosion Control, Sump Tanks, Pumps, and Piping. | Pending as of April 1, 2023 | 2023-03-07 11:14 | 8208037 | 100
25848 | T1 | HRS OPERATING LLC | HRS CR 308 PLANT - DUST CONTROL | 6331 CR 308 | KERMIT | TX | 79745 | WINKLER | CN605557875 | RN111542593 | The property is a dust control system, used solely to prevent dust from the sand mine and aggregate production facilities from entering the air in an environmentally appropriate manner. The facility is specifically designed to protect employees, neighboring properties, and the general health for the area. As the sand and rock moves through the mining and manufacturing processes, this system protects the air with multiple pieces of interconnected equipment. The dust control system includes Bag Houses, Dust Collectors, Dust Filter System. Baghouse dust collectors are large, making them ideal for use in high volume and high temperature dust collection applications. Baghouses rely on fabric bags to capture dust and other particles as they move through the system. Once the dust-laden air is filtered, clean air is expelled from the system. Baghouses can accommodate airflow volumes up to one million CFM or more. The Dust Collector includes a compressor to facilitate the movement of the air through the system, a ductwork system to contain the dust-laden air, a filter to capture the dust, a filter cleaning system, a discharge mechanism for dust removal, a dust receptacle to store the dust, bagging stations to contain the dust in a manner to be disposed, and a dust removal system to dispose of the dust. The entire system is designed to protect the air from the dust created during the mining process. | Pending as of April 1, 2023 | 2023-03-07 11:59 | 573802 | 100
25849 | T1 | STEEL DYNAMICS SOUTHWEST LLC | STEEL DYNAMICS SOUTHWEST | 8534 HIGHWAY 89 | SINTON | TX | 78387 | SAN PATRICIO | CN605646041 | RN110750965 | The primary components of the wastewater treatment system are tanks, piping, valves, control systems, pumps, a dissolved air flotation system DAF, filters and filter presses. A schedule for the tanks, filter presses and filters is included as part of the attachments as well as a schedule for the pumps. The piping, valves and control systems are installed as necessary to make the wastewater treatment system operate. The main areas of the wastewater system are the Caustic Waste Treatment Section, Backwash Filter Tank and Thickener Section, Floc and DAF System Section, Equalization and Neutralization Section, and Clarifier and Filter Press Section. Equalization and Neutralization Section - All waste water will enter the Equalization tank. In the Equalization tank the PH is lowered to crack the oils out of the water. Then, in the two neutralization tanks, the PH is raised to separate the metals from the water. Prepared water is then sent to the wastewater clarifier in the Clarifier and Filter Press Section Clarifier and Filter Press Section - Prepared water is sent from the second neutralization tank in the Equalization and Neutralization Section to the wastewater clarifier for final separation of contaminants. Cleaned water is sent to the final polishing filter for discharge. Sludge from the clarifier goes to the sludge conditioner for collection and thickening and then sent to the filter presses. Sludge is collected from the filter presses and landfilled elsewhere. Water from the filter press goes to the filtrate sump in the Floc and DAF system section. Caustic Waste Treatment Section - Rinse water from the paint and galvanizing lines are routed to this section. The wastewater is collected in the Cold Mill Caustic waste tank then sent to the CW rapid mix tank where coagulant and acid is added to separate out oils and help to coagulate the mixture. The mixture is then sent to the CW Flocculation tank where caustic and flocculants are added. The mixture is then sent to the CW clarifier separate out metals and get suspended solid particles to settle out via gravity. Treated water from the clarifier is sent to the CW clarified water tank then to the CW sand filters and then through outfall 201 to the sludge washdown sump in the Floc and DAF system Section. Sludge from the CW clarifier in this section is sent to the sludge conditioner tank in the Caustic Waste Treatment Section. Floc and DAF System Section - Oily wastewater comes in from contact sources, primarily the cold mill, to the cold mill oily waste tank and the blowdown tanks. Then to the flocculator to enlarge the particles for separation and then the DAF for separation. Solids go to the sludge conditioning tank in the Clarifier Filter Press Section. The filtrate sump will take the clean water and send it to the equalization tank in the Equalization and Neutralization Section. The washdown sump collects backwash from the caustic wastewater sand filter and some of the dirty water from DAF and separates it to the back wash filter tank in the Backwash Filter Tank and Thickener Section. Backwash Filter Tank and Thickener section - This section starts with the two back wash filter tanks that collects the wastewater from the contact or noncontact sand filters throughout the plant, the wastewater sand filter in the Caustic Waste Treatment Section and wastewater from the washdown sump in the Floc and DAF System Section. After the collection tanks flocculants are added to the water prior to entering the backwash thickener tank where coagulants will be added. There the floating oils go to the skimming tank and the thickened water goes sludge conditioner tank in the clarifier and filter press section. Cleaned water goes to the equalization tank in the Equalization and Neutralization section. | Pending as of April 1, 2023 | 2023-03-09 15:58 | 7675000 | 100
25850 | T1 | STOLT TANKERS USA INC | STOLT BARGE SERVICES | 16300 DE ZAVALLA RD STE 7 | CHANNELVIEW | TX | 77530 | HARRIS | CN605387703 | RN104267133 | A new waste water line has been added to the Spill Response Vacuum System located at the A/B Dock owned by Stolt Barging Services facility at 16300 De Zavalla Rd. This line captures the contaminates during the barge cleaning process and prevents discharge into the Houston Ship Channel and ground soil. A copy of the facilitys allowed chemicals listing pollutants on-site at any given time is attached. This equipment is vital to this process as it prevents discharges from entering the Houston Ship Channel and the facilitys drainage system. | Pending as of April 1, 2023 | 2023-03-07 17:38 | 72613 | 100
25851 | T1 | STOLT TANKERS USA INC | STOLT BARGE SERVICES | 16300 DE ZAVALLA RD STE 7 | CHANNELVIEW | TX | 77530 | HARRIS | CN605387703 | RN104267133 | New equipment has been installed to the flare at the Stolt Barging Services facility located at 16300 De Zavalla Rd. This equipment consists of flare burners and Pressure Safety Valves on the vapor collection line from the degassing tank barge that are necessary for the venting process. | Pending as of April 1, 2023 | 2023-03-08 14:13 | 33714 | 100
25852 | T1 | SAN MIGUEL ELECTRIC COOPERATIVE INC | SAN MIGUEL ELECTRIC PLANT | Latitude = 28.708888, Longitude = -98.472222 | Atascosa County | TX | 78026 | ATASCOSA | CN600132278 | RN100226539 | Electro-static precipitation system including ductwork, TR sets – electrodes – rappers, hoppers, and conveying system including ductwork and vacuums. | The following property is used 100% for pollution control and is installed to meet or exceed federal or state regulations: Electro-static precipitation system including ductwork, TR sets – electrodes – rappers, hoppers, and conveying system including ductwork and vacuums. | 2023-03-17 | 748624.69 | 100
25853 | T1 | SAN MIGUEL ELECTRIC COOPERATIVE INC | SAN MIGUEL ELECTRIC PLANT | Latitude = 28.708888, Longitude = -98.472222 | Atascosa County | TX | 78026 | ATASCOSA | CN600132278 | RN100226539 | Cap and closure of the equalization pond. | The following property is used 100% for pollution control and is installed to meet or exceed federal or state regulations: Cap and closure of the equalization pond. | 2023-03-17 | 4341670.28 | 100
25854 | T1 | SAN MIGUEL ELECTRIC COOPERATIVE INC | SAN MIGUEL ELECTRIC PLANT | Latitude = 28.708888, Longitude = -98.472222 | Atascosa County | TX | 78026 | ATASCOSA | CN600132278 | RN100226539 | Replacement of bottom ash pond piping. | The following property is used 100% for pollution control and is installed to meet or exceed federal or state regulations: Replacement of bottom ash pond piping. | 2023-03-17 | 690130.55 | 100
25855 | T1 | SAN MIGUEL ELECTRIC COOPERATIVE INC | SAN MIGUEL ELECTRIC PLANT | 6200 FM 3387 | CHRISTINE | TX | 78012 | ATASCOSA | CN600132278 | RN100226539 | Containment berms at the dewatering bins of the bottom ash water transport system. | The following property is used 100% for pollution control and is installed to meet or exceed federal or state regulations: Containment berms at the dewatering bins of the bottom ash water transport system. | 2023-03-17 | 31294.09 | 100
25856 | T3 | CORPUS CHRISTI LIQUEFACTION LLC | CORPUS CHRISTI LIQUEFACTION | 622 HWY 35 | GREGORY | TX | 78359 | SAN PATRICIO | CN604136374 | RN104104716 | Waste heat recovery units (11WHR-3411 and 11WHR-3421) for Train 1. | The following property is used 56% for pollution control and is installed to meet or exceed federal or state regulations: Waste heat recovery units (11WHR-3411 and 11WHR-3421) for Train 1. | 2023-03-26 | 93094432 | 56
25857 | T2 | CHENIERE LAND HOLDINGS LLC | REYNOLDS METAL | Latitude = 27.90833, Longitude = -97.26667 | San Patricio County | TX | 78359 | SAN PATRICIO | CN604923789 | RN102080470 | Chenier Land Holdings, LLC owns land located in San Patricio County. The land is a 1,000 plus acre site which previously housed the Sherwin Alumina plant. This facility also operated as Reynolds Metal and REXCO Inc. The land was purchased with the intention of constructing a large liquified natural gas facility. The site contains numerous waste management units and wastewater holding facilities. The site was purchased as a brown field site requiring environmental remediation of waste management units and wastewater holding facilities. Several remediation actions have been completed. The Duck Pond was part of the former Sherwin Alumina facility water management system. In 2019, the Duck Pond was clean closed to repurpose the impoundment for the detention of clean stormwater. Part of the regulatory closure for this waste management unit was the backfill of the northern portion of Duck Pond to facilitate future industrial development of the site. A clay cap was installed. The Sludge Placement Area SPA includes Beds 5, 11, 16, 18, 19, 20 and 21. These waste management units were used for disposal of bauxite residue and wastewater treatment plant sludge. CLH is obligated to cap and achieve regulatory closure of inactive waste management units per State regulation. This project capped Beds 5, 20, and 21 which required capping to achieve regulatory closure per TCEQ requirements and to facilitate future industrial development of the site. The cap is at least 2-ft thick and is graded to facilitate storm water drainage. The Raw Water Lake is subject to TCEQ regulations on two fronts. It is designated a high risk dam and a waste management unit due to the high pH process water and bauxite residue. CLH has evaluated various methods to advance dewatering, so the RWL is no longer deemed a dam as well as to achieve progress on regulatory closure obligations. CLH will use pumps and a network of industrial sprinklers to expedite natural evaporation during the coming hot season. CLH will then treat and discharge any remaining water. A low berm will be installed separating the eastern and western portions of the RWL. CLH will then cut down the levees to decommission the RWL as a high hazard dam. This application requests a positive use determination for these three projects. The project to close the northern portion of Duck Pond by backfilling it and installing a clay cap. The project to cap and grade beds 5, 20, and 21. The project to install pumps and sprinklers to dewater the Raw Water Lake, install the berm separating the eastern and western portions, and the breaching of the dam. | Pending as of April 1, 2023 | 2023-03-13 13:36 | 3557316 | 100
25858 | T1 | LYONDELL CHEMICAL COMPANY | LYONDELL CHEMICAL BAYPORT CHOATE PLANT | 10801 CHOATE RD | PASADENA | TX | 77507 | HARRIS | CN600344402 | RN102523107 | LyondellBasell is building the largest propylene oxide PO and tertiary butyl alcohol TBA plant in the world. Production of the PO TBA will be split between the Lyondell Channelview Plant and the Lyondell Bayport Choate Plant. As part of the project an Ethers MTBE/ETBE unit will be constructed at the Bayport Choate site. Two emergency generators, EMG-3901 and EMG-3902, were installed to serve as reliable power sources in the event of a power failure or emergency event. Each emergency generator will be fired with ultra-low sulfur diesel fuel and will be limited to 100 hours per year during nonemergency situations. The diesel engines satisfy the Tier 3 exhaust emission standards specified at 40 CFR 89.112. To control CO generated during the operation of the emergency generators air fuel ratio controllers were installed on the generator drive motors. To control the generation of NOx during generator operations selective catalytic reduction systems were installed. The property included on this application are the air fuel ratio controllers and the SCRs. | Pending as of April 1, 2023 | 2023-03-22 12:44 | 245000 | 100
25859 | T1 | LYONDELL CHEMICAL COMPANY | LYONDELL CHEMICAL BAYPORT CHOATE PLANT | 10801 CHOATE RD | PASADENA | TX | 77507 | HARRIS | CN600344402 | RN102523107 | LyondellBasell is building the largest propylene oxide PO and tertiary butyl alcohol TBA plant in the world. Production of the PO TBA will be split between the Lyondell Channelview Plant and the Lyondell Bayport Choate Plant. As part of the project an Ethers MTBE/ETBE unit will be constructed at the Bayport Choate site. All pumps used in VOC service are equipped with dual mechanical seals. Dual mechanical pump seals are designed to ensure maximum sealing to eliminate leakage of the fluid or gas being handled in pumps. A dual mechanical seal consists of two seals arranged in a series. The inboard, or primary seal keeps the product contained within the pump housing. The outboard, or secondary seal prevents releases to the atmosphere. Dual mechanical seals were installed on the following pumps RTBE Re-run Pumps G-1921A and B, RTBE Product Transfer Pumps G-1931A and B, Isobutylene Scrubber Bottoms Pumps G-3910A and B, Primary RTBE Reactor Recycle Pumps G-3931A and B, Debutenizer Reflux Pumps G-3941A and B, Alcohol Isobutylene Recycle Pumps G-3944A and B, Isobutylene Vent Absorber Bottoms Pumps G-3960A and B, TBA Recovery Bottoms Pumps G3980A and B, TBA Recovery Reflux Pumps G-3981A and B, TBA Feed Pumps G-1910A and B, Isobutylene Surge Pumps G-1920A and B, Liquid Fuel Pumps G-1909A and B, Alcohol Feed Pumps G-1912A and B, RTBE Continuous Flare KO Drum Pumps G-1950A and B, Water Stripper Reflux Pumps G-3921A and B, RTBE Emergency Flare KO Drum Pumps G-1584A and B, RTBE WW Pumps G-1685A and B, and RTBE WW Circulation Pump G-1685C and D. Dual mechanical seals are listed n the Tier I Table as item A-119. This application requests the incremental cost difference between the cost of the dual mechanical seal pumps and comparably sized single seal pumps. | Pending as of April 1, 2023 | 2023-03-22 12:44 | 216000 | 100
25860 | T1 | LYONDELL CHEMICAL COMPANY | LYONDELL CHEMICAL BAYPORT CHOATE PLANT | 10801 CHOATE RD | PASADENA | TX | 77507 | HARRIS | CN600344402 | RN102523107 | LyondellBasell is building the largest propylene oxide PO and tertiary butyl alcohol TBA plant in the world. Production of the PO TBA will be split between the Lyondell Channelview Plant and the Lyondell Bayport Choate Plant. As part of the project an Ethers MTBE/ETBE unit will be constructed at the Bayport Choate site. Emissions vented from liquid fuel tank F-1909, ethanol tank F-1912, RTBE return tank F-1921, ETBE Product tank F-1931, and wastewater tanks F-1685A/B are collected in the new flare header and sent to the existing Continuous Flare. The flare header consists of 3,546 feet of pipe within the tank farm, between the tank farm and the Continuous Flare Knockout Drum, and between the knockout drum and the Continuous flare. This application requests a positive determination for the new flare header. | Pending as of April 1, 2023 | 2023-03-22 12:44 | 285000 | 100
25861 | T1 | LYONDELL CHEMICAL COMPANY | LYONDELL CHEMICAL BAYPORT CHOATE PLANT | 10801 CHOATE RD | PASADENA | TX | 77507 | HARRIS | CN600344402 | RN102523107 | LyondellBasell is building the largest propylene oxide PO and tertiary butyl alcohol TBA plant in the world. Production of the PO TBA will be split between the Lyondell Channelview Plant and the Lyondell Bayport Choate Plant. As part of the project an Ethers MTBE/ETBE unit will be constructed at the Bayport Choate site. Various monitoring and analyzing equipment were installed to track and monitor emissions from the production units. Continuous Emission Monitoring Systems CEMS are located on the stacks of each of the four reactor furnaces. The CEMS monitor for NOX, CO and O2 to meet NSR permit 137789 conditions. The CEMs were required due to NSR permitting triggering a Lowest Achievable Emissions Rate review. Fuel gas control valves are located at the inlet to each of the 4 furnaces to monitor natural gas flow into the furnaces, as required by the NSR permit. A HRVOC analyzer is in the same analyzer shelter as the CEMS and monitors the return on the cooling water for HRVOCs and VOCs. These are monitored primarily to comply with HRVOC monitoring requirements in the HGB area listed in 30 TAC 115.764 but also satisfies requirements to monitor the return on the cooling water for HRVOCs and VOCs. The analyzer also satisfies requirements to monitor for total VOC located in NSR permit 137789. Sample Ports are located on the stacks of each of the four furnaces to allow for testing of NOX and CO to meet NSR permit conditions. A flow meter was installed on the RTBE and is used to demonstrate compliance with MAERT limits and permit representations. This application requests a positive determination for the four fuel gas flow control valves, the four CEMS including the shelter, the fuel gas control meter, the HRVOC analyzer, sample ports and the flow meter on cooling tower. | Pending as of April 1, 2023 | 2023-03-22 12:44 | 1538000 | 100
25862 | T1 | LYONDELL CHEMICAL COMPANY | LYONDELL CHEMICAL BAYPORT CHOATE PLANT | 10801 CHOATE RD | PASADENA | TX | 77507 | HARRIS | CN600344402 | RN102523107 | LyondellBasell is building the largest propylene oxide PO and tertiary butyl alcohol TBA plant in the world. Production of the PO TBA will be split between the Lyondell Channelview Plant and the Lyondell Bayport Choate Plant. As part of the project an Ethers MTBE/ETBE unit will be constructed at the Bayport Choate site. NSR permit 137789 required the installation of submerged fill pipes in all storage tanks. The use of submerged fill pipes greatly reduces turbulence and therefore reduces the outflow of vapors into the atmosphere. Tanks equipped with submerged fill pipes are Feed Tank F-1912, RTBE Tank F-1921, ETBE Tank F-1931, Wastewater tanks F-1685 A and B, and Liquid Fuel Tank F-1909. | Pending as of April 1, 2023 | 2023-03-22 12:45 | 150000 | 100
25863 | T1 | LYONDELL CHEMICAL COMPANY | LYONDELL CHEMICAL BAYPORT CHOATE PLANT | 10801 CHOATE RD | PASADENA | TX | 77507 | HARRIS | CN600344402 | RN102523107 | LyondellBasell is building the largest propylene oxide PO and tertiary butyl alcohol TBA plant in the world. Production of the PO TBA will be split between the Lyondell Channelview Plant and the Lyondell Bayport Choate Plant. As part of the project a Ethers MTBE/ETBE unit will be constructed at the Bayport Choate site. Internal floating roof were installed on three tanks in the tank farm. These tanks are Ethanol tank F-1912, RTBE Return Tank F-1921, and ETBE tank F-1931. The IFRs are used to control VOC emissions and are vented through the flare header to the Continuous Flare. This application requests a positive determination for the internal floating roofs. | Pending as of April 1, 2023 | 2023-03-22 12:45 | 1000000 | 100
25864 | T1 | LYONDELL CHEMICAL COMPANY | LYONDELL CHEMICAL BAYPORT CHOATE PLANT | 10801 CHOATE RD | PASADENA | TX | 77507 | HARRIS | CN600344402 | RN102523107 | LyondellBasell is building the largest propylene oxide PO and tertiary butyl alcohol TBA plant in the world. Production of the PO TBA will be split between the Lyondell Channelview Plant and the Lyondell Bayport Choate Plant. As part of the project an Ethers MTBE/ETBE unit will be constructed at the Bayport Choate site. Wastewater is collected from unit process drains and equipment in wastewater tanks F-1685A and B. The wastewater is monitored for pH and TOC. If necessary sulfuric acid is used to maintain pH. Once it is determined that the wastewater meets requirements it is discharged to the Gulf Coast Authority facility for final treatment. This application is for the two wastewater tanks F-1685A and B, the pH and TOC meters, the online analyzer, and the Neutralization system. | Pending as of April 1, 2023 | 2023-03-22 12:45 | 4600000 | 100
25865 | T1 | LYONDELL CHEMICAL COMPANY | LYONDELL CHEMICAL BAYPORT CHOATE PLANT | 10801 CHOATE RD | PASADENA | TX | 77507 | HARRIS | CN600344402 | RN102523107 | LyondellBasell is building the largest propylene oxide PO and tertiary butyl alcohol TBA plant in the world. Production of the PO TBA will be split between the Lyondell Channelview Plant and the Lyondell Bayport Choate Plant. As part of the project an Ethers MTBE/ETBE unit will be constructed at the Bayport Choate site. Cathodic protection was installed to protect piping and tank bottoms from corrosion which would result in leaks of hydrocarbon products onto the ground and VOC emissions into the air. Cathodic protection was applied to approximately 1,400 feet of 6 inch pipe between the wastewater tanks and the Gulf Coast Authority wastewater treatment facility, approximately 16,000 feet 6 inch pipe used for ethanol and methanol, and approximately 16,000 feet of 12 inch pipe used for MTBE and ETBE. Cathodic protection systems were provided for Wastewater tanks F-1685A and B, Ethanol tank F-1912, RTBE tank F-1921, ETBE tank F-1931, and Liquid Fuel tank F-1909. Cathodic protection is necessary for the wastewater tanks and piping because the pretreated wastewater contains hydrocarbons and other contaminates. | Pending as of April 1, 2023 | 2023-03-22 12:45 | 2250000 | 100
25866 | T3 | JOY GLOBAL LONGVIEW OPERATIONS LLC | JOY GLOBAL LONGVIEW OPERATIONS | 2400 MACARTHUR BLVD | LONGVIEW | TX | 75601 | GREGG | CN604357756 | RN100650779 | RoboVent ambient air filtration system in a fabrication building consisting of 34 vortex fusion units. | Pending as of April 1, 2023 | 2023-04-06 | 2214800 | 79.1
25867 | T3 | CORPUS CHRISTI LIQUEFACTION LLC | CORPUS CHRISTI LIQUEFACTION | 622 HWY 35 | GREGORY | TX | 78359 | SAN PATRICIO | CN604136374 | RN104104716 | Waste heat recovery units (23WHR-3411 and 23WHR-3421) for Train 3. | Pending as of April 1, 2023 | 2023-04-06 | 58149356 | 30
25868 | T3 | CORPUS CHRISTI LIQUEFACTION LLC | CORPUS CHRISTI LIQUEFACTION | 622 HWY 35 | GREGORY | TX | 78359 | SAN PATRICIO | CN604136374 | RN104104716 | Waste heat recovery units (12WHR-3411 and 12WHR-3421) for Train 2. | Pending as of April 1, 2023 | 2023-04-06 | 90859713 | 55
25869 | T1 | GCC PERMIAN LLC | ODESSA CEMENT PLANT | 16501 W MURPHY ST | ODESSA | TX | 79763 | ECTOR | CN605260686 | RN100213305 | GCC Permian LLC produces, distributes, and markets cement, concrete, aggregates, and innovative products for the construction industries in Mexico, the United States, Canada, and Latin America. Odessa Cement Plant is a cement manufacturing facility. The scanner system for the K1 and K2 continuous emission monitoring system was upgraded. | Pending as of April 1, 2023 | 2023-03-28 15:47 | 171683 | 100
25870 | T1 | GCC PERMIAN LLC | ODESSA CEMENT PLANT | 16501 W MURPHY ST | ODESSA | TX | 79763 | ECTOR | CN605260686 | RN100213305 | GCC Permian LLC produces, distributes, and markets cement, concrete, aggregates, and innovative products for the construction industries in Mexico, the United States, Canada, and Latin America. Odessa Cement Plant is a cement manufacturing facility. Several dust control projects were completed during 2022. The hood for the primary crusher was modified to improve its dust collection properties. The primary crusher baghouse was upgraded to provide additional dust control. Airslides and dust collectors were installed to collect dust. Collected material is considered a waste material and is properly disposed of rather than being returned to the process. | Pending as of April 1, 2023 | 2023-03-28 15:47 | 284710 | 100
Note on N19623: Ronald Hatlett:

## README
This spreadsheet summarizes applications received by the Tax Relief for Pollution Control Property Program through the date of this spreadsheet.
The “Listed Costs” values are provided by applicants and are not verified by the TCEQ.
Use determinations are completed independently under program rules in place at the time of application and based on representations made in the application.
To request additional information related to the Tax Relief Program TCEQ, please use the Open Records Request/Public Information Request process described at https://www.tceq.texas.gov/agency/data/records-services/reqinfo.html under “How to Submit an Open Records Request.” To help us identify records you are requesting, please describe the documents, and provide as much of the following information as possible: the owner, facility name and/or address, regulated entity number (RN), and application number(s) you are requesting records for.
Please note that documents dated before 2012 may not be available.