8191 | T1 | Huntsman LLC | Huntsman Odessa Petrochemical | 2400 S Grandview Ave | Odessa | TX | 79766 | Ector | CN600132104 | RN101867554 | Hydrocarbon Vapor Collection Piping | A positive use determination of 100% for the project to revise the Olefin Plant Flare piping and motor operated drain/shut valves on the North Brine Flash Tank (D8.U405) and revise level controls and brine shut-off valves to eliminate unauthorized releases from the brine ponds during upset conditions. | 2005-02-11 | 233107 | 100
8192 | T1 | Huntsman LLC | Huntsman Odessa Petrochemical | 2400 S Grandview Ave | Odessa | TX | 79766 | Ector | CN600132104 | RN101867554 | Flare/Vapor Combustor | A positive use determination of 100% for the project to replace and relocate existing undersized electric wiring and switchgear for the 75 HP Blower Motor on the ME-2500 flare. | 2005-02-11 | 59257 | 100
8193 | T1 | Huntsman LLC | Huntsman Odessa Petrochemical | 2400 S Grandview Ave | Odessa | TX | 79766 | Ector | CN600132104 | RN101867554 | Water Stripper Piping, Pumps, and Heat Exchangers | A positive use determination of 100% for the project to redesign and modify the Olefin Recycle Water Stripper system piping and control valves and replace feed pumps D3.018A&B. | 2005-02-11 | 61544 | 100
8194 | T3 | Diamond Shamrock Refining Company, LP | Three Rivers Refinery | 301 Leroy St | Three Rivers | TX | 78071 | Live Oak | CN600135370 | RN100542802 | Upgrade of existing sulfur recovery unit (SRU #1), new 130 LTPD sulfur recovery unit (SRU #2), new Resulf Tail Gas Treating Unit, a new incinerator, and a new Hot Oil System. | A positive use determination for 100% of the tail gas treatment unit and incinerator. A partial use determination for 53% of the SRU #1 upgrade, SRU #2, and 62% of the hot oil system. | 2005-03-24 | 22765000 | 100
8195 | T1 | Frito-Lay Inc | Frito-Lay Inc | 4855 Greatland Dr | San Antonio | TX | 78218 | Bexar | CN603940792 | RN102412921 | Installed the following equipment: Starch Recovery Water Pump, Starch Recovery System, Control Panel Starch Recovery, Waste Water Separator, Exhaust Hood, Double Walled Exhaust Stack, and Oil Mist Eliminators. | A positive use determination of 100% for the Starch Recovery Water Pump, Starch Recovery System, Control Panel Starch Recovery, Waste Water Separator, Exhaust Hood, Double Walled Exhaust Stack, and Oil Mist Eliminators. | 2005-02-11 | 477719 | 100
8196 | T1 | Rio Grande Snack Co | Rio Grande Snack Food | 116 Trinity | Mission | TX | 78572 | Hidalgo | CN601441116 | RN102840329 | Installed starch recovery systems and dust collection systems. | A positive use determination of 100% for the starch recovery systems and dust collection systems. | 2005-02-11 | 733133 | 100
8197 | T1 | Frito-Lay Inc | Frito-Lay Inc | 3302 Ave A | Lubbock | TX | 79404 | Lubbock | Insufficient Information | Insufficient Information | Installed clarifier for waste water, water recycle module, waste water treatment system, hydroclone & pump, starch recovery rotary drum and starch recovery module. | A positive use determination of 100% for the clarifier for waste water, water recycle module, waste water treatment system, hydroclone & pump, starch recovery rotary drum and starch recovery module. | 2005-02-11 | 1353340 | 100
8198 | T1 | Frito-Lay Inc | Frito-Lay Inc | 3310 Hwy 36 | Rosenberg | TX | 77471 | Fort Bend | CN603940792 | RN104912811 | The following property: WWT Fac Pipe & Concrete, WWT W Drain, WWT Hoist, WWT system, WWT Buildings, Dust Collection System, Cyclone Dust Collectors 1 & 2, Dust Collectors 1, 2, & 3, Oil Mist Eliminators, Starch recovery system & WWT, basin aerators, instrumentation f/flume auto sampler, tank clarifier, clarifier - thickeners, tank clarifier concrete - WWT, defoamer - control system, pump sand separator, WWT system, ten pumps, submersible pumps, conv. flat belt filter presses, screw conveyors, rotary drum screen wwt hycor, belt filter press WWT kromline, Conv - screw F/Belt press, and Conv Flat w/belt filter press. | A positive use determination of 100% for the WWT Fac Pipe & Concrete, WWT W Drain, WWT Hoist, WWT system, WWT Buildings, Dust Collection System, Cyclone Dust Collectors 1 & 2, Dust Collectors 1, 2, & 3, Oil Mist Eliminators, Starch recovery system & WWT, basin aerators, instrumentation f/flume auto sampler, tank clarifier, clarifier - thickeners, tank clarifier concrete - WWT, defoamer - control system, pump sand separator, WWT system, ten pumps, submersible pumps, conv. flat belt filter presses, screw conveyors, rotary drum screen wwt hycor, belt filter press WWT kromline, Conv - screw F/Belt press, and Conv Flat w/belt filter press. | 2005-02-11 | 3249537 | 100
8199 | T1 | Flint Hills Resources LP | Flint Hills Resources - West Refinery | 2825 Suntide Rd | Corpus Christi | TX | 78409 | Nueces | CN603741463 | RN100235266 | Installed a CCR Platformer Regeneration Vent Scrubber. | A positive use determination of 100% for the CCR Platformer Regeneration Vent Scrubber. | 2005-02-11 | 4690000 | 100
8200 | T1 | Flint Hills Resources LP | Flint Hills Resources - East Refinery | 2825 Suntide Rd | Corpus Christi | TX | 78409 | Nueces | CN603741463 | RN100235266 | Constructed new VOC stripping tank at waste water treatment plant. | A positive use determination of 100% for the new VOC Stripping Tank. | 2005-02-11 | 1500000 | 100
8201 | T1 | ConocoPhillips Company | Gulf Coast Fractionators | 9500 FM 1942 | Mont Belvieu | TX | 77580 | Chambers | CN601674351 | RN101619179 | Installed a continuous emissions monitoring system. | A positive use determination of 100% for the continuous emissions monitoring system. | 2005-02-11 | 324600 | 100
8202 | T1 | Enterprise Products Operating LP | Enterprise Products Mont Belvieu | 10207 FM 1942 | Mont Belvieu | TX | 77580 | Chambers | CN603211277 | RN102323268 | See application. | A positive use determination of 100% for the items on the attached list. | 2005-02-16 | 28408733 | 100
8203 | T1 | American National Carbide | American National Carbide | 915 S Cherry St | Tomball | TX | 77375 | Harris | CN601108947 | RN102040987 | Waste Reclamation System: two waste reclaim reactors; reclaimed material processing lines, mixers & particle sizers; X-ray spectrometer; scales; centrifuge; and the building housing the reclamation process. | A positive use determination of 100% for the Waste Reclamation System. | 2005-02-16 | 1789998 | 100
8204 | T1 | Southwest Galvanizing Inc | Southwest Galvanizing Inc | 737 Aleen St | Houston | TX | 77029 | Harris | CN600304174 | RN100594290 | Installed baghouses | A positive use determination of 100% for the two baghouses. | 2005-02-16 | 713329 | 100
8205 | T1 | Shell Deer Park Refining Limited Prtshp | Shell Deer Park - Refinery | 5900 Hwy 225 | Deer Park | TX | 77536 | Harris | CN602641664 | RN104660915 | 1. Low NOx burners in heater H-36100. 2. H2S & O2 monitors for heater H-36100. 3. P-36102/3 pumps. 4. Stripping column for H2S in CAT gasoline unit. 5. H2S stripper system for the CD HDS column. 6. Naphtha stabilizer system. 7. Maintenance dropout system. 8. Five air coolers: AC-36106, AC-36120, AC-36100/1/2/3/4, AC-36110/111, and AC-36115. 9. Four heat exchangers. | A positive use determination for 100% of the low NOx burners, the H2S and O2 monitors, the P-36102/3 reflux pumps, CAT unit stripping column, H2S stripper system, maintenance dropout system, and air coolers. A negative use determination is given for the naphtha stabilizer and the heat exchangers. | 2005-06-03 | 27775000 | 100
8206 | T1 | Shell Deer Park Refining Limited Prtshp | Shell Deer Park - Refinery | 5900 Hwy 225 | Deer Park | TX | 77536 | Harris | CN602641664 | RN104660915 | SCR Unit at Catalytic Reformer #3 and SCR Unit at Catalytic Cracking Unit | A positive use determination for 100% of the SCR units for CR3 and CCU. | 2005-02-23 | 21630000 | 100
8207 | T2 | Shell Deer Park Refining Limited Prtshp | Shell Deer Park - Refinery | 5900 Hwy 225 | Deer Park | TX | 77536 | Harris | CN602641664 | RN104660915 | Coker Flare Gas Project & Compressor Plant Project for the West and North Property Flares. | A positive use determination for 100% of the coker flare project and compressor plant project. | 2005-02-23 | 49300000 | 100
8208 | T1 | Shell Deer Park Refining Limited Prtshp | Shell Deer Park - Refinery | 5900 Hwy 225 | Deer Park | TX | 77536 | Harris | CN602641664 | RN104660915 | Replaces obsolete pneumatic instrumentation, upgrades the multipoint temperature system and protective instrument systems. | Withdrawn by applicant | 2005-12-08 | 40900000 | 100
8209 | T1 | Crown Cork & Seal Co Inc | Crown Cork & Seal Plant #16 | 2501 N Fraizer | Conroe | TX | 77303 | Montgomery | CN602717332 | RN100711118 | Installed a thermal oxidizer/aluminum incinerator. | A positive use determination of 100% for the thermal oxidizer/aluminum incinerator. | 2005-02-16 | 8636139 | 100
8210 | T1 | Stone Panels Inc | Stone Panels Inc | 100 S Royal Ln | Coppell | TX | 75019 | Dallas | CN605319003 | RN109706077 | Waste recycling system including filter press, settling tanks, and slurry system. Submersible pump for waste water transfer. Pit pump. | A positive use determination of 100% for the Waste recycling system including filter press, settling tanks, and slurry system; the submersible pump for waste water transfer; and the Pit pump. | 2005-02-16 | 475615 | 100
8211 | T1 | JT Products Inc | JT Products Inc | 13183 Hwy 259 S | Kilgore | TX | 75662 | Gregg | CN601079981 | RN101968766 | The following: dust collector, secondary containment at tank, and secondary containment and cover for storm water segregation. | A positive use determination of 100% for the dust collector, secondary containment for tanks, and the secondary containment and structure at the unloading/loading dock.. | 2005-02-16 | 64288 | 100
8212 | T1 | JT Products Inc | JT Products Inc | 13183 Hwy 259 S | Kilgore | TX | 75662 | Rusk | CN601079981 | RN101968766 | The following: dust collector, secondary containment at tank, and secondary containment and cover for storm water segregation. | A positive use determination of 100% for the dust collector, secondary containment for tanks, and the secondary containment and structure at the unloading/loading dock. | 2005-02-16 | 64288 | 100
8213 | T1 | Dresser (Measurement) | Dresser (Measurement) | 16240 Port NW Dr #100 | Houston | TX | 77041 | Harris | CN600317952 | RN105135453 | This application is for 4 items: 1. special protective coating for concrete spill containment channels, 2. scrubber, 3. paint spray booth, 4. attendant drying room. | A positive use determination of 100% for the Anodizer area: containment coating, sump, piping, neutralization, vapor collection and ducting; the scrubber; the Assembly Area paint spray booth, and the Paint Dry room enclosure, blowers, ducting and filtration. | 2005-02-16 | 163738 | 100
8214 | T1 | Texas City Cogeneration LP | Texas City Cogeneration | 3221 5Th Ave S | Texas City | TX | 77592 | Galveston | CN600131700 | RN100224245 | Sulfur Analyzer, Low-NOx Duct Burners and associated equipment. | A positive use determination of 100% for the sulfur analyzer and the Low-NOx Duct Burners and associated equipment. | 2005-02-16 | 1199705 | 100
8215 | T1 | Environmental Processing Systems LLC | Hickory Islands Farms - Jesse Sinclair | 600 Hatcherville Rd | Dayton | TX | 77535 | Liberty | CN601224306 | RN102316817 | The following property: Injection room monitor; Regulated power supply; Injection room; ph monitor; conductivity monitor; scales; flashpoint rapid tester; fisher hot plate; radioactive tester; fisher stirrer; COD reactor; Hach Odyssey; TSS vacuum pump; Office/Maintenance/Warehouse Building; Sidewalk; Storage Building; secondary containment drives; stormwater ground sump; stormwater ground sump pump; server room keyboard; server room monitor; server room server; server room keyboard; server room monitor; server room keyboard; server room workstation; superintendent monitor; superintendent keyboard; secondary containment ; secondary containment landing & stairs; 15,000 gallon cone bottom tanks; valves; injection pump; feed pump; filter pots; 3" pump; 3" pump; carbon canister system; 3" submersible pump; 500 gallon poly tank; 3" stainless steel injection line; potable water pump; secondary containment; secondary containment landing & stairs; 15,000 gallon cone bottom tanks; feed pump; unloading monitor; unloading hub; unloading workstation; unloading room; truck rack unloading pad; unloading pad sump; filter pots; flow meter; flow meter; 3" pump; piping; piping support ladder racks; ladder rack support columns; truck unloading pad; unloading pad sump; pressure washer; wellhead containment; well WDW-316 well (tree); surface casing; long-string casing; stage tool; injection tubing; annulus; packer; cementing; secured fence; ph probes; pressure transducers; well check valve; pump check valves; automatic shut-offs; tight-fill stainless steel fittings; secondary containment liner; tank level indicators. | A positive use determination of 100% for the stormwater ground sump, the stormwater ground sump pump, the secondary containment, secondary containment landing & stairs, the carbon canister system, the 3" submersible pump, the 500 gallon poly tank, the potable water pump, the secondary containment, the secondary containment landing & stairs, the truck rack unloading pad, the unloading pad sump, the truck unloading pad, the unloading pad sump, the pressure washer, the wellhead containment, the secured fence, the well check valve, the pump check, the valves, the secondary containment liner, and the tank level indicators, A negative determination is issued for the other property which is listed on this application. This property is considered to be production equipment. | 2005-04-08 | 2210604 | 100
8216 | T1 | Firestone Polymers LLC | Firestone Polymers LLC | 5713 FM 1006 | Orange | TX | 77630 | Orange | CN601590789 | RN100224468 | The following items: Surface aerators for equalization and west basin; P964A Clarifier Feed Pump; DF-514 High Water Level Alarm; PRV Discharge Block Valves; - 1200 Area; Drum Crusher; Trash Compactor, Power supply and site; NOX CEMS analyzer PIII-6405300; PLC Interlock RTO/500 Area; and RTO-CEMS AC Units. | A positive use determination of 100% for the Surface aerators for equalization and west basin; P964A Clarifier Feed Pump; DF-514 High Water Level Alarm; PRV Discharge Block Valves; - 1200 Area; Drum Crusher; Trash Compactor, Power supply and site; NOx CEMS analyzer PIII-6405300; PLC Interlock RTO/500 Area; and RTO-CEMS AC Units. | 2005-02-17 | 442667 | 100
8217 | T1 | Tyson Fresh Meats Inc | Tyson Fresh Meats Inc | Fr 1912 & Hwy 66E | Amarillo | TX | 79187 | Potter | CN600767016 | RN104928312 | Project to upgrade the ventilation and dust control systems in inedible rendering and the gel bone area. | A positive use determination of 100% for the project to upgrade the ventilation and dust control systems in inedible rendering and the gel bone area. | 2005-02-17 | 2045702 | 100
8218 | T1 | Huntsman LLC | Huntsman A & O Plant | 4241 Savannah Ave | Port Arthur | TX | 77640 | Jefferson | CN603603093 | RN103033189 | Installed PPP Water Draw-Off at 10F-278: reduces potential water in naphtha feed drum. | A positive use determination of 100% for the project to install PPP Water Draw-Off at 10F-278 | 2005-02-17 | 92000 | 100
8219 | T1 | Huntsman LLC | Huntsman A & O Plant | 4241 Savannah Ave | Port Arthur | TX | 77640 | Jefferson | CN603603093 | RN103033189 | Project to route AUCHxU (AU Offgas) to Depentanizer and LOU Superheaters. | A positive use determination of 100% for the project to route AUCHxU (AU Offgas) to Depentanizer and LOU Superheaters. | 2005-02-17 | 654000 | 100
8220 | T1 | Huntsman LLC | Huntsman A & O Plant | 4241 Savannah Ave | Port Arthur | TX | 77640 | Jefferson | CN603603093 | RN103033189 | Tank 33755 Level Indication: project to install SAAB level transmitter for Tank 33755. | A positive use determination of 100% for the project to install SAAB level transmitter for Tank 33755. | 2005-02-17 | 35000 | 100
8221 | T1 | Huntsman LLC | Huntsman A & O Plant | 4241 Savannah Ave | Port Arthur | TX | 77640 | Jefferson | CN603603093 | RN103033189 | Vacuum Jet Vent Condenser/Blowdown Recovery PHU-GHU: project provides fro reduction of two streams from Pyronaptha Hydrogenation Unit and Gasoline Hydrogenation Unit to a new hydrocarbon collection system fro return to the process. | A positive use determination of 100% for the project to install Vacuum Jet Vent Condenser/Blowdown Recovery PHU-GHU. | 2005-02-17 | 973000 | 100
8222 | T1 | Huntsman LLC | Huntsman A & O Plant | 4241 Savannah Ave | Port Arthur | TX | 77640 | Jefferson | CN603603093 | RN103033189 | TCEQ fenceline monitoring | A positive use determination of 100% for the project to install two ambient air monitoring stations. | 2005-02-17 | 641000 | 100
8223 | T1 | Huntsman LLC | Huntsman A & O Plant | 4241 Savannah Ave | Port Arthur | TX | 77640 | Jefferson | CN603603093 | RN103033189 | Motiva/HC - Heat Recovery Steam Generator at #3 PS. | A positive use determination of 100% for the project to install Heat Recovery Steam Generator at #3 PS. | 2005-02-17 | 3311000 | 100
8224 | T1 | Huntsman LLC | Huntsman A & O Plant | 4241 Savannah Ave | Port Arthur | TX | 77640 | Jefferson | CN603603093 | RN103033189 | Purchased a Total Vapor Analyzer which is to be used by the LDAR group of fugitive monitoring in the plant. | A positive use determination of 100% for the project to purchase and install a total vapor analyzer. | 2005-02-17 | 41000 | 100
8225 | T1 | Huntsman LLC | Huntsman A & O Plant | 4241 Savannah Ave | Port Arthur | TX | 77640 | Jefferson | CN603603093 | RN103033189 | Project to upgrade the roof drain/conversion to waste water service. | A positive use determination of 100% for the project to upgrade the roof drain/conversion to waste water service. | 2005-02-17 | 749000 | 100
8226 | T1 | Huntsman LLC | Huntsman A & O Plant | 4241 Savannah Ave | Port Arthur | TX | 77640 | Jefferson | CN603603093 | RN103033189 | Install check valves on N2 supply lines to C2 ISO Reactors. | A positive use determination of 100% for the project to install check valves on N2 supply lines to C2 ISO. Reactors. | 2005-02-17 | 20000 | 100
8227 | T1 | Huntsman LLC | Huntsman A & O Plant | 4241 Savannah Ave | Port Arthur | TX | 77640 | Jefferson | CN603603093 | RN103033189 | Install additional pressure indicators on AU flare system. | A positive use determination of 100% for the project to install Installed five new pressure transmitters on the AU flare system . | 2005-02-17 | 61000 | 100
8228 | T1 | Huntsman LLC | Huntsman A & O Plant | 4241 Savannah Ave | Port Arthur | TX | 77640 | Jefferson | CN603603093 | RN103033189 | LOU cooling tower sample point. | A positive use determination of 100% for the project to install a sample point on the AU/CHx Cooling Tower water return line. | 2005-02-17 | 12000 | 100
8229 | T1 | Huntsman LLC | Huntsman A & O Plant | 4241 Savannah Ave | Port Arthur | TX | 77640 | Jefferson | CN603603093 | RN103033189 | AU/CHx cooling tower sample point. | A positive use determination of 100% for the project to install a sample point on the LOU Cooling Tower water return line. | 2005-02-17 | 15000 | 100
8230 | T1 | Huntsman LLC | Huntsman C4 Plant | 2102 Spur 136 | Port Neches | TX | 77651 | Jefferson | CN600130322 | RN104964267 | Reroute S3-F-105 bottoms to S2-F-4 | A positive use determination of 100% for the project to provide increased pump capacity. | 2005-02-17 | 164000 | 100
8231 | T1 | Huntsman LLC | Huntsman C4 Plant | 2102 Spur 136 | Port Neches | TX | 77651 | Jefferson | CN600130322 | RN104964267 | Upgrade product recovery compressor system. | A positive use determination of 100% for the two new vent compressors, the three liquid filter separators, the four pumps, the relocation of the KO drum, and the piping, electrical and instrumentation. | 2005-04-08 | 9337000 | 100
8232 | T1 | Huntsman LLC | Huntsman C4 Plant | 2102 Spur 136 | Port Neches | TX | 77651 | Jefferson | CN600130322 | RN104964267 | Improvement of Oil/Water Interface Detection and Separation in S2F4. | A positive use determination of 100% for the hydrocarbon detection probe. | 2005-02-17 | 43000 | 100
8233 | T1 | Huntsman LLC | Huntsman C4 Plant | 2102 Spur 136 | Port Neches | TX | 77651 | Jefferson | CN600130322 | RN104964267 | Improvement of Oil/Water Interface Detection in 6F144. | A positive use determination of 100% for the improvement of Oil/Water Interface detection. | 2005-02-17 | 12000 | 100
8234 | T1 | Huntsman LLC | Huntsman C4 Plant | 2102 Spur 136 | Port Neches | TX | 77651 | Jefferson | CN600130322 | RN104964267 | Waste water collection system improvements. | A positive use determination of 100% for the C4 Plant - Waste Water Collection System Improvements. | 2006-02-15 | 215000 | 100
8235 | T1 | Huntsman LLC | Huntsman C4 Plant | 2102 Spur 136 | Port Neches | TX | 77651 | Jefferson | CN600130322 | RN104964267 | Level indication on tanks 69 and 83. | A positive use determination of 100% for the level indication installed for Tanks 69 and 83. | 2005-02-17 | 37000 | 100
8236 | T1 | Huntsman LLC | Huntsman C4 Plant | 2102 Spur 136 | Port Neches | TX | 77651 | Jefferson | CN600130322 | RN104964267 | Relief valve upgrades in Sponge Oil. Property includes: replacement of 400ft of 4" header with 8" header, replace 2" suction line on N4RV-140, replace N4RV-141 with bellows design - reroute discharge, replace 2" suction on N4RV and replace N4RV-17-PRV. | A positive use determination of 100% for the relief valve upgrades in Sponge Oil Unit. | 2005-02-17 | 29000 | 100
8237 | T1 | Huntsman LLC | Huntsman C4 Plant | 2102 Spur 136 | Port Neches | TX | 77651 | Jefferson | CN600130322 | RN104964267 | SRI GC for fenceline site #6. | A positive use determination of 100% for the additional gas chromatograph at Fenceline Site No. 6. | 2005-02-17 | 37000 | 100
8238 | T1 | Huntsman LLC | Huntsman Jefferson County | 6001 Hwy 366 | Port Neches | TX | 77651 | Jefferson | CN603603093 | RN100219252 | Installation of continuous emission monitoring system for CA3-I NOx Emissions. | A positive use determination of 100% for the continuous emissions monitor installed on CA3-1 exhaust. | 2005-02-17 | 128000 | 100
8239 | T1 | Huntsman LLC | Huntsman Jefferson County | 6001 Hwy 366 | Port Neches | TX | 77651 | Jefferson | CN603603093 | RN100219252 | Reinstate E-A3-205 process waste water cooler for GLOWS. | A positive use determination of 100% for the project to reinstate E-A3-205 process waste water cooler for GLOWS. | 2005-02-17 | 72000 | 100
8240 | T1 | Huntsman LLC | Huntsman Jefferson County | 6001 Hwy 366 | Port Neches | TX | 77651 | Jefferson | CN603603093 | RN100219252 | Portable flue gas analyzer. | A positive use determination of 100% for the portable flue gas analyzer. | 2005-02-17 | 6000 | 100
8241 | T1 | Huntsman LLC | Huntsman Jefferson County | 6001 Hwy 366 | Port Neches | TX | 77651 | Jefferson | CN603603093 | RN100219252 | Install block valves on PRV's | A positive use determination of 100% for the block valves installed underneath relief valves F-A2-67 A/B/C and F-O-78. | 2005-02-17 | 44000 | 100
8242 | T1 | Huntsman LLC | Huntsman Jefferson County | 6001 Hwy 366 | Port Neches | TX | 77651 | Jefferson | CN603603093 | RN100219252 | EO Vent system instrumentation upgrade. | A positive use determination of 100% for the EO Vent system instrumentation upgrade. | 2005-02-17 | 56000 | 100
8243 | T1 | Huntsman LLC | Huntsman Jefferson County | 6001 Hwy 366 | Port Neches | TX | 77651 | Jefferson | CN603603093 | RN100219252 | Replace bubble cap trays in F6 regenerator water wash section. | A positive use determination of 100% for the replacement of bubble cap trays in the F6 Regenerator. | 2005-02-17 | 136000 | 100
8244 | T1 | Huntsman LLC | Huntsman Po/Mtbe Plant | 2401 Spur 136 | Port Neches | TX | 77651 | Jefferson | CN600130322 | RN104964267 | Install new HP Flare Flow Meter and Blind 4" Line. | A positive use determination of 100% for the flow meter on the PO/MTBE HP Flare. | 2005-02-17 | 86000 | 100
8245 | T1 | Huntsman LLC | Huntsman A & O Plant | 4241 Savannah Ave | Port Arthur | TX | 77640 | Jefferson | CN603603093 | RN103033189 | LOU flare stream management | A positive use determination of 100% for the mass flow meters and Btu analyzers installed in the offsite flare header, cold/dry flare header, and the main floor header. | 2005-02-17 | 759000 | 100
8246 | T1 | Meridian Aggregate | Meridian Aggregates - Dallas Rail Yard | 1760 Z Street | Dallas | TX | 75229 | Dallas | CN600134696 | RN102214103 | Water sprays for particulate suppression (including water pumps). Secondary fuel containment area. Spill kits. Water Truck. | A positive use determination of 100% for the water sprays & sprinklers( including water pumps), the secondary fuel containment area, the spill kits, and the water truck. | 2005-02-18 | 95329 | 100
8247 | T1 | Martin Marietta Materials Southwest Ltd | Martin Marietta Chico Quarry | 856 FM 2952 | Chico | TX | 74631 | Wise | CN603213315 | RN102855731 | Water sprays for particulate suppression (including water pumps). Enclosures for particulate suppression. Storm water containment systems/pond. Settling ponds. Secondary fuel containment area. Spill kits. Water Truck. Truck shower. Paved roadways. | A positive use determination of 100% for the water sprays (including water pumps), the enclosures for particulate suppression, the storm water containment systems/pond. the secondary fuel containment area (including covers), the spill kits, the water truck, the truck shower and the paved roadways. | 2005-02-18 | 542455 | 100
8248 | T1 | Oxy Vinyls LP | Oxy Vinyls Battleground Facility | 1836 Park Hwy | La Porte | TX | 77571 | Harris | CN600129126 | RN100217363 | Battleground Cogeneration Expansion Project | A positive use determination of 100% for the Dry Low NOx Combustors, the Mark VI Control System, the duct burners, and the selective catalytic reduction system. | 2005-02-18 | 1750000 | 100
8249 | T1 | Oxy Vinyls LP | Oxy Vinyls Battleground Facility | 1836 Park Hwy | La Porte | TX | 77571 | Harris | CN600129126 | RN100217363 | Installed two continuous emission monitoring systems. | A positive use determination of 100% for the two continuous emission monitoring systems. | 2005-02-18 | 1150000 | 100
8250 | T1 | Oxy Vinyls LP | Oxy Vinyls - Pasadena Pvc | 4403 Pasadena Freeway | Pasadena | TX | 77503 | Harris | CN600129126 | RN102518065 | Installed three continuous emission monitoring systems. | A positive use determination of 100% for the three continuous emission monitoring systems. | 2005-02-18 | 945000 | 100
8251 | T1 | Oxy Vinyls LP | Oxy Laporte Vcm | 2400 Miller Cutoff Rd | La Porte | TX | 77571 | Harris | CN600129126 | RN100224674 | Installed two continuous emission monitoring systems. | A positive use determination of 100% for the two continuous emission monitoring systems. | 2005-02-18 | 530000 | 100
8252 | T1 | Alcoa Inc | Alcoa Rockdale | 5 M S On FM 1786 | Rockdale | TX | 76567 | Milam | CN605253749 | RN103785846 | L3 Forced Drain Pump | A positive use determination of 100% for the L3 East Forced Drain Pump. | 2005-02-18 | 30624 | 100
8253 | T1 | Alcoa Inc | Alcoa Point Comfort | State Highway 35 | Point Comfort | TX | 77978 | Calhoun | CN601452329 | RN102705381 | Area Paving - Bulk Loading. Redesign of sewage treatment chlorinator. Prevent bay water contamination / condenser. Mercury emission reduction - piping & instrumentation. Unipure water treatment plant. | A positive use determination of 100% for the paving of the bulk loading area; the removal of the manual chlorination equipment and the replacement with a flow paced metering system, the changes that allow total cut-off of baywater from each barometric condenser; the Mercury Emission Reduction Project; and the Unipure Water Treatment Plant. | 2005-02-18 | 950137 | 100
8254 | T1 | Alcoa Home Exteriors | Alcoa Denison | 1601 Commerce Blvd | Denison | TX | 75020 | Grayson | CN601673908 | RN100689561 | Environmental controls for outside blending. | A positive use determination of 100% for the flow meter. | 2005-02-18 | 20069 | 100
8255 | T1 | The Lubrizol Corporation | Lubrizol Deer Park | 41 Tidal Rd | Deer Park | TX | 77536 | Harris | CN600269617 | RN100221589 | See application. | A positive use determination of 100% for the ACL Enclosed Conveyor System; PS Mill Baghouse Revisions; H-54 Dust Collector; FI-08 Incinerator Installation; FI-04 Incinerator Upgrade; vent flow monitoring equipment; FL-177 pilot auto-ignition equipment; #5 boiler DCS installation; BL-17/34 temperature control; export steam flow meter; in-line blender #2 vent system; tank truck loading emission control; misc. scrubber replacements; HO-15 heater replacement; #5 boiler low NOx burners; misc. pump replacements with seal-less pumps; vent gas collection associated with solid material conveying system; misc. vent piping modifications; misc. vacuum pump replacements; high level alarms for various storage tanks; conversion of tank J-73 to hazardous waste service; installed epoxy floor coating; misc. waste collection equipment; misc. monitoring devices (H2S & combustible); misc. concrete projects for roadways and secondary containment areas; potable water systems; filter cake hoppers; emergency response equipment; uninterrupted power supply units; bayou spill containment; process waste water skimmers; waste water conveyance improvements; storm water containment; and cooling tower conductivity meter. | 2005-02-18 | 5927303 | 100
8256 | T1 | The Lubrizol Corporation | Lubrizol Bayport | 12801 Bay Area Blvd | Pasadena | TX | 77507 | Harris | CN600269617 | RN101058410 | See application. | A positive use determination of 100% for the Baghouse dust collector for AMPS Drumming; Boiler #1 CEMS unit for NOx monitoring; replacement of KB-215 vacuum pump; Butterworth nozzle for X-601 vent; revision of granulation vent line; new caustic valve for effluent area; rebuild #2 lift station sump pump; vessel level indicator installations; and rerouting of process sewer line. | 2005-02-18 | 432911 | 100
8257 | T1 | Quietflex Manufacturing Co LP | Quietflex Manufacturing | 4518 Brittmoore Rd | Houston | TX | 77041 | Harris | CN600582621 | RN100909621 | Installed a Regenerative Thermal Oxidation System. | A positive use determination of 100% for the regenerative thermal oxidizer. | 2005-02-18 | 423989 | 100
8258 | T1 | Knust - Sbo | Knust - Sbo | 3110 Dunvale | Houston | TX | 77063 | Harris | CN603078312 | RN102145612 | The following items: 1. Chip conveyors (26) and screw conveyors (22) to transfer machining chips to containment bins. 2. Oil separator/containment bins (46) to collect used machining oils. 3. Filtration systems (16) for recycling of machining system coolant. 4. Smog Hogs (18) to collect & condense coolant mist. 5. Coolant pumps (46) in filtration systems for pumping of recycled coolant. | A positive use determination for 100% of the property items listed above. | 2005-03-24 | 1663000 | 100
8259 | T1 | Ampacet Corporation | Ampacet Crockett Plant | Hwy 287 & FM 2160 | Latexo | TX | 75849 | Houston | CN600801781 | RN102552619 | Dust collection system for railcar unloading, carbon black weighing, and process feed tanks. Centrifugal dryer from pelletizing operation. | A positive use determination for 100% of the dust collection system. A negative determination for the centrifugal dryer which is process equipment and does not qualify as pollution control property. | 2005-03-23 | 712925 | 100
8260 | T1 | American Color Graphics | American Color Graphics | 3001 Atkinson Dr | Lufkin | TX | 75901 | Angelina | CN600877005 | RN101633766 | Enterprise thermal oxidizer for printing presses LU-1351, LU-1352, LU-1541, and Goss Magnums dryer. | A positive use determination for 100% of the Enterprise thermal oxidizer. | 2005-02-23 | 395000 | 100
8261 | T1 | Marathon Ashland Petroleum Lc | Marathon Oil Texas City Refinery | 1027 6Th Ave | Texas City | TX | 77590 | Galveston | CN600244933 | RN102736550 | Installed a new API/DNF waste water treatment unit. | A positive use determination of 100% for the new API/DNF waste water treatment unit. | 2005-02-23 | 7714000 | 100
8262 | T1 | Mizuho Corporate Bank Mhcb (USA) | Sunrise Chemical Bayport Facility | 10500 Bay Area Blvd | Pasadena | TX | 77507 | Harris | CN603867268 | RN102887270 | The following items: Flare; Monitoring Equipment on control devices; Fugitive Emission Monitors; Low NOx Burners; Welded Pipe Joints; Hoods & Collection Systems; Stacks; Conveyances, Pumps, Sumps, Tanks, & Basins; Waste Water Treatment Facility; Storm Water Containment; Waste Water Impoundments; Monitoring & Control Equipment; and Potable Water Systems. | A positive use determination of 100% for the Flare; Monitoring Equipment of control devices; Fugitive Emission Monitors; Low NOx Burners. Welded Pipe Joints; Hoods & Collection Systems; Stacks; Conveyances; Pumps; Sumps; Tanks & Basins; Waste Water Treatment Facility; Storm Water Containment; Waste Water Impoundments; Monitoring & Control Equipment; and Potable Water Systems. 1. In January of 2004, Sunrise Chemical, L.L.C. (Sunrise Chemical) sold and then leased back one of its ENB units (ENB2) to Mizuho Corporate Bank (MHCB). In February of 2005, Sunrise Chemical mistakenly applied for and received a Tier I 100% positive use determination for the pollution control property associated with ENB2. That property consisted of a flare, monitoring equipment on control devices, fugitive emissions monitors, welded pipe joints, hoods and collection systems, stacks, conveyances, pumps, sumps, tanks, basins, a wastewater treatment facility, storm water containment, and potable water systems. In December of 2009, MHCB asked the Executive Director to revise the Tier I 100% positive use determination to reflect MHCB’s ownership. On December 3, 2009, the Executive Director issued a revised use determination. On April 28, 2010, the TCEQ considered the appeal filed by Harris County Appraisal District with regard to the revised positive use determination. The Commission set aside the revised positive use determination and remanded the matter to the Executive Director for a new use determination. 2. MHCB owns ENB2 and the associated pollution control equipment. MHCB was not required by law to use or possess the pollution control equipment associated with ENB2. MHCB leases ENB2 and the associated pollution control equipment to Sunrise Chemical in return for lease payments. MHCB is not eligible to receive a positive use determination under Section 11.31(a) of the Tex. Tax Code and 30 TAC §17.6(1) because MHCB is: 1.) providing a service that prevents, monitors, controls, or reduces air, water, or land pollution at Sunrise Chemical’s Bayport Facility; and 2.) participating in the commercial trade of pollution control equipment. | 2010-05-19 | 9745102 | 100
8263 | T1 | Walnut Creek Mining Company | Walnut Creek Mining Company | 10949 N Tdiwell Prairie | Bremond | TX | 76629 | Robertson | CN600126346 | RN100212752 | The following items: Watering Truck, Sediment Pond #66 and Dam (Pit 6), Sediment Pond #28 (Pit 2) and Sediment Pond #29 (Pit 2). | A positive use determination of 100% for the Watering Truck, Sediment Pond #66 and Dam (Pit 6), Sediment Pond #28 (Pit 2) and Sediment Pond #29 (Pit 2). | 2005-02-23 | 4291705 | 100
8264 | T1 | Norbord Texas LP | Norwood Texas LP | 2301 SE Stallings Dr | Nacogdoches | TX | 75961 | Nacogdoches | CN601545031 | RN100543040 | Addition of 4th field to the Wet Electrostatic Precipitator. Installed a thermal oxidizer. | A positive use determination of 100% for the 4th field for the Wet Electrostatic Precipitator and the thermal oxidizer. | 2005-02-23 | 4642170 | 100
8265 | T1 | Merisol USA LLC | Merisol Greens Bayou | 1914 Haden Rd | Houston | TX | 77015 | Harris | CN600127583 | RN100214576 | T-172 that used to vent to a scrubber with a control efficiency of 95% was re-routed to vent to the Tank Vent Flare System which ahs a 98% control efficiency. | A positive use determination of 100% for the project to reroute T-172 from the scrubber to the Tank Vent Flare System. | 2005-02-22 | 80000 | 100
8266 | T2 | Kent Moore Cabinets Ltd | Kent Moore Stone City Plant | 450 Stone City Dr | Bryan | TX | 77803 | Brazos | CN604252841 | RN106580038 | The following property: UV Water Based Flat Line Coating Process; Stormwater Runoff Controls, Sitework & Paving, Retention Pond; Sawdust Baghouse; Ductwork for the Finish Line & Baghouse; Centrosep - Finish Line; and Paint Kitchen. | Returned for failure to respond to a deficiency letter. | 2005-05-11 | 4073313 | 100
8267 | T1 | Rexam Beverage Can Co | Rexam Beverage Can Co | 1001 Fisher Rd | Longview | TX | 75604 | Gregg | CN601550601 | RN102383775 | Additions to Wastewater and Solid Waste Collection Systems: Three deionizers used with waste water disposal system. The scrap system and the briqueter are part of the solid waste collection system. Three vacuum strippers for waste water disposal system. Piping and vibratory washer in wastewater treatment plant. | A positive use determination for 100% of the additions to the wastewater and solid waste collection systems described above. | 2005-02-23 | 1146600 | 100
8268 | T1 | Exxon Mobil Corporation | ExxonMobil Refinery - Baytown | 2800 Decker Dr | Baytown | TX | 77522 | Harris | CN600123939 | RN102579307 | Low NOx burners in FCU-3 CO Boilers A, B, & C (SG-501A/B/C), and new burner management systems in Boilers A & B. Facilities include new burners & plenums, modifications to boiler C BMS, and associated fuel gas/pilot gas/plant air piping, instrumentation, electrical, and control system modifications. | A positive use determination for 100% of the low NOx burner project for CO boilers A, B, and C and the burner management systems in boilers A & B. | 2005-02-23 | 16100000 | 100
8269 | T1 | Exxon Mobil Corporation | ExxonMobil Refinery - Baytown | 2800 Decker Dr | Baytown | TX | 77522 | Harris | CN600123939 | RN102579307 | Installed new ultra low NOx burners in five fired heaters (CLEU-2 F-1, HDU-1 F-1, HU-6B F-201, and LXU-2 B-2 & B-4). Facilities include new burners, floor modifications to accommodate burners, fuel gas filter, coalescers, and associated fuel gas/burner piping, instrumentation, & electrical, and control system modifications. | A positive use determination for 100% of the ultra low NOx burners in five fired heaters. | 2005-02-23 | 9100000 | 100
8270 | T1 | Merisol USA LLC | Merisol Greens Bayou | 1914 Haden Rd | Houston | TX | 77015 | Harris | CN600127583 | RN100214576 | Piping, pumps, and lined sumps were added t the trenches to eliminate chemicals. | A positive use determination of 100% for the piping pumps and lined sumps. | 2005-02-22 | 580000 | 100
8271 | T1 | Merisol USA LLC | Merisol Greens Bayou | 1914 Haden Rd | Houston | TX | 77015 | Harris | CN600127583 | RN100214576 | Scrubbing efficiency of scrubber S-78 was improved by replacing the old scrubber. | A positive use determination of 100% for the replacement scrubber for S-78. | 2005-02-22 | 113297 | 100
8272 | T1 | Merisol USA LLC | Merisol Greens Bayou | 1914 Haden Rd | Houston | TX | 77015 | Harris | CN600127583 | RN100214576 | A spare blower was purchased for the Tank Vent Flare System. | A positive use determination of 100% for the spare blower for the Tank Vent Flare System. | 2005-02-22 | 11176 | 100
8273 | T1 | Merisol USA LLC | Merisol Greens Bayou | 1914 Haden Rd | Houston | TX | 77015 | Harris | CN600127583 | RN100214576 | A hot box was installed to thaw frozen drums of material. The hot box vents to a scrubber. The thawing of drums without the hotbox caused odorous emissions. The new system is contained and causes no odors. | A positive use determination of 100% for the vent system between the hot box and the scrubber. | 2005-02-23 | 66725 | 100
8274 | T1 | Chevron Phillips Chemical Co LP | Chevron Phillips Orange | 5309 FM 1006 | Orange | TX | 77630 | Orange | CN600303614 | RN100215615 | Installed dust collection system . | A positive use determination of 100% for the Bag House and associated equipment. | 2005-02-23 | 250000 | 100
8275 | T1 | Southwest Galvanizing Inc | Southwest Galvanizing Inc | 737 Aleen St | Houston | TX | 77029 | Harris | CN600304174 | RN100594290 | Installed a boiler which will provide steam to the pickling tanks to prevent the acid from generating ferrous sulfate within the tanks during the operation of the pickling process. | A positive use determination of 100% for the Low NOx Burners. | 2005-02-23 | 51129 | 100
8276 | T1 | Exxon Mobil Corporation | ExxonMobil Refinery - Baytown | 2800 Decker Dr | Baytown | TX | 77522 | Harris | CN600123939 | RN102579307 | Vent line to flare for Hydroformer Unit 3 (HF-3). Chloride traps on HF-3 and HF-4 includes vessels with chloride adsorbent media, piping, sample tubing, valves, electrical, and instrumentation. | A positive use determination for 100% of the vent line to HF-3 flare and chloride traps on HF-3 & HF-4. | 2005-03-08 | 2250000 | 100
8277 | T1 | Exxon Mobil Corporation | ExxonMobil Refinery - Baytown | 2800 Decker Dr | Baytown | TX | 77522 | Harris | CN600123939 | RN102579307 | 1. Thermal deNOx at FCCU-2. 2. Additive injection facilities at FCCU-2: includes hydrogen, aqueous ammonia, and steam piping; storage vessels & injection control systems for NOx inhibitor and CO promoter; and associated instrumentation, electrical, & control center modifications. 3. Continuous emission monitoring systems at FCCU-2 & 3 wet gas scrubber stack & regenerator overhead lines, the FXK GT-301 main & bypass stacks, and CLEU-2 F-3 stack includes NOx and ammonia monitors, optical flow meters, nozzles, platforms, and instrumentation. | A positive use determination for 100% of the thermal deNOx and additive injection projects including CEMS as described above. | 2005-03-17 | 7900000 | 100
8278 | T1 | Exxon Mobil Corporation | ExxonMobil Refinery - Baytown | 2800 Decker Dr | Baytown | TX | 77522 | Harris | CN600123939 | RN102579307 | Gas chromatograph analyzers and ultrasonic flow meters at 8 flares (FS-3, 4, 5, 6, 11, 14, 25, 27) and 11 cooling towers CT-11, 16, 24, 58, 66, 68, 76, 85, 87, 88, 89). | A positive use determination for 100% of gas chromatographs and ultrasonic flow meters at 8 flares and 11 cooling towers. | 2005-03-08 | 15700000 | 100
8279 | T1 | Exxon Mobil Corporation | ExxonMobil Chemical - Bayport | 5000 Bayway Dr | Baytown | TX | 77522 | Harris | CN600123939 | RN102574803 | High pressure dust collector and filter for BAPP Line 5. | A positive use determination for 100% of the high pressure dust collector and filter for BAPP Line 5. | 2005-03-08 | 2480000 | 100
8280 | T1 | Exxon Mobil Corporation | ExxonMobil - Mont Belvieu | 15 West Winfree Road | Mont Belvieu | TX | 77580 | Chambers | CN600123939 | RN102501020 | Flare to replace 3 existing flares. | A positive use determination for 100% of the new flare. | 2005-03-08 | 3134989 | 100
8281 | T1 | Zeon Chemicals LP | Texas Plant | 11235 Choate Rd | Pasadena | TX | 77507 | Harris | CN600311260 | RN100601566 | 1. Modify dikes for TK2 &3JT. 2. Weather Station. 3. Upgrade column trays to 304SS. 4. Acetone emission reduction (XV-111A/B). 5. Replace FIL-2 & 3-ET. | Returned for failure to respond to a deficiency letter. | 2005-05-11 | 94567 | 100
8282 | T1 | Philip Reclamation Services Houston Inc | Nor Units 20 Thru 26 | 4050 Homestead Road | Houston | TX | 77028 | Harris | CN600618276 | RN101060648 | 1. Caustic scrubbing system. 2. Three activated carbon systems: Lab pack area, drum crushing area, and consolidation area. 3. Hoods and collection systems associated with the activated carbon systems. 4. Exhaust Stacks. 5. Concrete containment for drum storage areas and truck bays. 6. Fugitive emission containment structures for lab pack/repack, consolidation/stabilization, and loading & unloading & waste management areas of warehouse. 7. Ancillary paving to warehouse. | A positive use determination for 100% of the 7 property items listed above. | 2005-03-17 | 1584540 | 100
8283 | T1 | Albemarle Catalysts Co | Albemarle Bayport Catalysts Plant | 13000 Bay Park Rd | Pasadena | TX | 77507 | Harris | CN602686180 | RN100211523 | Installed the following items: Denox Thermal Oxidizer, Alumina Base Baghouse, Extruder Feed Hopper Dust Collector, Fluid Bed Dryer Baghouse, Vent Collection Baghouse, Fluid Bed Baghouse Fan, and 10-22210-4135-001 Packout Area Fugitive Emissions. | A positive use determination of 100% for the Denox Thermal Oxidizer, Alumina Base Baghouse, Extruder Feed Hopper Dust Collector, Fluid Bed Dryer Baghouse, Vent Collection Baghouse, Fluid Bed Baghouse Fan, and 10-22210-4135-001 Packout Area Fugitive Emissions Reduction project. | 2005-03-22 | 1714348 | 100
8284 | T1 | Albemarle Catalysts Co | Albemarle Bayport Catalysts Plant | 13000 Bay Park Rd | Pasadena | TX | 77507 | Harris | CN602686180 | RN100211523 | Installed the following items: H-Water System Drain, DENOX BIOSAN drain, oil skimmer re-route, and HPC South Trench. | A positive use determination of 20% for the H-Water System Drain and the DENOX BIOSAN drain. A positive use determination of 100% for the oil skimmer re-route, and the HPC South Trench project. | 2005-03-22 | 72904 | 100
8285 | T2 | Goodyear Tire & Rubber Company | Goodyear Chemical Plant | 2000 Goodyear Dr | Houston | TX | 77001 | Harris | CN600616049 | RN100870898 | 1. The cost of four 2000 hp motors to replace 14 internal combustion engines that drive ammonia compressors. 2. Redundant power to tradewaste/storm water area. 3. Flare flow meter. 4. Retube vacuum condensers. 5. Retube overhead condensers. 6. Modify plant flare. 7. Retube ammonia condensers. 8. Additional power distribution equipment to handle the electrical load for the four 2000 hp motors. | A positive use determination for 100% of the four 2000 hp motors, redundant power to tradewaste area, flare flow meter, plant flare modification, and additional power distribution equipment. A negative determination is given for the condenser retubing projects because this is replacement of production equipment. | 2005-06-08 | 751954 | 100
8286 | T1 | Goodyear Tire & Rubber Company | Goodyear Chemical Plant | Ih 10 @ Smith Rd | Beaumont | TX | 77720 | Jefferson | CN600616049 | RN102561925 | The following items: wastewater treatment(2) storm water return pump; and addition of third clarifier at wastewater treatment plant. | A positive use determination of 100% for the storm water return pump and the new clarifier. | 2005-03-30 | 2158110 | 100
8287 | T1 | Goodyear Tire & Rubber Company | Goodyear Chemical Plant | Ih 10 @ Smith Rd | Beaumont | TX | 77720 | Jefferson | CN600616049 | RN102561925 | The following items: 4D800 Vent Gas Absorber; Logmate Alarm Monitoring; NATSYN Emissions Prevention Improvements; Wt Allyl Chloride Addition; Continuous Emission Monitoring Systems for 3B 101 Boiler; Additional Gas Chromatograph; and Hydrocarbons Monitor 02101F06A. | A positive use determination of 100% for the 4D800 Vent Gas Absorber; Logmate Alarm Monitoring; NATSYN Emissions Prevention Improvements; Wt Allyl Chloride Addition; Continuous Emission Monitoring Systems for 3B 101 Boiler; Additional Gas Chromatograph; and Hydrocarbons Monitor 02101F06A. | 2005-03-30 | 756829 | 100
8288 | T1 | Holcim (US) Inc | Holcim (Texas) LP | 1800 Dove Lane | Midlothian | TX | 76065 | Ellis | CN601231459 | RN100219286 | See property listing included with application (Question No. 8) | A positive use determination is issued for the property listed on the attached table. The table lists the asset description, the asset number, the use determination percentage and the reason for the determination. | 2005-04-28 | 19102430 | 100
8289 | T1 | J A M Marine Services LLC | Jam Barge 420 | 711 Bay Area Blvd #310 | Webster | TX | 77598 | Galveston | No Customer by this Name in Central Registry | No Regulated Entity at this Location | The following spill prevention equipment: spill boom, spill rail, spill pans, and double hull tank compartment. | A positive use determination of 100% for the spill boom, spill rail, spill pan, and the incremental cost difference between the single hull configuration and the double hull configuration. | 2005-03-30 | 747000 | 100
8290 | T1 | Linde Gas Inc | Linde Syngas Unit | 11603 Strang Rd | La Porte | TX | 77571 | Harris | CN602616856 | RN100217207 | Boiler & Superheater Modifications and Control Devices for NOx Reduction | A positive use determination of 100% for the Boiler & Superheater Modification project. | 2005-03-30 | 1409000 | 100
8291 | T1 | Sartomer Inc C/O Ata | Sartomer Wallisville Rd | 17335 Wallisville Rd | Houston | TX | 77049 | Harris | CN600590046 | RN102342813 | ORP Control for Cooling Tower and BF3 Sphere Feed System. | A positive use determination of 100% for the two projects: ORP Control for Cooling Tower and BF3 Sphere Feed System. | 2005-04-08 | 27032 | 100
8292 | T1 | Noltex LLC | Noltex LLC | 12220 Strang Rd | La Porte | TX | 77571 | Harris | CN604039271 | RN101049518 | AZ Tank Rolloff Containment Pad; Containment Pad around CTW Turbines; and Ethylene Flare Line Upgrade. | A positive use determination of 100% for the AZ Tank Rolloff Containment Pad; Containment Pad around CTW Turbines; and the Ethylene Flare Line Upgrade. | 2005-03-22 | 65265 | 100
8293 | T1 | AEP Industries Inc | AEP Industries Inc | 6250 N Highway 35 E | Waxahachie | TX | 75165 | Ellis | CN600602312 | RN100617034 | Automatic Scrap Recycler and Granulator/Grinder Systems. | A positive use determination of 100% for the Automatic Scrap Recycler and the Granulator/Grinder Systems. | 2005-03-22 | 934000 | 100
8294 | T1 | Eastman Chemical Company | Eastman Chemical Texas Operations | Hwy 149 @ Kodak Blvd | Longview | TX | 75603 | Harrison | CN601214406 | RN100219815 | Provide Emission Control (Flare) at Eastman's Mixed Esters Plant. | A positive use determination of 100% for the Emission Control (Flare) installed at the Eastman's Mixed Esters Plant. | 2005-03-22 | 4378000 | 100
8295 | T1 | Standard Aero (San Antonio) Inc. | Standard Aero (San Antonio) Inc. | 661 Duncan Drive | San Antonio | TX | 78226 | Bexar | Insufficient Information | Insufficient Information | Miscellaneous air pollution control equipment. | A positive use determination of 100% for the Portable Air Filtration Unit for Compressor CRS Cell; Waste Water Treatment - USF Evaporator; Paint Booth Filtration Upgrade; Exhaust Scrubber for Caustic Cleaning Operations; Scrubber for Acid Striping Operations; Specialized Benches (with containment trays) Required for Fuel Control Overhaul; Dust Collection Installation; Fuel Tanker Berm for B535 Metstest Pad; PIG - Air Driven Hydraulic Compactor; Drip Pans for Compressor Cell Equipment; Modifications Required for Chemical Storage Units; Implementation of Three Stage Particulate Filtration in Painting Operations; and Metal Spray Equipment For Diffuser/AirInlet Cell, Turbine Reworks Cell, and Compressor Case Cell. | 2005-03-30 | 723400 | 100
8296 | T1 | Magellan Terminal Holdings | Magellan Terminal Holdings | 4200 Singleton Blvd. | Dallas | TX | 75212 | Dallas | CN600134639 | RN100242015 | Vapor Combustor Unit | A positive use determination of 100% for the 2-Stage Vapor Combustion Unit and 45" Tall Combustion Stack. | 2005-03-30 | 294000 | 100
8297 | T1 | Gregory Power Partners LP | Gregory Power Facility | Hwy 361 | Gregory | TX | 78359 | San Patricio | CN600254031 | RN104734025 | Curbing, Site and Roadway Paving | A positive use determination of 100% for the Curbing, Site and Roadway Paving, and Additions. | 2005-03-30 | 71840 | 100
8298 | T1 | Crompton Corporation | Crompton Marshall Facility | 710 B Bussey Rd | Marshall | TX | 75670 | Harrison | CN600130223 | RN102498714 | 25 Pollution Control Property Items | A positive use determination of 100% for the 25 Pollution Control Property Items listed in the application. | 2005-03-30 | 437381 | 100
8299 | T1 | Hanson Aggregates North America Inc | Hanson New Perch Aggregate Facility | 4Mi N On Hwy 101 | Chico | TX | 76426 | Wise | CN601122526 | RN102413937 | The following items: Overflow collection headers; discharge recycling hose; primary sizer, scrubber, screen separator, sand classifier; log washers; thickener, rinse station; NESCO dust suppression system & equipment; thickener tank, fresh water tank, slurry tank, load-out bins, feed bin, blending bin, painting; scrubbing, secondary crushing, screen stations, sand plant, rinse screen; road construction (concrete). | A positive use determination of 100% for the overflow collection headers; the discharge recycling hose; the spraybars located at belt transfers, crushers and dry screens; the NESCO dust suppression system & equipment; the thickener tank, fresh water tank, and slurry tank; and the road construction (concrete). A negative determination for the load-out bins, feed bin, and blending bin. These items are considered to be production equipment. | 2005-04-08 | 13469818 | 100
8300 | T1 | Equistar Chemicals LP | Equistar Channelview | 8280 Sheldon Rd | Channelview | TX | 77530 | Harris | CN600124705 | RN100542281 | Continuous emission monitors, analyzers buildings, and predictive emissions monitors. | A positive use determination for 100% of the continuous emission monitors, analyzers buildings, and predictive emissions monitors. | 2005-04-04 | 6133000 | 100
8301 | T1 | Lyondell-Citgo Refining LP | Lyondell - Channelview | 2502 Sheldon Rd | Channelview | TX | 77530 | Harris | CN600344402 | RN100633650 | Lyondell is installing continuous emissions monitors on POSM I process heater and benzene column to monitor NOx emissions to comply with Statewide Implementation Plan. | A positive use determination of 100% for the continuous emission monitoring systems installed on POSM 1 heater and benzene column. | 2005-03-28 | 750000 | 100
8302 | T1 | Lyondell-Citgo Refining LP | Lyondell - Channelview | 2502 Sheldon Rd | Channelview | TX | 77530 | Harris | CN600344402 | RN100633650 | Lyondell is replacing vintage tank floors at its Channelview facility to prevent potential leaks from corrosion. The tank floor replacement program will install new sacrificial anodes to prevent tank floor corrosion. Tanks included in the scope of the project are 60460, 60470, 60483, 60480, and 60440B. | A positive use determination of 100% for the sacrificial anode corrosion protection systems installed on the replacement tank bottoms for tanks 60460, 60470, 60483, 60480, and 60440B. | 2005-03-28 | 2260000 | 100
8303 | T1 | Lyondell-Citgo Refining LP | Lyondell - Channelview | 2502 Sheldon Rd | Channelview | TX | 77530 | Harris | CN600344402 | RN100633650 | Lyondell is installing selective catalytic reduction systems, including piping and ammonia storage, on three utility boilers to reduce NOx emissions to comply with the Statewide Implementation Plan. | A positive use determination of 100% for the selective catalytic reduction systems installed on the three utility boilers. | 2005-03-28 | 39000000 | 100
8304 | T1 | Arkema Inc | Arkema Houston Plant | 2231 Haden Rd | Houston | TX | 77015 | Harris | CN600124044 | RN100209444 | Installed redundant high level alarms in tanks 8070, 8071, and 8072 to prevent overfilling and the potential resulting land contamination that could result. | A positive use determination of 100% for the high level alarms installed on tanks 8070, 8071, and 8072. | 2005-03-30 | 28300 | 100
8305 | T1 | Arkema Inc | Arkema Houston Plant | 2231 Haden Rd | Houston | TX | 77015 | Harris | CN600124044 | RN100209444 | Installed new continuous emission monitors (CEMS) on the thermal oxidizer at the Houston plant to monitor emissions for environmental permit compliance. | A positive use determination of 100% for the continuous emission monitors. | 2005-03-30 | 45000 | 100
8306 | T1 | Arkema Inc | Arkema Houston Plant | 2231 Haden Rd | Houston | TX | 77015 | Harris | CN600124044 | RN100209444 | Installed a new thermal oxidizer to incinerate waste. The installation included associated pumps, piping, equipment, and the purchase of spare parts. | A positive use determination of 100% for the thermal oxidizer and the associated piping, equipment, and spare parts. | 2005-03-30 | 731836 | 100
8307 | T1 | Arkema Inc | Arkema Houston Plant | 2231 Haden Rd | Houston | TX | 77015 | Harris | CN600124044 | RN100209444 | Upgraded the piping, pumps and valves of its plant flare line. | A positive use determination of 100% for the piping, pumps and valves installed as an upgrade to the plant flare line. | 2005-03-30 | 121280 | 100
8308 | T1 | Hughes Christensen Company | Hughes Christensen | 9110 Grogans Mill Rd | The Woodlands | TX | 77380 | Montgomery | CN600323752 | RN100614593 | Two Projects. HCC 1: Replaced methanol system with surface endothermic generator to supply gas to furnaces used to heat treat in order to reduce NOx emissions. HCC 2: Installed piping, valves, and collection equipment used to capture fugitive emissions from paint booth. | A positive use determination of 100% for the endothermic generator and the piping, valves and collection equipment used to capture fugitive emissions from the new paint booth. | 2005-03-30 | 625311 | 100
8309 | T1 | United States Lime & Minerals Inc | Texas Lime Cleburne Plant | 15865 FM 1434 | Cleburne | TX | 76033 | Johnson | CN600125090 | RN100210889 | Two Projects. TXLM 1: Installation of new kiln baghouse, cooler discharge dust collector, dust holding system ID Fan, stack, and dust collection silo. TXLM 2: Paving and concrete work for truck wash system for water collection and containment. | A positive use determination of 100% for the new kiln baghouse, cooler discharge dust collector, dust holding system ID Fan, stack, and dust collection silo; and the paving and concrete work for the truck wash system for water collection and containment. | 2005-03-30 | 2488883 | 100
8310 | T1 | Baker Oil Tools | Baker Oil Tools - Victoria | 7301 N Us Hwy 59 | Victoria | TX | 77905 | Victoria | CN603886250 | No Regulated Entity at this Location | Two projects. VIC 1: Piping, valves, and collection equipment installed to capture fugitive emissions from paint booth. VIC 2: Site preparation and concrete for parking lot and truck unloading area for storm water collection and containment. | A positive use determination of 100% for the piping, valves, and collection equipment installed to capture fugitive emissions from paint booth; and the site preparation and concrete for the parking lot and truck unloading area. | 2005-03-30 | 190569 | 100
8311 | T1 | Baker Oil Tools | Baker Oil Tools - Emmott Rd | 9100 Emmott Rd | Houston | TX | 77040 | Harris | CN603886250 | RN100711647 | Coolant Recovery System: Used coolant is piped to the recovery system where hazardous materials are removed and the coolant is re-used. | A positive use determination of 100% for the Coolant Recycling System. | 2005-03-30 | 105356 | 100
8312 | T1 | Baker Petrolite | Baker Petrolite Baypark | 13200 Bay Park Rd | Pasadena | TX | 77507 | Harris | CN600127195 | RN100223536 | Five projects. BPK 1: Additional Concrete in Staging Area. BPK 2: North Curb 900 6"x6". BPK 3: Goulds Sealless pumps. BPK 4: VOC Vapor Recovery. BPK 5: Upgrade Pumping Systems - Bayport. | A positive use determination of 100% for the additional concrete installed in the Staging Area; the North Curb 900 6"x6": the Goulds Sealless pumps; the VOC Vapor/Liquids Recovery System; and the pumping systems upgrades at Bayport. | 2005-03-30 | 328949 | 100
8313 | T1 | Eurecat Us Inc | Eurecat Us Inc | 13100 Baypark Rd | Pasadena | TX | 77507 | Harris | CN600370290 | RN100661644 | Installed a Demister at the H2S Plant. | A positive use determination of 100% for the demister installed at the H2S Plant. | 2005-03-30 | 78415 | 100
8314 | T1 | Eurecat Us Inc | Eurecat Us Inc | 13100 Baypark Rd | Pasadena | TX | 77507 | Harris | CN600370290 | RN100661644 | Installed secondary containment to prevent hazardous material from reaching surface water. | A positive use determination of 100% for the secondary containment which was installed. | 2005-03-30 | 125000 | 100
8315 | T1 | Western Refining Company | Western Refining Company El Paso | 6500 Trowbridge Dr | El Paso | TX | 79905 | El Paso | CN601510191 | RN100213016 | Installed two soil-vapor extraction systems including thermal oxidizers and associated equipment. | A positive use determination of 100% for the two vapor extraction units including the thermal oxidizers and associated equipment. | 2005-03-30 | 1756314 | 100
8316 | T1 | Clean Harbors Inc | Clean Harbors - Deer Park | 2027 Battleground Rd | La Porte | TX | 77571 | Harris | CN603661828 | RN102184173 | Project to provide additional gas cleaning equipment for the two hazardous waste incinerator trains in order to meet MACT standards and SIP requirements. | A positive use determination of 100% for the two wet electrostatic precipitators, the two selective catalytic reduction systems, the two new 1,350 hp VFD induced draft fans, and the two new stacks. | 2005-03-31 | 27970321 | 100
8317 | T1 | KMCO LP | KMCO LP | 16503 Ramsey Rd | Crosby | TX | 77532 | Harris | CN604105221 | RN101613511 | Installed six liquid level indicators on VOC material storage tanks. | A positive use determination of 100% for the six liquid level indicators installed on VOC material storage tanks. | 2005-03-31 | 15111 | 100
8318 | T1 | KMCO LP | KMCO LP | 16503 Ramsey Rd | Crosby | TX | 77532 | Harris | CN604105221 | RN101613511 | Installed piping on tanks T-764, T-770, & T-771. The piping is used to collect air contaminants and route them to the flare. | A positive use determination of 100% for the piping installed on tanks T-764, T-770, & T-771 in order to collect air contaminants and route them to the flare. | 2005-03-31 | 6994 | 100
8319 | T1 | KMCO LP | KMCO LP | 16503 Ramsey Rd | Crosby | TX | 77532 | Harris | CN604105221 | RN101613511 | Installed chilled water piping to overhead condenser to help condense vapors and the liquid is then reversed. | A positive use determination of 100% for the chilled water piping installed to the overhead condenser. | 2005-03-31 | 2352 | 100
8320 | T1 | KMCO LP | KMCO LP | 16503 Ramsey Rd | Crosby | TX | 77532 | Harris | CN604105221 | RN101613511 | Installed vacuum pump on K-7 to collect air contaminants and route them to the flare. | A positive use determination of 100% for the vacuum pump installed on K-7. | 2005-03-31 | 21230 | 100
8321 | T1 | KMCO LP | KMCO LP | 16503 Ramsey Rd | Crosby | TX | 77532 | Harris | CN604105221 | RN101613511 | Accumulator was installed on RK-8 to collect condensed vapors. The liquid is then reused. | A positive use determination of 100% for the Accumulator installed on RK-8. | 2005-03-31 | 11999 | 100
8322 | T1 | KMCO LP | KMCO LP | 16503 Ramsey Rd | Crosby | TX | 77532 | Harris | CN604105221 | RN101613511 | Installed cooling heat exchanger to help condense vapors that will be recycled. | A positive use determination of 100% for the cooling heat exchanger. | 2005-03-31 | 24788 | 100
8323 | T1 | KMCO LP | KMCO LP | 16503 Ramsey Rd | Crosby | TX | 77532 | Harris | CN604105221 | RN101613511 | Removed asbestos containing material from equipment. | A positive use determination of 100% for the asbestos removal project. | 2005-03-31 | 8996 | 100
8324 | T1 | KMCO LP | KMCO LP | 16503 Ramsey Rd | Crosby | TX | 77532 | Harris | CN604105221 | RN101613511 | Breaker Tank installed to separate materials that are recyclable. | A positive use determination of 100% for the Breaker Tank. | 2005-03-31 | 20116 | 100
8325 | T1 | KMCO LP | KMCO LP | 16503 Ramsey Rd | Crosby | TX | 77532 | Harris | CN604105221 | RN101613511 | Installed a scrubber to reduce ammonia odors and emissions. | A positive use determination of 100% for the ammonia scrubber. | 2005-03-31 | 24998 | 100
8326 | T1 | KMCO LP | KMCO LP | 16503 Ramsey Rd | Crosby | TX | 77532 | Harris | CN604105221 | RN101613511 | Installed concrete spill containment in the new tank farm and throughout the plant. | A positive use determination of 100% for the concrete spill containment which was installed in the new tank farm and throughout the plant. | 2005-03-31 | 54635 | 100
8327 | T1 | KMCO LP | KMCO LP | 16503 Ramsey Rd | Crosby | TX | 77532 | Harris | CN604105221 | RN101613511 | Installed natural gas meters to measure the flow of gas for NOx calculations. | A positive use determination of 100% for the gas meters. | 2005-03-31 | 8234 | 100
8328 | T1 | KMTEX Inc | KMTEX Inc | 2450 S Gulfway Dr | Port Arthur | TX | 77641 | Jefferson | CN604105007 | RN100640283 | Installed concrete spill containment in new tank farm, maintenance shop area and throughout the plant. | A positive use determination of 100% for the concrete spill containment installed in the new tank farm, the maintenance shop area and throughout the plant. | 2005-03-31 | 546726 | 100
8329 | T1 | KMTEX Inc | KMTEX Inc | 2450 S Gulfway Dr | Port Arthur | TX | 77641 | Jefferson | CN604105007 | RN100640283 | Installed vapor recovery hose for truck loading. | A positive use determination of 100% for the vapor recovery hose installed for truck loading. | 2005-03-31 | 222 | 100
8330 | T1 | San Miguel Electric Cooperative Inc | San Miguel Plant | FM 3387 | Jourdanton | TX | 78026 | Atascosa | CN600132278 | RN100226539 | Installed combustion modifications in order to reduce NOX emissions. Modifications include low NOx burners for the boiler along with secondary air dampers and measuring device. | A positive use determination of 100% for the combustion system modifications. | 2005-03-31 | 3073216 | 100
8331 | T1 | American Electric Power | Wilkes Power Plant | Hwy 49 South | Avinger | TX | 75630 | Marion | CN601243389 | RN100542596 | CEMs Upgrade: Upgraded software and hardware to improve the accuracy of monitoring. | A positive use determination of 100% for the Continuous Emission Monitoring System Upgrade. | 2005-04-01 | 7037 | 100
8332 | T1 | American Electric Power | Lone Star Power Plant | PO Box 309 | Avinger | TX | 75630 | Morris | CN600126767 | RN100542620 | CEMs Upgrade: Upgraded software and hardware to improve the accuracy of monitoring. | A positive use determination of 100% for the Continuous Emission Monitoring System Upgrade. | 2005-04-01 | 6227 | 100
8333 | T1 | American Electric Power | Knox Lee Power Station | Rte 2 Box 306A | Longview | TX | 75603 | Gregg | CN600126767 | RN102156916 | CEMs Upgrade: Upgraded software and hardware to improve the accuracy of monitoring. | A positive use determination of 100% for the Continuous Emission Monitoring System Upgrade. | 2005-04-01 | 4442 | 100
8334 | T1 | American Electric Power | Welsh Power Plant | FM 1735 | Pittsburg | TX | 75686 | Titus | CN603919325 | RN100213370 | CEMs Upgrade: Upgraded software and hardware to improve the accuracy of monitoring. | A positive use determination of 100% for the Continuous Emission Monitoring System Upgrade. | 2005-04-01 | 15149 | 100
8335 | T1 | American Electric Power | Welsh Power Plant | FM 1735 | Pittsburg | TX | 75686 | Titus | CN603919325 | RN100213370 | Reverse Osmosis: Installed a reverse osmosis system on the influent of the demineralizer to remove dissolved solids. | A positive use determination of 100% for the Reverse Osmosis System. | 2005-04-01 | 1304831 | 100
8336 | T1 | American Electric Power | Welsh Power Plant | FM 1735 | Pittsburg | TX | 75686 | Titus | CN603919325 | RN100213370 | Enhancement to LNB/OFA: Continued enhancement of Low NOx Burner/Over Fired Air System. Property includes Coal Pipe Balance and the Co/O2 grid. | A positive use determination of 100% for the project to enhance the Low NOx Burner/Over Fired Air Systems. | 2005-04-01 | 2986431 | 100
8337 | T1 | American Electric Power | Pirkey Power Plant | 2400 FM 3251 | Hallsville | TX | 75650 | Harrison | CN600126767 | RN100214287 | CEMs Upgrade: Upgraded software and hardware to improve the accuracy of monitoring. | A positive use determination of 100% for the Continuous Emission Monitoring System upgrades. | 2005-04-01 | 3596 | 100
8338 | T1 | American Electric Power | Pirkey Power Plant | 2400 FM 3251 | Hallsville | TX | 75650 | Harrison | CN600126767 | RN100214287 | Boiler O2,CO Grid: Installed new grids for air control. | A positive use determination of 100% for the Boiler O2, CO Grid. | 2005-04-01 | 4890 | 100
8339 | T1 | American Electric Power | Pirkey Power Plant | 2400 FM 3251 | Hallsville | TX | 75650 | Harrison | CN600126767 | RN100214287 | FGD System Upgrade: Replaced 3 lower loop agitators; sludge treatment conveyor belts; and switchgear breakers. | A positive use determination of 100% for the FGD System Upgrade. | 2005-04-01 | 250934 | 100
8340 | T1 | American Electric Power | Pirkey Power Plant | 2400 FM 3251 | Hallsville | TX | 75650 | Harrison | CN600126767 | RN100214287 | Demineralizer Chemical Sump: Updates to sump used to neutralize wastes prior to discharge. | A positive use determination of 100% for the Updates to the Demineralizer Chemical Sump. | 2005-04-01 | 34921 | 100
8341 | T1 | American Electric Power | Pirkey Power Plant | 2400 FM 3251 | Hallsville | TX | 75650 | Harrison | CN600126767 | RN100214287 | Lab - Chiller for "AA": New chiller for plant laboratory's atomic absorption equipment used for running environmental samples. | A positive use determination of 100% for the new Chiller for the atomic absorption equipment. | 2005-04-01 | 2437 | 100
8342 | T1 | American Electric Power | Oklaunion Power Plant | 12567 FM 3430 | Vernon | TX | 76385 | Wilbarger | CN601243389 | RN101062255 | Coal Dust Collection: Upgrade to coal dust collection method on Tripper Floor. Project implemented to maintain fugitive emission compliance at transfer points. | A positive use determination of 100% for the upgrade to the Coal Dust Collection Method on the Tripper floor. | 2005-04-01 | 155488 | 100
8343 | T1 | American Electric Power | Oklaunion Power Plant | 12567 FM 3430 | Vernon | TX | 76385 | Wilbarger | CN601243389 | RN101062255 | CEMs Upgrade: Upgraded software and hardware to improve the accuracy of monitoring. | A positive use determination of 100% for the Continuous Emission Monitoring System upgrades. | 2005-04-01 | 7370 | 100
8344 | T1 | American Electric Power | Oklaunion Power Plant | 12567 FM 3430 | Vernon | TX | 76385 | Wilbarger | CN601243389 | RN101062255 | Upgrade to FGD Absorber Towers: Relined inlet, outlet and spray zones of absorber tower 102. Relined a rubber sector on tower 101 to repair scrubber tower lining. Upgraded FGD absorber 101 discharge piping. | A positive use determination of 100% for the upgrade to the FGD Absorber Towers. | 2005-04-01 | 394860 | 100
8345 | T1 | American Electric Power | Oklaunion Power Plant | 12567 FM 3430 | Vernon | TX | 76385 | Wilbarger | CN601243389 | RN101062255 | Pond Fence: Installed new fence around waste water management unit. | A positive use determination of 100% for the new fence installed around the waste water management unit. | 2005-04-01 | 17743 | 100
8346 | T1 | American Electric Power | Oklaunion Power Plant | 12567 FM 3430 | Vernon | TX | 76385 | Wilbarger | CN601243389 | RN101062255 | Pyrite System: Replaced the pyrite transport system. This system is used to transport waste to the appropriate waste management location. | A positive use determination of 100% for the project to replace the Pyrite System. | 2005-04-01 | 204067 | 100
8347 | T1 | American Electric Power | Oklaunion Power Plant | 12567 FM 3430 | Vernon | TX | 76385 | Wilbarger | CN601243389 | RN101062255 | Cooling Tower Blowdown Pipe: Upgraded the cooling tower blowdown pipe. | A positive use determination of 100% for the upgrade to the cooling tower blowdown piping. | 2005-04-01 | 44000 | 100
8348 | T1 | Equistar Chemicals LP | Equistar Channelview | 8280 Sheldon Rd | Channelview | TX | 77530 | Harris | CN600124705 | RN100542281 | Installing a network of collection piping and a new wastewater stripper system as an upgrade to the East Plant and The Mid Plant. Installed controlled wastewater collection equipment at Depentanizer Overhead Drum, Depropanizer Overhead Drum, C3 Splitter Drum, and tank farm pumps. Reduce HRVOC emissions. | A positive use determination of 100% for the collection piping, the wastewater stripper system, the controlled wastewater collection equipment at Depentanizer Overhead Drum, Depropanizer Overhead Drum, C3 Splitter Drum, and tank farm pumps. | 2006-03-29 | 19200000 | 100
8349 | T1 | Equistar Chemicals LP | Equistar Channelview | 8280 Sheldon Rd | Channelview | TX | 77530 | Harris | CN600124705 | RN100542281 | Equistar is installing new wastewater treatment equipment and controls at its Channelview chemical plant. See the property listing in the application form. | A positive use determination of 100% for the wastewater treatment equipment and controls as detailed in the property description in the application form. | 2007-01-24 | 34300000 | 100
8350 | T1 | Equistar Chemicals. LP | Channelview North Plant | 8282 Sheldon Road | Channelview | TX | 77530 | Harris | CN600124705 | RN106088529 | emergency non-assist flare (FL&D-7071) and continuous steam assist flare (FL&D-7070). | The following property is used 100% for pollution control and is installed to meet or exceed federal or state regulations: emergency non-assist flare (FL&D-7071) and continuous steam assist flare (FL&D-7070). | 2014-04-11 | 7069611 | 100
8351 | T1 | Equistar Chemicals. LP | Channelview North Plant | 8282 Sheldon Road | Channelview | TX | 77530 | Harris | CN600124705 | RN106088529 | selective catalytic reduction system and continuous emission monitoring system. | The following property is used 100% for pollution control and is installed to meet or exceed federal or state regulations: selective catalytic reduction system and continuous emission monitoring system. | 2014-04-11 | 13420785 | 100
8352 | T1 | Equistar Chemicals LP | Equistar Pasadena | 9802 Fairmont Parkway | Pasadena | TX | 77505 | Harris | CN601179914 | RN103773206 | Installed a sealed, coated containment area around a vessel. | A positive use determination of 100% for the sealed, coated containment area. | 1999-03-30 | 47000 | 100
8353 | T2 | XTO Energy | XTO Energy - Teague Paques Gas Plant | 423 Sh 179 | Teague | TX | 75860 | Freestone | CN600601348 | RN105446967 | Teagues Paques Gas Treatment Plant: includes inlet and outlet scrubbers, absorber/contactors, inlet and outlet filter coalescers, flash tank, bioreactors, settler, centrifuge/decanter, filtrate tank, and associated piping, pumps, and instrumentation. Includes three 750 kw natural gas power generators to operate the plant. | A positive use determination for 100% of the following components of the Teagues Paques Gas Treatment Plant: flash tank, bioreactors, settler, centrifuge/decanter, filtrate tank, and associated piping, pumps, and instrumentation and three 750 kw natural gas power generators to operate the plant. A negative determination for the following items: inlet and outlet scrubbers, absorber/contactors, inlet and outlet filter coalescers. | 2006-04-07 | 4875000 | 100
8354 | T2 | XTO Energy | XTO Energy - Farrar Gas Plant | 2890 Hwy 39 S | Jewett | TX | 75846 | Limestone | CN600601348 | RN105382634 | Farrar Gas Treating Plant | A positive use determination for 100% of the Farrar gas treating plant. | 2005-04-15 | 8100000 | 100
8355 | T1 | Martex Drilling Company Llp | Martex Drilling - Rig #9, & #12 | Rigs #9 & #12 | Marshall | TX | 75670 | Rusk | CN601304132 | Insufficient Information | Drilling mud recycling system and drilling rig spill response equipment for 2 drilling rigs: Rigs #9 and #12. | Replacement Use Determination. A positive use determination of 100% for the Drilling Mud Recycling System that includes only the following components: 1) Shaker Tank, 2) Shale Shaker, 3) Desilter, 4) Desander, and 5) Degasser. The Mud Pumps are not included in the positive Use Determination. A positive use determination of 100% for the Drilling Rig Spill Response Equipment that includes only the following components: 1) Ram Type Blowout Preventer, 2) Closing Unit, and 3) Choke Manifold System. Not included is the Annular Blowout Preventer. | 2005-09-20 | 1820000 | 100
8356 | T1 | West Texas Gas Inc | WTG Gas Processing - Midway Lane | State Highway 190 | Ozona | TX | 76943 | Crockett | CN601509946 | RN100214022 | 1. Acid gas flare system. 2. lean burn gas fired compressor package. 3. Lean burn gas fired compressor engines. 4. Stripper skid connected to acid gas flare system. 5. Vapor recovery on condensate storage tanks. 6. Secondary containment for motor oil storage tank. | A positive use determination of 100% for the Acid Gas Flare System, the Skid Mounted Stripper; The Condensate Tanks Vapor Recovery System; and the Secondary Containment Pan. A positive use determination of 20% for the Lean-Burn Gas Fired Compressor Package and the three Lean-Burn Gas Fired Compressor Engines. | 2005-04-06 | 4865000 | 100
8357 | T1 | West Texas Gas Inc | WTG Gas Processing - Jameson Plant | 1000 Gas Plant Road | Silver | TX | 76949 | Coke | CN602679813 | RN101246478 | Flare System, Monitoring System for compressor fuel gas, catalytic converters for compressor & generator engines, air/fuel ratio controllers for compressor & generator engines, BTEX recovery unit, Nitrogen vapor waste disposal equipment, used oil storage tank and associated secondary containment, waste water storage tank & associated secondary containment, secondary containment for glycol dehydration unit, TEG and antifreeze storage tanks; and the potable water system. | A positive use determination of 100% for the Flare System, the Fuel Gas Monitoring System; The Catalytic Converters for compressor & generator engines, the air/fuel ratio controllers for compressor & generator engines, the BTEX recovery unit, the Nitrogen vapor waste disposal equipment, the used oil storage tank and associated secondary containment, the waste water storage tank & associated secondary containment, the secondary containment for glycol dehydration unit, TEG and antifreeze storage tanks; and the potable water system. | 2005-04-06 | 847250 | 100
8358 | T1 | West Texas Gas Inc | WTG Gas Processing - Vealmoor Plant | 11703 East FM 836 | Coahoma | TX | 79511 | Howard | CN600125439 | RN100211754 | Miscellaneous pollution control property. | A positive use determination of 100% for the Flare System; the Catalytic Converters & Air/Fuel Ratio Controllers; the secondary containment for 5 Waste Water and Condensate Storage Tanks, the Motor Oil Tank and for Units 22 & 23; the used oil storage tank and associated secondary containment; and the five waste water and condensate storage tanks. | 2005-04-06 | 1013900 | 100
8359 | T1 | West Texas Gas Inc | Hulldale Gas Plant | CR 312, 10 Mi. N. Of | Eldorado | TX | 76936 | Schleicher | CN600662779 | RN101221422 | 2 lean burn gas fired compressor packages. | A positive use determination for 20% of two lean-burn gas-fired compressor engines. | 2005-04-26 | 300000 | 100
8360 | T1 | West Texas Gas Inc | Bailey Compressor Station | FM 915, 12 Mi. NW Of | Eldorado | TX | 76936 | Schleicher | CN601282502 | RN100227479 | Catalytic convertors for compressor engine, air/fuel ratio controllers, secondary containment for methanol storage tank, and sump system for contaminated rainwater and oil leaks. | A positive use determination for 100% of the catalytic convertors, air/fuel ratio controllers, secondary containment, and sump system. | 2005-04-26 | 22000 | 100
8361 | T1 | West Texas Gas Inc | Cabana Compressor Station | CR 312, 11 Mi. N. Of | Eldorado | TX | 76936 | Schleicher | CN601282502 | RN102417573 | Catalytic convertors for compressor engine, air/fuel ratio controllers, and sump system for contaminated rainwater and oil leaks. | A positive use determination for 100% of the catalytic convertors, air/fuel ratio controllers, and sump system. | 2005-04-26 | 17000 | 100
8362 | T1 | West Texas Gas Inc | Camar Compressor Station | Hwy. 190, 27.2 Mi. E. Of | Eldorado | TX | 76936 | Schleicher | CN601229917 | RN104221981 | Secondary containment for motor oil and antifreeze storage tanks and sump system for contaminated rainwater and oil leaks. | A positive use determination for 100% of the secondary containment and sump system. | 2005-04-26 | 15000 | 100
8363 | T1 | West Texas Gas Inc | Caraway Compressor Station | FM 2084, 25.3 Mi. NE Of | Eldorado | TX | 76936 | Schleicher | CN601674351 | RN102610326 | Secondary containment for methanol, motor oil, and antifreeze storage tanks and sump system for contaminated rainwater and oil leaks. | A positive use determination for 100% of the secondary containment and sump system. | 2005-04-26 | 20000 | 100
8364 | T1 | West Texas Gas Inc | K-5 Compressor Station | FM 915, 4.2 Mi. NW Of | Eldorado | TX | 76936 | Schleicher | CN601282502 | RN101942639 | Catalytic convertors for compressor engine, air/fuel ratio controllers, lean burn gas-fired compressor engine, BTEX recovery unit on glycol dehydrator, secondary containment for motor oil reservoir, and sump system for contaminated rainwater and oil leaks. | A positive use determination for 100% of the catalytic convertors, air/fuel ratio controllers, BTEX recovery unit, secondary containment, and sump system. A positive use determination for 20% of the lean burn compressor engine. | 2005-04-26 | 82000 | 100
8365 | T1 | West Texas Gas Inc | Questa Compressor Station | CR 109, 10.7 Mi. W Of | Eldorado | TX | 76936 | Schleicher | CN600125512 | RN102413523 | Lean burn gas-fired compressor engine; BTEX recovery unit on glycol dehydrator; secondary containment for glycol dehydration unit, methanol, motor oil, and antifreeze storage tanks; and sump system for contaminated rainwater and oil leaks. | A positive use determination for 100% of the BTEX recovery unit, secondary containment, and sump system. A positive use determination for 20% of the lean burn compressor engine. | 2005-04-26 | 90000 | 100
8366 | T1 | West Texas Gas Inc | Roach Compressor Station | 4551 FM 915 | Eldorado | TX | 76936 | Schleicher | CN601282502 | RN102609401 | Catalytic convertor for compressor engine; air/fuel ratio controller for compressor engine; lean burn gas-fired compressor engine; BTEX recovery unit on glycol dehydrator; secondary containment for methanol, motor oil, and antifreeze storage tanks; and sump system for contaminated rainwater and oil leaks. | A positive use determination for 100% of the catalytic convertors, air/fuel ratio controllers, BTEX recovery unit, secondary containment, and sump system. A positive use determination for 20% of the lean burn compressor engine. | 2005-04-26 | 90000 | 100
8367 | T1 | West Texas Gas Inc | Tucker Compressor Station | FM 2596, 8 Mi. SE Of | Eldorado | TX | 76936 | Schleicher | CN601282502 | RN102422250 | Secondary containment for glycol dehydration unit, methanol, motor oil, and antifreeze storage tanks; and sump system for contaminated rainwater and oil leaks. | A positive use determination for 100% of the secondary containment and sump system. | 2005-04-26 | 25000 | 100
8368 | T1 | West Texas Gas Inc | Toenail Compressor Station | FM 2084, 12.4 Mi. SE Of | Christoval | TX | 76935 | Schleicher | CN600306294 | RN101624609 | Secondary containment for motor oil and antifreeze storage tanks; and sump system for contaminated rainwater and oil leaks. | A positive use determination for 100% of the secondary containment and sump system. | 2005-04-26 | 15000 | 100
8369 | T1 | West Texas Gas Inc | WTG Gas Processing - Wilshire Plant | Highway 329, 20 Mi. N. Of | Rankin | TX | 79755 | Upton | CN601229917 | RN102190980 | 1. Flare system for natural gas treating process. 2. Seals added to existing compressor piping on natural gas compressors. 3. Concrete secondary containment for compressor unit #9. 4. Fiberglass secondary containment pans for compressor units #4, #5, #6, #7, & #8. 5. Dike constructed around NGL storage tanks. 6. Groundwater monitoring wells. 7. Sump system for contaminated rainwater and oil leaks from compressor skids to transfer to storage tanks. 8. Fiberglass lined wastewater pit and sump. | A positive use determination for 100% of the property items listed above. | 2005-04-26 | 670000 | 100
8370 | T1 | West Texas Gas Inc | West Booster Compressor Station | .15 Mi W Hwy 329 & CR 305 | Rankin | TX | 79755 | Upton | CN601229917 | Insufficient Information | 1. Lean burn gas-fired compressor engine. 2. Secondary containment for compressor skid. 3. Secondary containment under inlet scrubber skid and methanol, motor oil, antifreeze, and used oil tanks. 4. Used oil storage tank. 5. Containment dike for wastewater and condensate storage tanks. 6. Fiberglass wastewater storage tank for compressor station liquid waste. 7. Sump system to transport contaminated rainwater and oil from compressor skid to storage tank. | A positive use determination for 100% of property items 2 through 7 above. A positive use determination for 20% of item 1- the lean burn compressor engine. | 2005-04-26 | 232500 | 100
8371 | T1 | West Texas Gas Inc | East Booster Compressor Station | .1 Mi E Hwy 329 & CR 305 | Rankin | TX | 79755 | Upton | CN601229917 | Insufficient Information | 1. Lean burn gas-fired compressor engine. 2. Secondary containment for compressor skid. 3. Secondary containment under inlet scrubber skid and methanol, motor oil, antifreeze, and used oil tanks. 4. Used oil storage tank. 5. Containment dike for wastewater and condensate storage tanks. 6. Fiberglass wastewater storage tank for compressor station liquid waste. 7. Sump system to transport contaminated rainwater and oil from compressor skid to storage tank. | A positive use determination for 100% of property items 2 through 7 above. A positive use determination for 20% of item 1- the lean burn compressor engine. | 2005-04-26 | 232500 | 100
8372 | T1 | West Texas Gas Inc | Jack Herbert Compressor Station | 6 Mi SE Hwy 329 & FM1492 | Rankin | TX | 79755 | Upton | CN604147603 | RN102199585 | 1. Two lean burn gas-fired compressor engines. 2. Secondary containment for compressor skids. 3. Secondary containment under inlet scrubber skid and methanol, motor oil, antifreeze, and used oil tanks. 4. Used oil storage tank. 5. Containment dike for wastewater and condensate storage tanks. 6. Fiberglass wastewater storage tank for compressor station liquid waste. 7. Sump system to transport contaminated rainwater and oil from compressor skid to storage tank. | A positive use determination for 100% of property items 2 through 7 above. A positive use determination for 20% of item 1- the lean burn compressor engine. | 2005-04-26 | 410000 | 100
8373 | T1 | West Texas Gas Inc | McGill Compressor Station | 9 Mi SE Hwy 349 & CR 111 | Rankin | TX | 79755 | Upton | CN604147603 | RN102507175 | 1. Catalytic convertor for compressor engine. 2. Air/fuel ratio controller for compressor engine. 3. Two lean burn gas-fired compressor engines. 4. BTEX recovery unit on glycol dehydrator. 5. Secondary containment for compressor skids. 6. Secondary containment under inlet scrubber skid and methanol, motor oil, antifreeze, and used oil tanks. 7. Used oil storage tank. 8. Containment dike for wastewater and condensate storage tanks. 9. Fiberglass wastewater storage tank for compressor station liquid waste. 10. Sump system to transport contaminated rainwater and oil from compressor skid to storage tank. | A positive use determination for 20% of property item 3 above (the 2 lean burn compressor engines). A positive use determination for 100% of all remaining property items listed above. | 2005-04-26 | 472000 | 100
8374 | T1 | West Texas Gas Inc | 63A Compressor Station | Hwy 329, 15 Mi NW Of | Rankin | TX | 79755 | Upton | CN601229917 | Insufficient Information | 1. Catalytic convertor for compressor engine. 2. Air/fuel ratio controller for compressor engine. 3. Four lean burn gas-fired compressor engines. 4. Secondary containment for compressor skids. 5. Secondary containment under inlet scrubber skid and methanol, motor oil, antifreeze, and used oil tanks. 6. Used oil storage tank. 7. Containment dike for wastewater and condensate storage tanks. 8. Fiberglass wastewater storage tank for compressor station liquid waste. 9. Sump system to transport contaminated rainwater and oil from compressor skid to storage tank. | A positive use determination for 20% of property item 3 above (the 2 lean burn compressor engines). A positive use determination for 100% of all remaining property items listed above. | 2005-04-26 | 832000 | 100
8375 | T1 | West Texas Gas Inc | 62A Compressor Station | 3.4 Mi NE Hwy329 & FM2463 | Rankin | TX | 79755 | Upton | CN601229917 | Insufficient Information | 1. Catalytic convertor for compressor engine. 2. Air/fuel ratio controller for compressor engine. 3. Secondary containment for compressor skids. 4. Secondary containment under inlet scrubber skid and methanol, motor oil, antifreeze, and used oil tanks. 5. Used oil storage tank. 6. Containment dike for wastewater and condensate storage tanks. 7. Fiberglass wastewater storage tank for compressor station liquid waste. 8. Sump system to transport contaminated rainwater and oil from compressor skid to storage tank. | A positive use determination for 100% of the property items listed above. | 2005-04-26 | 191000 | 100
8376 | T1 | Cryovac Inc. Dba: Sealed Air Corp. | Sealed Air Corp. | 4400 Diplomacy Road | Fort Worth | TX | 76155 | Tarrant | CN600131023 | RN100609338 | Granulator/Grinder System | A positive use determination of 100% for the Granulator/Grinder Recycling System | 2005-04-06 | 351700 | 100
8377 | T1 | Schumacher Company Inc | Schumacher Company Inc | 5610 Polk | Houston | TX | 77023 | Harris | CN603166851 | RN100917970 | 1. Plenum boxes & PVC ductwork. 2. Dust collector. 3. 1/2 hp mixer for pH control. 4. Concrete berms. | A positive use determination of 100% for the Plenum boxes & PVC ductwork; the 4500 CFM Dust collector; the 1/2 hp mixer for pH control; and the concrete berms. | 2005-04-06 | 55738 | 100
8378 | T1 | Arkema Inc | Arkema Crosby Plant | 18000 Crosby Eastgate Rd | Crosby | TX | 77532 | Harris | CN600124044 | RN100210301 | Installed high level alarms on four acid chloride tanks to prevent overfilling and resulting air and water pollution. | A positive use determination of 100% for the High level alarms. | 2005-04-06 | 53877 | 100
8379 | T1 | Arkema Inc | Arkema Crosby Plant | 18000 Crosby Eastgate Rd | Crosby | TX | 77532 | Harris | CN600124044 | RN100210301 | Installed an automated control system on the waste water treatment plant to increase plant reliability and to minimize pollution and potential permit violation. The project included monitoring equipment to plot operations performance. | A positive use determination of 100% for the automated control system. | 2005-04-06 | 425000 | 100
8380 | T1 | Arkema Inc | Arkema Crosby Plant | 18000 Crosby Eastgate Rd | Crosby | TX | 77532 | Harris | CN600124044 | RN100210301 | Installed piping and equipment to collect fugitive emissions from the unloading of acid chloride. The collected fumes are routed to the thermal oxidizer for destruction. | A positive use determination of 100% for the fugitive emission piping and equipment. . | 2005-04-06 | 135332 | 100
8381 | T1 | Arkema Inc | Arkema Crosby Plant | 18000 Crosby Eastgate Rd | Crosby | TX | 77532 | Harris | CN600124044 | RN100210301 | Installed low NOx burner conversion kits on boilers 4-B-1 and 34-B-1 to minimize NOx emissions. | A positive use determination of 100% for the Low NOx Burner Conversion kits. | 2005-04-06 | 51000 | 100
8382 | T1 | Martin Marietta Materials Southwest Ltd | Martin Marietta New Braunfels Plant | 381 Apg Ln | New Braunsfel | TX | 78132 | Comal | CN603213315 | RN102182904 | The following: Air/Fuel Ratio Controllers for five internal combustion engines. Spray Nozzle/Bar System for particulate control. Dam, Water Storage and Settling Pond. Two Rock Filter Berms. Water Truck. Sweeper Truck. Spill Kit. | A positive use determination of 100% for the Air/Fuel Ratio Controllers; the Spray Nozzle/Bar System; the Dam, Water Storage and Settling Pond; the two Rock Filter Berms; the Water Truck; the Sweeper Truck; and the Spill Kit. | 2005-04-07 | 1613304 | 100
8383 | T1 | Texmark Chemicals In | Texmark Chemicals Inc | 900 Clinton Dr | Galena Park | TX | 77547 | Harris | CN600132864 | RN100238740 | The following: Aerobic system and pond aerator. Waste water treatment system. Gas detection system. Boiler controls. Paving. Drum Storage area. | A positive use determination of 100% for the aerobic system and pond aerator; the waste water treatment system; the gas detection system; the boiler controls; the paving; and the drum storage area. | 2005-04-07 | 385400 | 100
8384 | T1 | Chevron Phillips Chemical Co LP | Chevron Phillips Cedar Bayou | 9500 I-10 East | Baytown | TX | 77521 | Harris | CN600303614 | RN100825249 | This application covers design, fabrication and installation of a US Filter/Zimpro Wet Air Oxidizer Unit skid, along with associated piping, tie-ins, and decommissioning of the acid gas flare. | A positive use determination of 100% for the project to install the Wet Air Oxidation Waste Water Treatment Unit. | 2005-04-07 | 4900000 | 100
8385 | T1 | Chevron Phillips Chemical Co LP | Chevron Phillips Cedar Bayou | 9500 I-10 East | Baytown | TX | 77521 | Harris | CN600303614 | RN100825249 | Furnace BA-113 has been modified by the installation of a selective catalytic reduction system. | A positive use determination of 100% for the NOx Reduction Project for Furnace BA-113. | 2005-04-07 | 4367288 | 100
8386 | T1 | Chevron Phillips Chemical Co LP | Chevron Phillips Cedar Bayou | 9500 I-10 East | Baytown | TX | 77521 | Harris | CN600303614 | RN100825249 | Furnaces BA-111 & BA-112 have been modified by the installation of selective catalytic reduction systems. | A positive use determination of 100% for the NOx Reduction Project for Furnaces BA-111 & BA-112. | 2005-04-07 | 8734575 | 100
8387 | T1 | Chevron Phillips Chemical Co LP | Chevron Phillips Cedar Bayou | 9500 I-10 East | Baytown | TX | 77521 | Harris | CN600303614 | RN100825249 | Furnaces BA-109 & BA-110 have been modified by the installation of selective catalytic reduction systems. | A positive use determination of 100% for the NOx Reduction Project for Furnaces BA-109 & BA-110. | 2005-04-07 | 8734575 | 100
8388 | T1 | Chevron Phillips Chemical Co LP | Chevron Phillips Cedar Bayou | 9500 I-10 East | Baytown | TX | 77521 | Harris | CN600303614 | RN100825249 | Furnaces BA-107 & BA-108 have been modified by the installation of selective catalytic reduction systems. | A positive use determination of 100% for the NOx Reduction Project for Furnaces BA-107 & BA-108. | 2005-04-07 | 8734575 | 100
8389 | T1 | Chevron Phillips Chemical Co LP | Chevron Phillips Cedar Bayou | 9500 I-10 East | Baytown | TX | 77521 | Harris | CN600303614 | RN100825249 | Furnaces BA-105 & BA-106 have been modified by the installation of selective catalytic reduction systems. | A positive use determination of 100% for the NOx Reduction Project for Furnaces BA-105 & BA-106. | 2005-04-07 | 8734575 | 100
8390 | T1 | Chevron Phillips Chemical Co LP | Chevron Phillips Cedar Bayou | 9500 I-10 East | Baytown | TX | 77521 | Harris | CN600303614 | RN100825249 | Furnaces BA-103 & BA-104 have been modified by the installation of selective catalytic reduction systems. | A positive use determination of 100% for the NOx Reduction Project for Furnaces BA-103 & BA-104. | 2005-04-07 | 8734575 | 100
8391 | T1 | Chevron Phillips Chemical Co LP | Chevron Phillips Cedar Bayou | 9500 I-10 East | Baytown | TX | 77521 | Harris | CN600303614 | RN100825249 | Furnaces BA-101 & BA-102 have been modified by the installation of selective catalytic reduction systems. | A positive use determination of 100% for the NOx Reduction Project for Furnaces BA-101 & BA-102. | 2005-04-07 | 8734575 | 100
8392 | T1 | Chevron Phillips Chemical Co LP | Chevron Phillips Cedar Bayou | 9500 I-10 East | Baytown | TX | 77521 | Harris | CN600303614 | RN100825249 | This project installed a concrete pad and surrounding walls to the site of two dumpsters that accumulate off-spec polyethylene solids. | A positive use determination of 100% for the PEU-1796 Pellet Drainage Control Project. | 2005-04-07 | 170000 | 100
8393 | T1 | Chevron Phillips Chemical Co LP | Chevron Phillips Cedar Bayou | 9500 I-10 East | Baytown | TX | 77521 | Harris | CN600303614 | RN100825249 | Installed a floating roof in tank FB-706 and necessary piping and new nozzles. | A positive use determination of 100% for the FB-706 Floating Roof Installation Project. | 2005-04-07 | 95300 | 100
8394 | T1 | Chevron Phillips Chemical Co LP | Chevron Phillips Cedar Bayou | 9500 I-10 East | Baytown | TX | 77521 | Harris | CN600303614 | RN100825249 | Replaced the PEU Unit 1792 Tank-903 with a new tank. | A positive use determination of 100% for the Polyethylene Unit 1792 API Separator Skim Tank TK-903 Replacement Project. | 2005-04-07 | 109300 | 100
8395 | T1 | Chevron Phillips Chemical Co LP | Chevron Phillips Cedar Bayou | 9500 I-10 East | Baytown | TX | 77521 | Harris | CN600303614 | RN100825249 | Project to make improvements to the isoprene treatment system in the Ethylene Unit to prevent hydrocarbon forward flow to the waste water discharge. | A positive use determination of 100% for the 1592 Isoprene Water Handling Project. | 2005-04-07 | 573600 | 100
8396 | T1 | Chevron Phillips Chemical Co LP | Chevron Phillips Cedar Bayou | 9500 I-10 East | Baytown | TX | 77521 | Harris | CN600303614 | RN100825249 | Project to install Low NOx Burners on Boilers BF-801A, BF-801C, B-102A, & B-102B and on furnace H-530. | Returned for failure to respond to a deficiency letter. | 2005-06-07 | 3572310 | 100
8397 | T1 | Chevron Phillips Chemical Co LP | Chevron Phillips Cedar Bayou | 9500 I-10 East | Baytown | TX | 77521 | Harris | CN600303614 | RN100825249 | Project to install Low NOx Burners on Boilers BF-801A, BF-801C, B-102A, & B-102B and on furnace H-530. | A positive use determination of 100% for the project to install Low NOx Burners on Boilers BF-801A, BF-801C, B-102A, & B-102B and on furnace H-530. | 2005-04-07 | 3572310 | 100
8398 | T1 | TXU Electric Company | Martin Lake Ses | 8850 FM 2658 N | Henderson | TX | 75653 | Rusk | CN600135511 | RN105127682 | Installed Low NOx Concentric Firing System on Unit 1. This includes replacing all burner nozzles and tips, auxiliary air nozzle tips, installing new windbox dampers and actuators, and new ducting, dampers & registers for one level of separated over-fired ports. This project also includes a combustion optimization analysis. | A positive use determination of 100% for the project to install a Low NOx Concentric Firing System on Unit 1. | 2005-04-07 | 17063391.31 | 100
8399 | T1 | SST Trucking Company LLC | SST Trucking Company LLC | 4030 Forest Ln | Garland | TX | 75042 | Dallas | CN600126320 | RN100212695 | Constructed/Installed a Glamour Paint Booth capable of applying a top and a base coat to 120 trucks per 24-hour day. | A positive use determination of 100% for the Glamour Paint Booth. | 2005-04-08 | 1730282 | 100
8400 | T1 | SST Trucking Company LLC | SST Trucking Company LLC | 4030 Forest Ln | Garland | TX | 75042 | Dallas | CN600126320 | RN100212695 | Installed environmental paving at five locations. 1. West employee parking lot (19,800 sqft). 2. South truck parking (29,500 sqft). 3. Additional truck parking - south (165,000 sqft). 4. New warehouse trailer parking (71,000 sqft). 5. West truck entrance trailer parking (36,000 sqft). Installed to minimize fugitive dust emissions and to control storm water run-off. | A positive use determination of 100% for the five areas of environmental paving. | 2005-04-08 | 967383 | 100
8401 | T1 | Duke Energy Field Services | Defs Southwest Ozona Gas Plant | CR 405 & FM 2083 | Ozona | TX | 76943 | Crockett | Insufficient Information | Insufficient Information | Installed a groundwater remediation system. | A positive use determination of 100% for the Groundwater Remediation System. | 2005-04-13 | 500000 | 100
8402 | T1 | Capacity Of Texas Inc | Capacity Of Texas Inc | 401 Capacity Dr | Longview | TX | 75604 | Gregg | CN601535917 | RN102998028 | Installed a Spray Booth Systems model TEDD181675PDT-HOT-Down Draft Paint Spray Booth. | A positive use determination of 100% for the Spray Booth Systems Model TEDD181675PDT-HOT-Down Draft Paint Spray Booth. | 2005-04-13 | 364914 | 100
8403 | T1 | Valmont Industries | Valmont Industries | 2551 Valmont Dr | Brenham | TX | 77833 | Washington | CN602698755 | RN100634278 | Installed the following: air filtration system, powder coat conveyor, sandblaster prep, powder coating accessories, paint shop building, powder coating system, oil water separation equipment, air filtration system, air monitoring, oven, air filtration system, powder coating accessories, paint ship building, paint conveyor system, powder coating accessories, breathing apparatus, paint shop building, and air filtration system. | A positive use determination of 100% for the air filtration systems, the enclosures associated with the conveyors, the control devices for the sandblaster prep area, the Powder Coating Systems (excluding the oven), the paint booths, and the air monitoring equipment. A negative determination for the ovens and the breathing apparatus. The ovens are considered to be part of the production process and not pollution control property. The breathing apparatus are provided for safety purposes and are not considered to be pollution control property. | 2005-04-13 | 4770616 | 100
8404 | T1 | Lattimore Materials Company LP | Lattimore Coppell Ready Mix | 1800 Beltline Rd E | Dallas | TX | 75019 | Dallas | CN600316129 | RN102535440 | Dust Collector (15-5427): Installed a central batch loading dust collector to capture and control particulate matter that would otherwise escape during the loading process and contribute to poor air quality. | A positive use determination of 100% for the Dust Collector (15-5427). | 2005-04-13 | 25761 | 100
8405 | T1 | Lattimore Materials Company LP | Lattimore Denton Ready Mix | 1512 S I-35 W | Denton | TX | 76201 | Denton | CN600316129 | RN102070026 | Dust Collector (15-5426): Installed a silo top dust collector to capture and control particulate matter that would otherwise escape from the silo when pressurized. Paving (02-0096): Concrete paved the area around the batch plant. | A positive use determination of 100% for the Silo Top Dust Collector (15-5426) and the Concrete Paving (02-0096). | 2005-04-13 | 270804 | 100
8406 | T1 | Lattimore Materials Company LP | Lattimore Granbury Ready Mix Plant | 5545 Old Granbury Rd | Granbury | TX | 76049 | Hood | CN600316129 | RN100740117 | Dust Collector (15-5450): Installed a central batch loading dust collector to capture and control particulate matter that would otherwise escape during the loading process and contribute to poor air quality. | A positive use determination of 100% for the Central Batch Loading Dust Collector (15-5450). | 2005-04-13 | 27500 | 100
8407 | T1 | Lattimore Materials Company LP | Lattimore Mansfield Ready Mix | 2538 Chamber St | Venus | TX | 76084 | Johnson | CN600316129 | RN100250190 | Paving (02-0098): Concrete paved the area around the batch plant. | A positive use determination of 100% for the Cement Paving (02-0098). | 2005-04-13 | 3470 | 100
8408 | T1 | Lattimore Materials Company LP | Lattimore Mansfield Ready Mix | 2538 Chamber St | Venus | TX | 76084 | Johnson | CN600316129 | RN100250190 | Paving (02-0098): Concrete paved the area around the batch plant. | A positive use determination of 100% for the Cement Paving (02-0098). | 2005-04-13 | 3470 | 100
8409 | T1 | Lattimore Materials Company LP | Lattimore Forney Ready Mix | 14755 W Hwy 80 | Forney | TX | 75126 | Kaufman | CN600316129 | RN101917078 | Dust Collector (15-5422): Installed a silo top dust collector to capture and control particulate matter that would otherwise escape from the silo when pressurized. | A positive use determination of 100% for the Silo Top Dust Collector (15-5422). | 2005-04-13 | 5305 | 100
8410 | T1 | Lattimore Materials Company LP | Rockwall Ready Mix | 2640 D Hwy 276 | Rockwall | TX | 75087 | Rockwall | CN603943606 | RN101844439 | Dust Collector (15-5421): Installed a silo top dust collector to capture and control particulate matter that would otherwise escape from the silo when pressurized. Sub Pump (P072): Installed a water pump to recycle water from settling impoundment to control dust emissions at the batching area. | A positive use determination of 100% for the Silo Top Dust Collector (15-5422) and Sub Pump (P072). | 2005-04-13 | 8145 | 100
8411 | T1 | Lattimore Materials Company LP | Crowley Ready Mix Plant | 10501 Cleburne Rd | Crowley | TX | 76036 | Tarrant | CN600316129 | RN104577713 | Dust Collectors (15-5456.1 & 15-5475): Installed a silo top dust collectors to capture and control particulate matter that would otherwise escape from the silo when pressurized. Dust Collector (15-5476.1): Installed a central batch loading dust collector to capture and control particulate matter that would otherwise escape during the loading process and contribute to poor air quality. | A positive use determination of 100% for the Silo Top Dust Collectors (15-5456.1 and 15-5475) and Central Batch Loading Dust Collector (15-5476.1) | 2005-04-13 | 18867 | 100
8412 | T1 | Lattimore Materials Company LP | Lattimore Bridgeport Crusher | Hwy 380 & Hwy 101 | Bridgeport | TX | 76426 | Wise | CN600316129 | RN103886206 | Fresh Water Re-Circulation Pump (P074): replenishes water from the secondary settling impoundment to the primary impoundment. Fresh Water Lake Pump & Motor (P071 & P073): Installed a 500 hp pump to recycle water from the settling impoundment to control dust emissions at the crusher. | A positive use determination of 100% for the Fresh Water Re-Circulation Pump (P074) and Fresh Water Lake Pump & Motor (P071 & P073). | 2005-04-13 | 39609 | 100
8413 | T1 | Pavers Supply Company | Pavers Supply Company | 1099 5Th Street | Cleveland | TX | 77327 | Liberty | CN600558753 | RN104092911 | The following items: Paved process area with hot mix asphalt. Installed a 72,400 CFM Fabric Filter (baghouse), horizontal cyclone, and dust augers. Purchased a water truck. Purchased a street sweeper. | A positive use determination of 100% for the Baghouse, the asphalt hot mix paving, the street sweeper and the watering truck. | 2005-04-13 | 1596400 | 100
8414 | T1 | Gold Tech Industries Inc | Gold Tech Industries Inc | 3733 Drossett Dr | Austin | TX | 78744 | Travis | CN600410294 | RN102331550 | Controllers, Rectifiers, and Monitors. | No status event | 2005-07-12 | 22014 | 100
8415 | T1 | Gold Tech Industries Inc | Gold Tech Industries Inc | 3733 Drossett Dr | Austin | TX | 78744 | Travis | CN600410294 | RN102331550 | Water Filtration System | No status event | 2005-07-12 | 372736 | 100
8416 | T1 | Septon Company Of America | Septon Company Of America | 11414 Choate Rd | Pasadena | TX | 77507 | Harris | CN600375026 | RN100666916 | Heat Recovery Project: Re-use waste water generated on-site by recovery of poly and hydro Rx jacket overflow water and conversion to steam condensate. Recover heat energy of excess coagulation circulation water going to waste water to prepare hot water for decant wash water. | A positive use determination of 100% for the Heat Recovery and Waste Water Re-Use Project. | 2005-04-13 | 513082 | 100
8417 | T1 | Leedo Manufacturing Co LP | Leedo Manufacturing Co LP | 100 Foundation Dr | East Bernard | TX | 77435 | Wharton | CN603913278 | insufficient Information | Installed cyclone based dust collection system including ductwork, electrical, hoppers and air compressor. | A positive use determination of 100% for the Cyclone Based Dust Collection System. | 2005-04-13 | 611292 | 100
8418 | T1 | Leedo Manufacturing Co LP | Leedo Manufacturing Co LP | 100 Foundation Dr | East Bernard | TX | 77435 | Wharton | CN603913278 | insufficient Information | Installed two paint booths with filtration devices. | A positive use determination of 100% for the two paint booths with filtration devices. | 2005-04-13 | 40611 | 100
8419 | T1 | Leedo Manufacturing Co LP | Leedo Manufacturing Co LP | 100 Foundation Dr | East Bernard | TX | 77435 | Wharton | CN603913278 | insufficient Information | Installed a baler used to compact and bundle waste for recycling purposes. | A positive use determination of 100% for the waste baler (compactor) | 2005-04-13 | 4800 | 100
8420 | T1 | Leedo Manufacturing Co LP | Leedo Manufacturing Co LP | 100 Foundation Dr | East Bernard | TX | 77435 | Wharton | CN603913278 | insufficient Information | Installed a self-enclosed UV E-Coat System used to minimize VOC's and particulate matter. | A positive use determination of 70% for the UV E Coating System. | 2005-04-13 | 1163955 | 100
8421 | T1 | Grant Prideco | Grant Prideco - Drill Stem Navasota | FM 1277 Miller Ind Park | Navasota | TX | 77868 | Grimes | CN600788962 | Insufficient Information | Installed a Lakos solids filter system. | A positive use determination of 100% for the Lakos Solids Filter System.. | 2005-04-13 | 107967 | 100
8422 | T1 | TGS Deepwater Terminal LP | TGS Deepwater Terminal | 4207 La Porte Freeway | Pasadena | TX | 77503 | Harris | CN601535586 | RN102860194 | Installed the following: Hood Covers, Head Chutes, Pans & Belt Scrapper; Loading Spout; Dust Suppression; Retention Pond; and Water Well. | A positive use determination of 100% for the five items listed as part of the Dust Control Project. | 2005-04-13 | 1464400 | 100
8423 | T1 | Lone Star Industries Inc | Lone Star Amarillo Cement | 627 N Fairfield | Amarillo | TX | 79107 | Potter | CN600363683 | RN102604154 | Installed a Bin Vent Dust Collector. | A positive use determination of 100% for the new top load pulse jet bin vent style dust collector. | 2005-04-13 | 25020 | 100
8424 | T1 | Tin Inc Dab Temple Inland | Temple Inland - Orange | 1750 Inland Rd | Orange | TX | 77632 | Orange | CN602787053 | RN105357206 | Bark Boiler Pollution Control Project: a. Particulate Scrubber for the Bark Boiler. b. Selective Non-Catalytic Reduction System for the Bark Boiler. c. NOx Continuous Emission Monitoring System for the Bark Boiler. | A positive use determination of 100% for the three properties which comprise the Bark Boiler Pollution Control Project. | 2005-04-13 | 1773045 | 100
8425 | T1 | Tin Inc Dab Temple Inland | Temple Inland - Orange | 1750 Inland Rd | Orange | TX | 77632 | Orange | CN602787053 | RN105357206 | Replaced the existing Pulper Scavenger system and upgraded the strainers on the Strained White Water System. Both are associated with the Old Corrugated Containers Process. | A positive use determination of 100% for the Fiber Recovery Project. | 2005-04-13 | 1515000 | 100
8426 | T1 | Tin Inc Dab Temple Inland | Temple Inland - Orange | 1750 Inland Rd | Orange | TX | 77632 | Orange | CN602787053 | RN105357206 | Completion of the NCG Vent Reduction Project. | A positive use determination of 100% for the NCG Vent Reduction Project. | 2005-04-13 | 433261 | 100
8427 | T1 | Tin Inc Dab Temple Inland | Temple Inland - Orange | 1750 Inland Rd | Orange | TX | 77632 | Orange | CN602787053 | RN105357206 | OCC Stormwater Conversion Project. | A positive use determination of 100% for the OCC Storm Water Conversion Project. | 2005-04-13 | 173000 | 100
8428 | T1 | Canal Barge Company Inc | Canal Barge Company Inc | 1801 Engineers Rd. | Belle Chasse | LA | 70037 | Harris | CN605190974 | RN109628578 | Vapor Control and Overfill Protection on Barge Fleet: Includes spill rails, drip pans, liquid level gauges, stick gauges, sight glasses, pressure gauges, tank venting systems, overfill sensors and alarms, alarm control panels, spill valves, spill abatement equipment, and zinc tank coatings. | A positive use determination for 100% of the vapor control and overfill protection for the barge fleet. | 2005-04-14 | 776242 | 100
8429 | T1 | Maryland Marine, Inc. | Maryland Marine, Inc. | 16322 Dezavala | Channelview | TX | 77530 | Harris | Insufficient Information | Insufficient Information | Vapor Control and Overfill Protection on Barge Fleet: Includes spill rails, drip pans, liquid level gauges, stick gauges, sight glasses, pressure gauges, tank venting systems, overfill sensors and alarms, alarm control panels, spill valves, spill abatement equipment, and zinc tank coatings. | A positive use determination for 100% of the vapor control and overfill protection for the barge fleet. | 2005-04-14 | 766706 | 100
8430 | T1 | Maryland Marine, Inc. | Maryland Marine, Inc. | 16322 Dezavala | Channelview | TX | 77530 | Harris | Insufficient Information | Insufficient Information | Double hull tank barges: The incremental cost difference between single hulled and double hulled barges is the pollution control property. | A positive use determination for 100% of the incremental cost difference between single hulled and double hulled barges. | 2005-04-14 | 1980657 | 100
8431 | T1 | Canal Barge Company Inc | Canal Barge Company Inc | 1801 Engineers Rd. | Belle Chasse | LA | 70037 | Harris | CN605190974 | RN109628578 | Double hull tank barges: The incremental cost difference between single hulled and double hulled barges is the pollution control property. | A positive use determination for 100% of the incremental cost difference between single hulled and double hulled barges. | 2005-04-14 | 2005293 | 100
8432 | T1 | SCF Marine Inc | SCF Marine Inc | 1801 Engineers Rd. | Belle Chasse | LA | 70037 | Harris | Insufficient Information | Insufficient Information | Vapor Control and Overfill Protection on Barge Fleet: Includes spill rails, drip pans, liquid level gauges, stick gauges, sight glasses, pressure gauges, tank venting systems, overfill sensors and alarms, alarm control panels, spill valves, spill abatement equipment, and zinc tank coatings. | A positive use determination for 100% of the vapor control and overfill protection for the barge fleet. | 2005-04-14 | 1933634 | 100
8433 | T1 | SCF Marine Inc | SCF Marine Inc | 1801 Engineers Rd. | Belle Chasse | LA | 70037 | Harris | Insufficient Information | Insufficient Information | Double hull tank barges: The incremental cost difference between single hulled and double hulled barges is the pollution control property. | A positive use determination for 100% of the incremental cost difference between single hulled and double hulled barges. | 2005-04-14 | 4995221 | 100
8434 | T1 | Kirby Inland Marine LP | Kirby Inland Marine, LP | 18350 Market Street | Channelview | TX | 77530 | Harris | CN600611206 | RN103786240 | Double hull tank barges: The incremental cost difference between single hulled and double hulled barges is the pollution control property. | A positive use determination for 100% of the incremental cost difference between single hulled and double hulled barges. | 2005-04-14 | 13129823 | 100
8435 | T1 | Kirby Inland Marine LP | Kirby Inland Marine, LP | 18350 Market Street | Channelview | TX | 77530 | Harris | CN600611206 | RN103786240 | Vapor Control and Overfill Protection on Barge Fleet: Includes spill rails, drip pans, liquid level gauges, stick gauges, sight glasses, pressure gauges, tank venting systems, overfill sensors and alarms, alarm control panels, spill valves, spill abatement equipment, and zinc tank coatings. | A positive use determination for 100% of the vapor control and overfill protection for the barge fleet. | 2005-04-14 | 5506055 | 100
8436 | T1 | Premcor Refining Group Inc | Port Arthur Refinery | 1801 S Gulfway Dr | Port Arthur | TX | 77641 | Jefferson | CN600127468 | RN102584026 | Belco wet gas scrubber on the FCCU 1241 regenerator exhaust vent. Includes a wastewater pretreatment unit. | A positive use determination for 100% of the Belco wet gas scrubber with pre-treatment unit for FCCU 1241. | 2005-04-21 | 17000000 | 100
8437 | T1 | Premcor Refining Group Inc | Port Arthur Refinery | 1801 S Gulfway Dr | Port Arthur | TX | 77641 | Jefferson | CN600127468 | RN102584026 | Chlorosorb type scrubber on the Catalytic Reforming Unit 1344. | A positive use determination for 100% of the Chlorosorb scrubber on CRU 1344. | 2005-04-21 | 1930000 | 100
8438 | T1 | Atlas Copco Bhmt Inc | Atlas Copco - Grand Prairie Facility | 1600 S Great SW Pkwy | Grand Prairie | TX | 75051 | Tarrant | CN602960056 | RN100741321 | The following items: HT Exhaust Vents/Hoods, Coolant Recycler, HT Closed Loop Water System, Paint Booth, Dust Collector (Welding Booth), and Paint Booth. | A positive use determination for the six Atlas projects. | 2005-04-18 | 119634 | 100
8439 | T1 | Atlas Copco Bhmt Inc | Atlas Copco - Grand Prairie Facility | 1600 S Great SW Pkwy | Grand Prairie | TX | 75051 | Dallas | CN602960056 | RN100741321 | The following items: HT Exhaust Vents/Hoods, Coolant Recycler, HT Closed Loop Water System, Paint Booth, Dust Collector (Welding Booth), and Paint Booth. | A positive use determination for the six Atlas projects. | 2005-04-18 | 119634 | 100
8440 | T1 | Brazos Electric Cooperative Inc | Brazos Elec. Jack County | 3844 Henderson Ranch Rd | Bridgeport | TX | 76426 | Jack | CN600128821 | RN100221985 | The following projects: 1. Continuous emission monitoring systems (CEMS). 2. Selective Catalytic Reduction System (SCRS) - including ammonia tank, pumps and catalyst. 3. Zero Liquid Discharge Waste Water Treatment Plant. | A positive use determination for 100% of the CEMS, SCRS, and wastewater treatment plant. | 2005-04-21 | 15435596 | 100
8441 | T1 | Greif Brothers Corporation | Greif(Van Leer) La Porte | 10900 Strang Rd | La Porte | TX | 77571 | Harris | CN600272215 | RN103997177 | Paint Chip Remover, Pressure Leak Tester and a Thermal Oxidizer. | A positive use determination for 100% of the paint chip remover, pressure leak tester, and thermal oxidizer. | 2005-04-21 | 266275 | 100
8442 | T1 | Ash Grove Texas LP | Ash Grove Texas LP | 900 Gifco Rd | Midlothian | TX | 76065 | Ellis | CN604252080 | RN100225978 | Continuous Emission Monitoring System for THC in kiln exhaust. Dust Collection system for cement silo fugitive emissions. | A positive use determination for 100% of the kiln exhaust emission monitoring system and the cement silo dust collection system. | 2005-04-21 | 216920 | 100
8443 | T1 | Alcoa World Alumina LLC | Alcoa Point Comfort | State Highway 35 | Point Comfort | TX | 77978 | Calhoun | CN601452329 | RN102705381 | The following three projects: 1. Area Paving in bulk loading. 2. Discharge Piping to Flare for system overpressure relief. 3. Combustion Analyzer and Combustion PLC for boiler. | A positive use determination for 100% of area paving in bulk loading, discharge piping to flare, and combustion analyzer and PLC for boiler. | 2005-04-21 | 167712 | 100
8444 | T1 | Alcoa Inc | Alcoa Elmendorf | 14555 Old Corpus Christi | Elmendorf | TX | 78112 | Bexar | CN601423452 | RN100638071 | The following three projects: 1. Bag House Fire Suppression & Spark Arrestor. 2. NOMAX Bags for Baghouse. 3. Recuperator Bundles and Internals of Cyclone Separator. | A positive use determination for 100% of the three projects described above. | 2005-04-21 | 553210 | 100
8445 | T1 | Industrial Asphalt Inc | Industrial Asphalt Inc | 14701 Ih 35 | Buda | TX | 78610 | Hays | CN600407571 | RN105147284 | The following items: A. Installed a 68,000 CFM Almix baghouse with 750 Nomex filters. B. Water Truck. C. Construction of diversion ditches and ponds. D. Construction of a concrete containment area with four inch lip. E. Construction and installation of pavement on roads and access areas. F. Installed covers on batchers, drag slat conveyor and return dust silo. G. Installed baghouse monitoring equipment. | A positive use determination of 100% for the 68,000 CFM Almix baghouse with 750 Nomex filters, the Water Truck, the diversion ditches and ponds, the concrete containment area with four inch lip, the paving of roads and access areas, the covers installed on the batchers, drag slat conveyor and return dust silo, and the baghouse monitoring equipment. | 2005-04-22 | 561000 | 100
8446 | T1 | Industrial Asphalt Inc | Industrial Asphalt Inc | 6510 FM 1327 | Creedmor | TX | 78747 | Travis | CN600407571 | RN105292460 | The following items: A. Installed a 87,110 CFM Almix baghouse with 1,040 Nomex filters. B. Water Truck. C. Construction of diversion ditches and ponds. D. Construction of a concrete containment area with four inch lip. E. Construction and installation of pavement on roads and access areas. F. Installed a 921 RBO exhaust fan with a 15 ho motor. G. Installed covers on batchers, drag slat conveyor and return dust silo. H. Installed baghouse monitoring equipment. | A positive use determination of 100% for the 68,000 CFM Almix baghouse with 750 Nomex filters, the Water Truck, the diversion ditches and ponds, the concrete containment area with four inch lip, the paving of roads and access areas, the 921 RBO exhaust fan & 15 hp motor, the covers installed on the batchers, drag slat conveyor and return dust silo, and the baghouse monitoring equipment. | 2005-04-22 | 1496300 | 100
8447 | T1 | Martex Drilling Company Llp | Martex Drilling - Rig #1 | Rig #1 | Marshall | TX | 75670 | Gregg | CN601304132 | Insufficient Information | Drilling mud recycling system and drilling rig spill response equipment for drilling rig #1. | Replacement Use Determination. A positive use determination of 100% for the Drilling Mud Recycling System that includes only the following components: 1) Shaker Tank, 2) Shale Shaker, 3) Desilter, 4) Desander, and 5) Degasser. The Mud Pumps are not included in the positive Use Determination. A positive use determination of 100% for the Drilling Rig Spill Response Equipment that includes only the following components: 1) Ram Type Blowout Preventer, 2) Closing Unit, and 3) Choke Manifold System. Not included is the Annular Blowout Preventer. | 2005-09-20 | 910000 | 100
8448 | T1 | Lyondell-Citgo Refining LP | Lyondell-Citgo Refinery | 12000 Lawndale | Houston | TX | 77017 | Harris | CN602600140 | RN100218130 | Installed continuous emission monitoring systems in units 536 (F-1 A & B crude heaters) 733 (F-5-LEF reboiler heater), 737 (F-1 & F-2 coker heaters and other heaters with a firing rate equal to or greater than 1000 MMBtu/hour. | A positive use determination of 100% for the continuous emission monitoring systems installed in units 536, 733, and 737. | 2005-04-27 | 1933000 | 100
8449 | T1 | Lyondell-Citgo Refining LP | Lyondell-Citgo Refinery | 12000 Lawndale | Houston | TX | 77017 | Harris | CN602600140 | RN100218130 | Installed ultra-low NOx burners on process heaters, continuous emissions monitors (CEMS), and updated process heater control systems to reduce NOx emissions mandated by the Statewide Implementation Plan. | A positive use determination of 100% for the ultra-low NOx burners installed on the process heaters, the continuous emissions monitors (CEMS), and the updated process heater control systems. | 2005-04-27 | 9464000 | 100
8450 | T1 | Tre-Pol Inc | Tre-Pol Inc | 110 W Borderland Rd | El Paso | TX | 79913 | El Paso | CN600494611 | RN100811579 | The compression baler is used to compress and bag the sawdust from the milling process for recycling purposes. | A positive use determination of 100% for the saw dust baler. | 2005-04-27 | 179695 | 100
8451 | T1 | Lanxess Corporation | Lanxess - Orange Plant | PO Box 2000 | Orange | TX | 77631 | Orange | CN602665556 | RN100825363 | The following projects: 1. PSV System Review & Upgrades. 2. Vent Line & Emissions Analyzer/Monitoring. 3. Surface/Effluent Water Upgrade. | A positive use determination of 100% for the above listed projects. | 2005-04-27 | 2194500 | 100
8452 | T1 | Bayer MaterialScience LLC | Bayer - Baytown | 8500 W Bay Rd | Baytown | TX | 77520 | Chambers | CN603578188 | RN100209931 | The following projects: 1. Waste water treating. 2. Upgrade containment walls @ decon pad areas. 3. Waste Water filtration system expansion. 4. Pump Replacement. 5. VOC Monitoring & Detection System Expansion. 6. Central Thermal Oxidizer Stack Gas Analyzer (CEMS 68). | A positive use determination of 100% for the above listed projects. | 2005-04-27 | 2647100 | 100
8453 | T1 | Hanson Pipe & Products | Hanson Pipe & Products San Antonio | 402 NW W White Rd | San Antonio | TX | 78219 | Bexar | CN600534002 | RN101993095 | Installed a Water Reclamation System. | A positive use determination of 100% for the Water Reclamation System. | 2005-04-27 | 55051 | 100
8454 | T1 | Innovative Trailers Inc | Innovative Trailers Inc | 714 Falvey Ave | Texarkana | TX | 75501 | Bowie | No Customer by this Name in Central Registry | No Regulated Entity at this Location | The following items: Asphalt Paving, Concrete Paving, Paint Booth with Filtration System, and Storm Water Retention Pond. | A positive use determination of 100% for the Asphalt Paving, the Concrete Paving, the Paint Booth with Filtration System, and the Storm Water Retention Pond. | 2005-04-27 | 425000 | 100
8455 | T1 | Gas Solutions Natural Gas Processing | Gas Solutions - Longview Plant | 3407 Camp Switch Rd | Longview | TX | 75604 | Gregg | CN604797068 | RN100237502 | The following projects: 1. Lean-Burn Gas-Fired Compressor Package. 2. Catalytic Converters. 3. Air/Fuel Ratio Controllers. | A positive use determination of 100% for the Catalytic Converters and the Air/Fuel Ratio Controllers. A positive use determination of 20% for the Lean Burn Engine Package. | 2005-04-27 | 160000 | 100
8456 | T1 | Sure Alloy Steel Corporation | Sure Alloy Steel - Vessel Technology | 9486 FM 2011 E | Longview | TX | 75603 | Gregg | Insufficient Information | Insufficient Information | The following projects: 1. Low NOx Burners. 2. Dust Collection Fabrication Shop. 3. Paint Booth & Filtration System. 4. Waste Storage Containers. 5. Concrete Paving. 6. Facility Septic System. 7. Concrete Spill Containment. 8. Storm Water Drainage System. | A positive use determination of 100% for the above listed areas. | 2005-04-27 | 571973 | 100
8457 | T1 | Sure Alloy Steel Corporation | Sure Alloy Steel - Vessel Technology | 9486 FM 2011 E | Longview | TX | 75603 | Rusk | Insufficient Information | Insufficient Information | The following projects: 1. Low NOx Burners. 2. Dust Collection Fabrication Shop. 3. Paint Booth & Filtration System. 4. Waste Storage Containers. 5. Concrete Paving. 6. Facility Septic System. 7. Concrete Spill Containment. 8. Storm Water Drainage System. | A positive use determination of 100% for the above listed areas. | 2005-04-27 | 571973 | 100
8458 | T2 | Sabine Mining Company The | Sabine Mining Company | 6501 FM 968 W | Hallsville | TX | 75650 | Harrison | CN600835797 | RN103968707 | The following items: 4 Sedimentation Ponds, Sediment Pond Pump Tractor, Backhoe, Dozer, and 2 Haulpack Trucks. | A positive use determination of 100% for the property listed above. | 2005-04-28 | 3977589 | 100
8459 | T1 | National Semiconductor | National Semiconductor Arlington | 1111 W Bardin Rd | Arlington | TX | 76017 | Tarrant | CN600759666 | RN101466324 | See the attached multiple page property description. | A positive use determination is issued for this application. Because of the large number of items requested the use determination percentages are listed on the attached table. | 2005-06-07 | 1755387 | 100
8460 | T1 | American Echem Ltd | American Echem Ltd | 1912 Kurth Dr | Lufkin | TX | 75904 | Angelina | CN602422115 | RN104985841 | Items consists of Vent Hood and ductwork used to contain VOCs from process and direct them to a control device. | A positive use determination of 100% for the vent hood and duct work. | 2005-04-27 | 12000 | 100
8461 | T1 | American Echem Ltd | American Echem Ltd | 1912 Kurth Dr | Lufkin | TX | 75904 | Angelina | CN602422115 | RN104985841 | 1. Concrete containment surrounding tank farms. Includes 3 foot containment wall, drains, sump pumps and plumbing to control chemical spills. 2. 24 x 26 Concrete & Metal Clad Waste Water Treatment structure used to house and isolate waste water process. | A positive use determination of 100% for the Concrete Containment surrounding the tank farms and the 24 x 26 Concrete & Metal Clad Waste Water Treatment Structure. | 2005-04-27 | 72003 | 100
8462 | T1 | American Echem Ltd | American Echem Ltd | 1912 Kurth Dr | Lufkin | TX | 75904 | Angelina | CN602422115 | RN104985841 | Monitoring & control equipment including alarms, indicators, pH, temperature, controllers and flow indicators, and nitrogen monitors. | A positive use determination of 100% for the monitoring & control equipment. | 2005-04-27 | 167624 | 100
8463 | T1 | American Echem Ltd | American Echem Ltd | 1912 Kurth Dr | Lufkin | TX | 75904 | Angelina | CN602422115 | RN104985841 | Effluent handling system including vent bubbler and basket strainers. | A positive use determination of 100% for the effluent handling system. | 2005-04-27 | 27125 | 100
8464 | T1 | American Echem Ltd | American Echem Ltd | 1912 Kurth Dr | Lufkin | TX | 75904 | Angelina | CN602422115 | RN104985841 | Items include concrete, grading and detention pond used to control and direct storm water runoff from property. | A positive use determination of 100% for the concrete, the grading and the detention pond used to control and direct storm water runoff. | 2005-04-27 | 97630 | 100
8465 | T1 | American Echem Ltd | American Echem Ltd | 1912 Kurth Dr | Lufkin | TX | 75904 | Angelina | CN602422115 | RN104985841 | Items consist of closed loop water conservation system including heat exchangers, piping, pumps and valves used to recycle process water. Does not include the cooling tower. | A positive use determination of 100% for the closed loop water conservation system | 2005-04-27 | 90375 | 100
8466 | T1 | American Echem Ltd | American Echem Ltd | 1912 Kurth Dr | Lufkin | TX | 75904 | Angelina | CN602422115 | RN104985841 | Waste water treatment system including tanks, pumps, piping, and weir. | A positive use determination of 100% for the Waste Water Treatment System. | 2005-04-27 | 63676 | 100
8467 | T1 | Permian Mud Service Inc | Densimix Inc | 13501 Industrial Rd | Houston | TX | 77015 | Harris | CN600361869 | Insufficent Information | The following items: Baghouse, Low NOx Burners, Concrete Paving, Mobile Machinery Decontamination Equipment, and Waste Water Settling Pond. | A positive use determination of 100% for the Baghouse, the Low NOx Burners, the Concrete Paving, the Mobile Machinery Decontamination Equipment, and the Waste Water Settling Pond. | 2005-04-27 | 415598 | 100
8468 | T1 | Reheis Chemicals Company Inc | Reheis Chemical Company Inc | 500 Ninth St | Midlothian | TX | 76065 | Ellis | CN600421812 | RN100735034 | Wastewater Treatment Plant Additions includes atomic absorption replacement, wastewater storage tanks 7 heaters for WWT and closed loop water conservation system. | A positive use determination for 100% of the wastewater treatment plant additions listed above. | 2005-04-28 | 174444 | 100
8469 | T1 | Reheis Chemicals Company Inc | Reheis Chemical Company Inc | 500 Ninth St | Midlothian | TX | 76065 | Ellis | CN600421812 | RN100735034 | Dust Collection Equipment including ductwork, dust collectors, electrical and installation for packaging room and bulk bag areas. | A positive use determination for 100% of dust collection equipment located in the packaging room and bulk bag area. | 2005-04-28 | 40971 | 100
8470 | T1 | Vendo Company | Vendo Company | 10710 Sanden Drive | Dallas | TX | 75238 | Ellis | CN602859647 | RN100571710 | Nordson Powder Coating System includes conveyors, paint booths, spray equipment, and powder recovery system. | A positive use determination for 100% of the Nordson powder coating system excluding the drying oven. | 2005-04-28 | 646682 | 100
8471 | T1 | Vendo Company | Vendo Company | 10710 Sanden Drive | Dallas | TX | 75238 | Ellis | CN602859647 | RN100571710 | Powder coat enclosure, foaming enclosure, concrete containment pits and trenches. | A positive use determination for 100% of the powder coating enclosure, concrete containment pits and trenches. A negative use determination for the foaming enclosure. | 2005-04-28 | 257500 | 100
8472 | T1 | Protherm Services Group LLC | Protherm Services Group LLC | 221 Commerce St. | Freeport | TX | 77541 | Brazoria | CN600300487 | RN104099064 | Two BCP Wheelabrator Paint Booths includes paint arrestors, filtration, stacks, and recycle system. | A positive use determination for 100% of two Wheelabrator paint booths with supplemental equipment. | 2005-04-28 | 331080 | 100
8473 | T1 | Protherm Services Group LLC | Protherm Services Group LLC | 221 Commerce St. | Freeport | TX | 77541 | Brazoria | CN600300487 | RN104099064 | Two BCP Wheelabrator Paint Booths includes paint arrestors, filtration, stacks, and recycle system. | A positive use determination for 100% of two Wheelabrator paint booths with supplemental equipment. | 2005-04-28 | 282406 | 100
8474 | T1 | Protherm Services Group LLC | Protherm Services Group LLC | 221 Commerce St. | Freeport | TX | 77541 | Brazoria | CN600300487 | RN104099064 | BCP Wheelabrator Paint Room with recycle system. BCP Air Blast Rooms with dust collectors and recycling system. Building containing the blast and paint rooms with filtration. | A positive use determination for 100% of the Wheelabrator paint room. A positive use determination for 50% of the blasting enclosure. A negative use determination for the building. | 2005-04-28 | 1947246 | 100
8475 | T1 | Alliance Coatings LLC | Alliance Coatings LLC | 6525 Midway Rd | Fort Worth | TX | 76117 | Tarrant | CN600332803 | RN100623982 | Powder Feed System for powder coating line. | A positive use determination for 100% of the powder feed system. | 2005-04-28 | 1252 | 100
8476 | T1 | Alliance Coatings LLC | Alliance Coatings LLC | 6525 Midway Rd | Fort Worth | TX | 76117 | Tarrant | CN600332803 | RN100623982 | Upgraded Paint Booth 4 and filter canisters. | A positive use determination for 100% of the upgraded paint booth with filter canisters. | 2005-04-28 | 5346 | 100
8477 | T1 | Santa Regina International | Santa Regina International | 3000 S I-45 | Palmer | TX | 75152 | Ellis | CN602613424 | RN104247135 | Cyclone dust collection system. Operations controlled include planetary and homogenizer mixer vents, grit weigh hopper vent, skip hopper vent, and four silo vents. | A positive use determination for 100% of the cyclone dust collection system. | 2005-04-28 | 165560 | 100
8478 | T1 | Santa Regina International | Santa Regina International | 3000 S I-45 | Palmer | TX | 75152 | Ellis | CN602613424 | RN104247135 | 1. Concrete containment pits and trenches used to contain waste & process water. 2. 30 x 80 steel and metal clad structure used at Batch operation to control particulate matter. 3. 30 x 60 steel and metal clad structure used to house waste water treatment plant. | A positive use determination for 100% of the concrete containment pits and trenches and the 30 X 60 foot building used for the WWTP. A negative use determination for the 30 X 80 foot building. | 2005-04-28 | 181751 | 100
8479 | T1 | Santa Regina International | Santa Regina International | 3000 S I-45 | Palmer | TX | 75152 | Ellis | CN602613424 | RN104247135 | Waste water treatment system. | A positive use determination for 100% of the wastewater treatment system. | 2005-04-28 | 233656 | 100
8480 | T1 | WW Henry Company Inc | WW Henry Company Inc | 1101 Ave G | Arlington | TX | 76011 | Tarrant | CN600389670 | RN100767714 | Dust collection system including bags, duct work, and air cleaners. | A positive use determination for 100% of the dust collection system. | 2005-04-28 | 19909 | 100
8481 | T1 | WW Henry Company Inc | WW Henry Company Inc | 1101 Ave G | Arlington | TX | 76011 | Tarrant | CN600389670 | RN100767714 | Trash compactor. | A positive use determination for 100% of the trash compactor. | 2005-04-28 | 2988 | 100
8482 | T1 | Sawyer Technical Material LLC | Sawyer Technical Materials LLC | 1601 Airport Rd | Conroe | TX | 77301 | Montgomery | CN600383509 | RN100675990 | Cyclone dust collection system. | A positive use determination for 100% of the cyclone dust collection system. | 2005-04-28 | 22000 | 100
8483 | T1 | Sawyer Technical Material LLC | Sawyer Technical Materials LLC | 1601 Airport Rd | Conroe | TX | 77301 | Montgomery | CN600383509 | RN100675990 | Scrubber system. | A positive use determination for 100% of a scrubber system. | 2005-04-28 | 274607 | 100
8484 | T1 | Sawyer Technical Material LLC | Sawyer Technical Materials LLC | 1601 Airport Rd | Conroe | TX | 77301 | Montgomery | CN600383509 | RN100675990 | Chemical monitoring equipment and sensors to measure VOC. | A positive use determination for 100% of the chemical monitoring equipment and sensors. | 2005-04-28 | 59536 | 100
8485 | T1 | Sawyer Technical Material LLC | Sawyer Technical Materials LLC | 1601 Airport Rd | Conroe | TX | 77301 | Montgomery | CN600383509 | RN100675990 | Non-continuous emission monitoring equipment includes ductwork, filtration, and air handling equipment to measure NOx. | A positive use determination for 100% of the non-continuous emission monitoring equipment. | 2005-04-28 | 8469 | 100
8486 | T1 | Sawyer Technical Material LLC | Sawyer Technical Materials LLC | 1601 Airport Rd | Conroe | TX | 77301 | Montgomery | CN600383509 | RN100675990 | Three fume hoods and piping vented to existing scrubbers. | A positive use determination for 100% of three fume hoods and piping. | 2005-04-28 | 31696 | 100
8487 | T1 | Sawyer Technical Material LLC | Sawyer Technical Materials LLC | 1601 Airport Rd | Conroe | TX | 77301 | Montgomery | CN600383509 | RN100675990 | Self-contained blast booth with a control device. | A positive use determination for 50% of a self-contained blast booth with control device. | 2005-04-28 | 18938 | 100
8488 | T1 | Sawyer Technical Material LLC | Sawyer Technical Materials LLC | 1601 Airport Rd | Conroe | TX | 77301 | Montgomery | CN600383509 | RN100675990 | Mist collection system for process overspray. | A positive use determination for 100% of the mist collectors. | 2005-06-08 | 27850 | 100
8489 | T1 | Sawyer Technical Material LLC | Sawyer Technical Materials LLC | 1601 Airport Rd | Conroe | TX | 77301 | Montgomery | CN600383509 | RN100675990 | Etch enclosure, Polish enclosure, and Lap enclosure all vented to control devices. | A positive use determination for 100% of the etch enclosure, polish enclosure, and lap enclosure. | 2005-07-01 | 590000 | 100
8490 | T1 | Sawyer Technical Material LLC | Sawyer Technical Materials LLC | 1601 Airport Rd | Conroe | TX | 77301 | Montgomery | CN600383509 | RN100675990 | Four filter presses, piping, pumps and tank used for wastewater processing. | A positive use determination for 100% of 4 filter presses, piping, pumps, and tanks for wastewater processing. | 2005-04-28 | 85209 | 100
8491 | T1 | Sawyer Technical Material LLC | Sawyer Technical Materials LLC | 1601 Airport Rd | Conroe | TX | 77301 | Montgomery | CN600383509 | RN100675990 | Concrete, drains and piping used to control storm water. | A positive use determination for 100% of the storm water retention property listed above. | 2005-04-28 | 159680 | 100
8492 | T1 | Sawyer Technical Material LLC | Sawyer Technical Materials LLC | 1601 Airport Rd | Conroe | TX | 77301 | Montgomery | CN600383509 | RN100675990 | Closed loop reverse osmosis water conservation system. | A positive use determination of 100% for the Water Conservation System. | 2005-04-28 | 140679 | 100
8493 | T1 | Chevron Phillips Chemical Co LP | Sweeny Chemical & NGL Fractionation | Hwy 35 & FM 524 | Old Ocean | TX | 77463 | Brazoria | CN600303614 | RN100825249 | Cathodic Protection Projects: U153 2002 Annual CF Cathodic Protection and 2003 Sweeny Complex Cathodic Protection. | A positive use determination of 100% for the U153 2002 Annual CF Cathodic Protection Project and the 2003 Sweeny Complex Cathodic Protection Project. | 2005-04-28 | 144570 | 100
8494 | T1 | Chevron Phillips Chemical Co LP | Sweeny Chemical & NGL Fractionation | Hwy 35 & FM 524 | Old Ocean | TX | 77463 | Brazoria | CN600303614 | RN100825249 | U62 New Sour Brine Flare: Replaced flare, piping, fuel gas line, foundation, blower starter, and enclosure. Also added power for an electronic ignition system and signal to DCS for pilot monitoring. | A positive use determination of 100% for the U62 New Sour Brine Flare Project. | 2005-04-28 | 247653 | 100
8495 | T1 | Chevron Phillips Chemical Co LP | Sweeny Chemical & NGL Fractionation | Hwy 35 & FM 524 | Old Ocean | TX | 77463 | Brazoria | CN600303614 | RN100825249 | Project to install 31 gas detectors in various locations in the unit with alarms sounding in both the FIC and the Central Control Room. | A positive use determination of 100% for the project to install 31 gas detectors in various locations in the unit. | 2005-04-28 | 655200 | 100
8496 | T1 | Chevron Phillips Chemical Co LP | Sweeny Chemical & NGL Fractionation | Hwy 35 & FM 524 | Old Ocean | TX | 77463 | Brazoria | CN600303614 | RN100825249 | Project added two activated carbon filters to absorb VOCs, including Benzene, from oily water sewer sump's vent line. Also included a nitrogen purge system to prevent backflow. | A positive use determination of 100% for the U24 OWS Emissions Project:. | 2005-04-28 | 178000 | 100
8497 | T1 | Chevron Phillips Chemical Co LP | Sweeny Chemical & NGL Fractionation | Hwy 35 & FM 524 | Old Ocean | TX | 77463 | Brazoria | CN600303614 | RN100825249 | Two Projects: 1. KR Upgrade Pignone & IR Propane Compressor Seats. 2. Seal Assist for PP Compressors. | A positive use determination of 100% for the KR Upgrade Pignone & IR Propane Compressor Seats Project and the Seal Assist for PP Compressors Project. | 2005-04-28 | 1001179 | 100
8498 | T1 | Chevron Phillips Chemical Co LP | Sweeny Chemical & NGL Fractionation | Hwy 35 & FM 524 | Old Ocean | TX | 77463 | Brazoria | CN600303614 | RN100825249 | KR Flare Thermocouple Data Collection Project. | A positive use determination of 100% for the KR Flare Thermocouple Data Collection Project. | 2005-04-28 | 81931 | 100
8499 | T1 | Chevron Phillips Chemical Co LP | Sweeny Chemical & NGL Fractionation | Hwy 35 & FM 524 | Old Ocean | TX | 77463 | Brazoria | CN600303614 | RN100825249 | Replace/Upgrade GPH Reactor Agitator Sealant Pumps Project | A positive use determination of 100% for the Replace/Upgrade GPH Reactor Agitator Sealant Pumps Project. | 2005-04-28 | 148188 | 100
8500 | T1 | Advanced Neuromodulation Systems | Advanced Neuromodulation Systems | 6901 Preston Rd | Plano | TX | 75024 | Collin | CN601249980 | RN104163381 | Clean Room Air Handling Units - The AHU vent system is designed to prevent inbound and outbound particles from entering the atmosphere and process environment. Clean Room Roof Curb and Rigging of Air Handling Units - structure used to house and support the AHU systems. | A negative determination. The property listed on this application, Clean Room Air Handling Units and associated equipment, is considered to be production equipment and not pollution control property. | 2005-04-28 | 1331101 | 100
8501 | T1 | Rohm & Haas Texas Inc | Rohm & Haas Texas | 1900 Tidal Rd | Deer Park | TX | 77536 | Harris | CN600131395 | RN100223205 | The Chiller Project replaces equipment, converts to new non-CFC refrigerant, replaces three machines with one, and coverts from multiple drive sources to single steam turbine. | The equipment listed in this application, Chiller Project, is not considered to be pollution control property. This application has been withdrawn by the applicant. | 2005-05-05 | 8633000 | 100
8502 | T1 | Rohm & Haas Texas Inc | Rohm & Haas Texas | 1900 Tidal Rd | Deer Park | TX | 77536 | Harris | CN600131395 | RN100223205 | The following projects: Acetylene - replace HA Flare Tip-AR; EA Dock Tank Seal; HR/B3 Flare Gas Header Replacement; B3 Light Ends Loading Closed System; Replace Interstage Clarifier Overflow; WWTP - 2004 Aerators & Blenders; WWTP - 2004 Additional Aerators & Blenders; HT API Pump; and PCL - Env. Lab Ammonia Ana Replacement. | A positive use determination of 100% for the projects listed on this application. | 2005-05-05 | 2178202 | 100
8503 | T1 | Snider Industries Llp | Snider Industries Llp | 3311 Sue Bell Lake Rd | Marshall | TX | 75670 | Harrison | CN600125603 | RN100211671 | The following items: Boiler Exhaust Recirculation System, Waste Reclamation System, Mobile Machinery Decontamination Equipment, Secondary Containment Dike for Fuel Storage Tank, Shavings Truck Loading Enclosure, Drip Pans Installed Under Saw Mill Equipment, and Water Conservation Equipment. | A positive use determination of 100% for the Boiler Exhaust Recirculation System, the Mobile Machinery Decontamination Equipment, the Secondary Containment Dike for Fuel Storage Tank, the Shavings Truck Loading Enclosure, the Drip Pans Installed Under Saw Mill Equipment, and the Water Conservation Equipment. A negative determination for the Waste Reclamation System. Since the material is either reused in the plant or sold then is product and not waste. This recovery system is considered to be part of the production system. | 2005-04-28 | 1326546 | 100
8504 | T1 | Pavers Supply Company | Pavers Supply Company | 9490 FM 1485 | Conroe | TX | 77303 | Montgomery | CN600558753 | RN105627277 | The following property: Street Sweeper and Watering Truck. | A positive use determination of 100% for the street sweeper and the water truck. | 2005-04-27 | 37750 | 100
8505 | T1 | Pavers Supply Company | Pavers Supply Company | 12942 FM 149 | Montgomery | TX | 77316 | Montgomery | CN600558753 | RN103219267 | The following property: Street Sweeper and Watering Truck. | A positive use determination of 100% for the street sweeper and the water truck. | 2005-04-27 | 27135 | 100
8506 | T1 | Pavers Supply Company | Pavers Supply Company | 1118 Us 190 E | Huntsville | TX | 77340 | Walker | CN600558753 | RN104236914 | The following property: Street Sweeper and Watering Truck. | A positive use determination of 100% for the street sweeper and the water truck. | 2005-04-27 | 27000 | 100
8507 | T1 | Cryovac Inc. Dba: Sealed Air Corp. | Sealed Air Corporation | 2401 Dillard St | Grand Prairie | TX | 75051 | Dallas | CN600131023 | RN100221829 | The following items: capture & transfer ducting, hydrocarbon detection, purging equipment, hydrocarbon pump system, environmental control unit, and grinder & reprocessing system. | A positive use determination of 100% for the Hydrocarbon Detection System and the Grinder & Reprocessing System | 2005-04-27 | 569000 | 100
8508 | T1 | Cryovac Inc. Dba: Sealed Air Corp. | Sealed Air Corporation | 2401 Dillard St | Grand Prairie | TX | 75051 | Tarrant | CN600131023 | RN100221829 | The following items: capture & transfer ducting, hydrocarbon detection, purging equipment, hydrocarbon pump system, environmental control unit, and grinder & reprocessing system. | A positive use determination of 100% for the Hydrocarbon Detection System and the Grinder & Reprocessing System | 2005-04-27 | 569000 | 100
8509 | T1 | Dynalyst Manufacturing Corporation | Dynalyst Mfg Corp At Taylor | 1008 Carlos Parker Blvd | Taylor | TX | 76574 | Williamson | CN601704158 | RN101634053 | Two Items - Chem Cut Clean Line: enclosed chemical processing system. Includes circulation pump, conveyor, spray nozzles, piping, stack, filtration, and exhaust. VOC Etcher: system to pull VOC emissions from etching process. Includes circulation pump, piping, stack, filtration, optroller, analyzer, and exhaust. | A positive use determination of 100% for the Chem Cut Clean Line enclosure and the recycling system. This does not include the conveyor or the spray nozzles. A positive us determination of 100% for the pollution control equipment associated with the VOC Etcher. This does not include the etcher itself. | 2005-06-07 | 88315 | 100
8510 | T1 | Hanson Aggregates North America Inc | Hanson Aggregates Chico | FM 1810 | Chico | TX | 76426 | Wise | CN600686000 | RN105187587 | Installed a truck wash system which is used to remove dirt from the trucks. System includes a Magnum 12,000 gallon water tank. | A positive use determination of 100% for the Truck Wash including the 12,000 gallon Magnum water tank. | 2005-05-18 | 831499 | 100
8511 | T1 | Trinity Industries Inc | Trinity Industries - #62 | 3910 Washington | Houston | TX | 77007 | Harris | CN603795055 | RN100224476 | The following: Oil/Water Separators and three Oxy Fuel Burners on Burning Tables. | A positive use determination of 100% for the oil/water separator and the three oxy fuel burners which were installed on the burning tables as replacement burners. | 2005-05-18 | 265854 | 100
8512 | T1 | Trinity Industries Inc | Trinity Industries - #23 | 617 E Sycamore | Denton | TX | 76205 | Denton | CN603795055 | RN102324274 | Installed a Paint Exhaust System. | A positive use determination of 100% for the Paint Exhaust System. | 2005-06-07 | 54582 | 100
8513 | T1 | Transit Mix Concrete & Materials | Transit Mix - Plant 2034 | 2610 Hwy 174 | Kopperl | TX | 76652 | Bosque | CN600408009 | RN104747357 | Installed a Fuel Containment System | A positive use determination of 100% for the fuel containment system. | 2005-06-07 | 11471 | 100
8514 | T1 | Transit Mix Concrete & Materials | Transit Mix - Plant 270 | 608 Leander Rd | Georgetown | TX | 78627 | Williamson | CN600408009 | RN101858694 | Installed a Waste Water Recycle System. | A positive use determination of 100% for the Waste Water Recycle System. | 2005-05-18 | 136552 | 100
8515 | T1 | Transit Mix Concrete & Materials | Transit Mix - Plant 439 | 6007 Farley | Houston | TX | 77034 | Harris | CN600408009 | RN103174728 | Installed environmental paving. | A positive use determination of 100% for the paving laid in the plant area and the parking lot. | 2005-05-18 | 74295 | 100
8516 | T1 | Transit Mix Concrete & Materials | Transit Mix - Plant 151 | 3902 Old Kopperas Cove | Killeen | TX | 76541 | Bell | CN600408009 | RN104352869 | Installed a Dust Collector. Installed environmental paving. | A positive use determination of 100% for the dust collector and the paving laid in the plant area and the parking lot. | 2005-05-18 | 102034 | 100
8517 | T1 | Transit Mix Concrete & Materials | Transit Mix - Plant 2028 | 20 Th & North Ave | Fort Hood | TX | 76544 | Bell | CN600125157 | RN105348536 | Installed a Dust Collector. | A positive use determination of 100% for the dust collector. | 2005-05-18 | 36729 | 100
8518 | T1 | Transit Mix Concrete & Materials | Transit Mix - Plant 2037 | 3100 Old Hwy 75 | Ennis | TX | 75119 | Ellis | CN600125157 | Insufficient Information | Installed a Dust Collector. | A positive use determination of 100% for the dust collector. | 2005-05-18 | 49500 | 100
8519 | T1 | Transit Mix Concrete & Materials | Transit Mix - Plant 263 | 1211 Bennett Clark Rd | Nacogdoches | TX | 75963 | Nacogdoches | CN600408009 | RN102894144 | Installed a waste water recycle system. | A positive use determination of 100% for the Waste Water Environmental Reclaimer. | 2005-05-18 | 23319 | 100
8520 | T1 | Transit Mix Concrete & Materials | Transit Mix - Plant 137 | 1250 E Florida | Beaumont | TX | 77705 | Jefferson | CN604424374 | RN102765179 | Installed a dust collector and a water containment system. | A positive use determination of 100% for the dust collector and the water containment system. | 2005-05-06 | 75532 | 100
8521 | T1 | Transit Mix Concrete & Materials | Transit Mix - Plant 150 | 4960 W FM 93 | Belton | TX | 76513 | Bell | CN600125157 | RN105090153 | Installed a dust collector. | A positive use determination of 100% for the dust collector. | 2005-05-18 | 31046 | 100
8522 | T1 | Transit Mix Concrete & Materials | Transit Mix - Plant 266 | 4607 W Reagan | Palestine | TX | 75800 | Anderson | CN600408009 | RN102774288 | Installed a dust collector. | A positive use determination of 100% for the dust collector. | 2005-05-18 | 44000 | 100
8523 | T1 | Transit Mix Concrete & Materials | Transit Mix - Plant 253 | 9715 Lohmans Crossing Rd | Lago Vista | TX | 78645 | Travis | CN600408009 | RN103872396 | Installed a dust collector. | A positive use determination of 100% for the dust collector. | 2005-05-18 | 13523 | 100
8524 | T1 | Trinity Materials Inc | Trinity Materials - #303 | 920 E 14Th St | Mt Pleasant | TX | 75455 | Titus | CN600408009 | RN105132112 | Installed a Waste Water Recycle System. | A positive use determination of 100% for the Waste Water Recycle System. | 2005-05-18 | 22277 | 100
8525 | T1 | Cardinal CG Companies Inc | Cardinal CG Companies Inc | 201 Cardinal Road | Waxahachie | TX | 75165 | Ellis | Insufficient Information | Insufficient Information | Steel and metal structure to house glass recycling operation. | The glass recycling building is withdrawn as being part of a production facility. | 2005-07-20 | 288536 | 100
8526 | T1 | Kaneka Texas Corporation | Kaneka - Pasadena Plant | 6161 Underwood Rd | Pasadena | TX | 77507 | Harris | CN604059352 | RN100218841 | The following projects: 1. Vacuum Sweeper. 2. Incinerator Upgrade. 3. Process Safety Management Work for EPERAN Process Unit. 4. Modifier 1 & 2 Process Units Waste Water Pump Upgrade. 5. 03-018: Vac. Seal Belt on Pannevis modifier III process unit. 6. Replace Natural Gas Pipe System for utilities boiler. 7. Storm Water Drainage Improvements. 8. Reactor De-Gas Bypass Hose for modifier I & II emission control equipment. 9. P-3671A Waste Water Pump for modifier III production unit. | No status event | 2005-08-10 | 234816 | 100
8527 | T1 | South Hampton Refining Company Inc | South Hampton Refining Company Inc | 7752 FM 418 | Silsbee | TX | 77656 | Hardin | CN600129878 | RN101995611 | Upgrades and replacements to flares. | A positive use determination for 100% of the upgrades and replacements to flares. | 2005-05-18 | 33420 | 100
8528 | T1 | South Hampton Refining Company Inc | South Hampton Refining Company Inc | 7752 FM 418 | Silsbee | TX | 77656 | Hardin | CN600129878 | RN101995611 | Monitoring Barton 3" 8000 flow meter on final control device. | A positive use determination for 100% of a flow meter. | 2005-05-18 | 3958 | 100
8529 | T1 | South Hampton Refining Company Inc | South Hampton Refining Company Inc | 7752 FM 418 | Silsbee | TX | 77656 | Hardin | CN600129878 | RN101995611 | Upgrades to flue gas scrubbers to add caustic system. | A positive use determination for 100% of a caustic system for flue gas scrubbers. | 2005-05-18 | 12856 | 100
8530 | T1 | South Hampton Refining Company Inc | South Hampton Refining Company Inc | 7752 FM 418 | Silsbee | TX | 77656 | Hardin | CN600129878 | RN101995611 | Replacement of existing burners with low NOx burners for 2 heaters and boiler. | A positive use determination for 100% of Low NOx Burners for 2 heaters and a boiler. | 2005-05-18 | 57545 | 100
8531 | T1 | South Hampton Refining Company Inc | South Hampton Refining Company Inc | 7752 FM 418 | Silsbee | TX | 77656 | Hardin | CN600129878 | RN101995611 | Internal floating roofs on storage tanks 2 & 57. | A positive use determination for 100% of internal floating roofs on storage tanks 2 & 57. | 2005-05-18 | 69736 | 100
8532 | T1 | South Hampton Refining Company Inc | South Hampton Refining Company Inc | 7752 FM 418 | Silsbee | TX | 77656 | Hardin | CN600129878 | RN101995611 | New Seals for Tanks 1, 2, 4, 40, 41, 48, 61, and 64; re-tube AAU bundle, Fina finfan, I4 fan, and boiler; Vitron dripless fittings replacement on tanks; replacement pump for I6; nitrogen system; and alternative light liquid fuel system conversion. | A positive use determination for 100% of the new tank seals, dripless fittings on tanks, replacement pump, nitrogen system, and alternate fuel system. A negative use determination is given for all of the retube items. | 2005-07-01 | 385739 | 100
8533 | T1 | South Hampton Refining Company Inc | South Hampton Refining Company Inc | 7752 FM 418 | Silsbee | TX | 77656 | Hardin | CN600129878 | RN101995611 | Fume vent hood and ductwork vented to existing control device. | A positive use determination for 100% of a fume vent and ductwork vented to existing control device. | 2005-05-18 | 16396 | 100
8534 | T1 | South Hampton Refining Company Inc | South Hampton Refining Company Inc | 7752 FM 418 | Silsbee | TX | 77656 | Hardin | CN600129878 | RN101995611 | Vacuum truck and pump for dust control on plant roads. | A positive use determination for 100% of the vacuum truck and pump. | 2005-05-18 | 28325 | 100
8535 | T1 | South Hampton Refining Company Inc | South Hampton Refining Company Inc | 7752 FM 418 | Silsbee | TX | 77656 | Hardin | CN600129878 | RN101995611 | Paving of plant roads and drives. | A positive use determination for 100% of the paving of plant roads and drives. | 2005-05-18 | 23563 | 100
8536 | T1 | South Hampton Refining Company Inc | South Hampton Refining Company Inc | 7752 FM 418 | Silsbee | TX | 77656 | Hardin | CN600129878 | RN101995611 | Sampling equipment: VOC monitor, flash point tester, digital thickness gauge, continuous sampling system, 5 closed loop samplers, flue gas analyzer, and air filtration system instrument. | A positive use determination for 100% of the sampling equipment listed above. | 2005-05-18 | 30214 | 100
8537 | T1 | South Hampton Refining Company Inc | South Hampton Refining Company Inc | 7752 FM 418 | Silsbee | TX | 77656 | Hardin | CN600129878 | RN101995611 | Ground water monitoring wells (2). | A positive use determination for 100% of 2 ground water monitoring wells. | 2005-05-18 | 9505 | 100
8538 | T1 | South Hampton Refining Company Inc | South Hampton Refining Company Inc | 7752 FM 418 | Silsbee | TX | 77656 | Hardin | CN600129878 | RN101995611 | Monitoring and control equipment: 2 sirens and warning lights, flow meters for water wells, 2 sensor probes, 3 gas monitors, loading flowmeter, and micromotion sensor. | A positive use determination for 100% of the monitoring and control equipment listed above. | 2005-05-18 | 37966 | 100
8539 | T1 | South Hampton Refining Company Inc | South Hampton Refining Company Inc | 7752 FM 418 | Silsbee | TX | 77656 | Hardin | CN600129878 | RN101995611 | Items consist of jacketed liners for tanks. | Withdrawn by applicant | 2005-07-01 | 306093 | 100
8540 | T1 | South Hampton Refining Company Inc | South Hampton Refining Company Inc | 7752 FM 418 | Silsbee | TX | 77656 | Hardin | CN600129878 | RN101995611 | Upgrades to waste water treatment system includes APLAA compressor waste treatment upgrade, waste water treatment system upgrade, new weir, and new roll off box. | A positive use determination for 100% of upgrades to the waste water treatment system as listed above. | 2005-05-18 | 17080 | 100
8541 | T1 | South Hampton Refining Company Inc | South Hampton Refining Company Inc | 7752 FM 418 | Silsbee | TX | 77656 | Hardin | CN600129878 | RN101995611 | Item consists of Alkota Steam Cleaner. | A positive use determination for 100% of the Alkota steam cleaner. | 2005-05-18 | 4100 | 100
8542 | T1 | South Hampton Refining Company Inc | South Hampton Refining Company Inc | 7752 FM 418 | Silsbee | TX | 77656 | Hardin | CN600129878 | RN101995611 | Detention pond upgrades including dredging, drain liner and aerator upgrades. | A positive use determination for 100% of the detention pond upgrades. | 2005-05-18 | 26363 | 100
8543 | T1 | South Hampton Refining Company Inc | South Hampton Refining Company Inc | 7752 FM 418 | Silsbee | TX | 77656 | Hardin | CN600129878 | RN101995611 | Concrete & metal clad structure used to house monitoring and control equipment for the waste water treatment system. | A positive use determination for 100% of the waste water treatment system building. | 2005-05-18 | 142239 | 100
8544 | T1 | South Hampton Refining Company Inc | South Hampton Refining Company Inc | 7752 FM 418 | Silsbee | TX | 77656 | Hardin | CN600129878 | RN101995611 | Closed loop water conservations system. | A positive use determination for 100% of a closed loop water conservation system. | 2005-05-18 | 234354 | 100
8545 | T1 | Chevron Phillips Chemical Co LP | Chevron Phillips Pasadena | 1400 Jefferson Rd | Pasadena | TX | 77506 | Harris | CN600303614 | RN100215615 | Replace single mechanical seal reflux pumps with double sealing gas sealed pumps in the C6 splitter and the C6 dehexanizer column. | A positive use determination for 100% of the double sealing gas sealed reflux pumps. | 2005-05-18 | 92600 | 100
8546 | T1 | Chevron Phillips Chemical Co LP | Chevron Phillips Pasadena | 1400 Jefferson Rd | Pasadena | TX | 77506 | Harris | CN600303614 | RN100215615 | Five portable organic vapor analyzers and two data-loggers. | A positive use determination for 100% of 5 portable organic vapor analyzers and 2 data-loggers. | 2005-05-18 | 60700 | 100
8547 | T1 | Centauri Technologies LP | Centauri Technologies LP | 5200 Underwood Rd | Pasadena | TX | 77507 | Harris | CN600615777 | RN101057263 | 1. Knock-out pot system. 2. M-9600 flare system. 3. Pressure relief valves, vapor piping and duct system. 4. Welded steel vapor joints. 5. Process and loading areas sumps, piping, and pumps. 6. Spill containment berms and curbs for process areas and loading areas excluding the floor slabs. 7. Waste storage area. 8. Spill and emergency response equipment. 9. Tank overfill gauging and alarm system. | A positive use determination for 100% of the property items listed above. | 2005-08-10 | 614522 | 100
8548 | T1 | Casey Pottery Company | Casey Pottery Company | 1070 Pumpkin Center Rd | Marshall | TX | 75671 | Henderson | CN601730997 | RN103209425 | The following items: spray booth enclosure for overspray of pottery glazing compounds; kiln exhaust ventilation system; dust collection system; concrete paving of parking areas; concrete paving of roadways; mobile machinery decontamination equipment; wax containment pit; waste storage pit; waste storage pads; facility septic system; waste water piping; waste water tank; boiler water condensation tank; and storm water drainage system. | A positive use determination of 100% for the kiln exhaust ventilation system; dust collection system; concrete paving of parking areas; concrete paving of roadways; wax containment pit; waste storage pit; waste storage pads; facility septic system; waste water piping; waste water tank; boiler water condensation tank; and storm water drainage system. The dryer enclosure was withdrawn by the applicant. The spray booth enclosure for overspray of pottery glazing compounds and the mobile machinery decontamination equipment are issued a negative determination. Neither of these items is considered to be pollution control property. | 2005-07-12 | 252612 | 100
8549 | T1 | Home & Garden Party Inc | Home & Garden Party Inc | 2938 Brown Rd | Marshall | TX | 75672 | Harrison | No Customer by this Name in Central Registry | No Regulated Entity at this Location. | The following items: enclosure for wood product cutting equipment; dust collection system; waste paper product shredder; asphalt paving for parking area; asphalt paving for plant roadway; mobile machinery decontamination equipment; waste sawdust collection and storage; and waste saw dust storage enclosure. | A positive use determination of 100% for the dust collection system; waste paper product shredder; asphalt paving for parking area; asphalt paving for plant roadway; waste sawdust collection and storage; and waste saw dust storage enclosure. A negative determination for the enclosure for wood product cutting equipment and the mobile machinery decontamination equipment. Neither of these items is considered to be pollution control property. | 2005-07-12 | 592736 | 100
8550 | T1 | R Lacy Operations Ltd | R Lacy Operations Ltd | 1.5 Mi E On CR 306 | Beckville | TX | 76531 | Panola | Insufficent Information | Insufficent Information | The following items: catalytic converters for compressor engine; air/fuel ratio controllers for compressor engine; and secondary containment dike for fuel storage. | A positive use determination of 100% for the catalytic converter; the air/fuel ratio controllers; and the secondary containment dike for fuel storage. | 2005-05-27 | 82000 | 100
8551 | T1 | Hawk Gathering Company Ltd | Hawk Gathering Company Ltd | 657 FM 2792 | Beckville | TX | 75631 | Panola | CN601115959 | RN102385622 | The following items: catalytic converter for compressor engine; air/fuel ratio controllers for compressor engine; Lean-Burn gas fired compressor package; and low emissions conversion kit for compressor engine. | A positive use determination of 100% for the catalytic converter, the air/fuel ratio controllers, and the low emissions conversion kit for compressor engine. A positive use determination of 20% for the Lean-Burn gas fired compressor package. | 2005-05-27 | 480639 | 100
8552 | T1 | Texas Farm Products Company | Texas Farm Products Company | 915 South Fredonia St | Nacogdoches | TX | 75961 | Nacogdoches | CN602698110 | RN102580396 | The following items: air filter on salt tank; covers on feed augers and conveyors; dust collection system for feed mill; dust collection system for pet food plant; exhaust stack for boiler, waste baler; concrete paving for parking areas; secondary containment for waste oil tanks; waste oil storage tanks; double-walled storage tank for poultry fat; boiler water condensation tank; stormwater drainage system; and waste water pH control equipment. | A positive use determination of 100% for the air filter on the salt tank; covers on feed augers and conveyors; dust collection system for feed mill; dust collection system for pet food plant; exhaust stack for boiler, waste baler; concrete paving for parking areas; secondary containment for waste oil tanks; waste oil storage tanks; boiler water condensation tank; stormwater drainage system; and waste water pH control equipment. A positive use determination of 50% for the double-walled storage tank for poultry fat. | 2005-07-12 | 505651 | 100
8553 | T1 | Stemco Inc | Stemco Longview Plant | 300 Industrial Blvd | Longview | TX | 75606 | Gregg | CN603097569 | RN100211481 | The following items: dust collection system; exhaust stack for metal truck parts washer; filtration system for paint booths; concrete paving at employee entrance; scrap collection system; mobile machinery decontamination equipment and boiler water blowdown system. | A positive use determination of 100% for the dust collection system; exhaust stack for metal truck parts washer; filtration system for paint booths; scrap collection system; and boiler water blowdown system. The concrete paving at employee entrance was withdrawn by the applicant. A negative determination for the mobile machinery decontamination equipment. This equipment is not considered to be pollution control property. | 2005-07-12 | 218414 | 100
8554 | T1 | Martex Drilling Company Llp | Martex Drilling Rig #11 | 7.3 N On Hwy 300 | Longview | TX | 75601 | Upshur | CN601304132 | Insufficient Information | The following items: drilling mud recycling system and drilling rig spill response equipment. | A positive use determination of 100% for the Drilling Mud Recycling System that includes only the following components: 1) Shaker Tank, 2) Shale Shaker, 3) Desilter, 4) Desander, and 5) Degasser. The Mud Pumps are not included in the positive use determination. A positive use determination of 100% for the Drilling Rig Spill Response Equipment that includes only the following components: 1) Ram Type Blowout Preventer, 2) Closing Unit, and 3) Choke Manifold System. Not included is the Annular Blowout Preventer. | 2005-09-20 | 910000 | 100
8555 | T1 | Martex Drilling Company Llp | Martex Drilling - Rig #10 | 3.8 E of Carthage | Carthage | TX | 75633 | Panola | CN601304132 | Insufficient Information | The following items: drilling mud recycling system and drilling rig spill response equipment. | A positive use determination of 100% for the Drilling Mud Recycling System that includes only the following components: 1) Shaker Tank, 2) Shale Shaker, 3) Desilter, 4) Desander, and 5) Degasser. The Mud Pumps are not included in the positive use determination. A positive use determination of 100% for the Drilling Rig Spill Response Equipment that includes only the following components: 1) Ram Type Blowout Preventer, 2) Closing Unit, and 3) Choke Manifold System. Not included is the Annular Blowout Preventer. | 2005-09-20 | 910000 | 100
8556 | T1 | Martex Drilling Company Llp | Martex Drilling Rig #15 | 1.2 SW On Cr403 | Carthage | TX | 75633 | Panola | CN601304132 | Insufficient Information | The following items: drilling mud recycling system and drilling rig spill response equipment. | A positive use determination of 100% for the Drilling Mud Recycling System that includes only the following components: 1) Shaker Tank, 2) Shale Shaker, 3) Desilter, 4) Desander, and 5) Degasser. The Mud Pumps are not included in the positive use determination. A positive use determination of 100% for the Drilling Rig Spill Response Equipment that includes only the following components: 1) Ram Type Blowout Preventer, 2) Closing Unit, and 3) Choke Manifold System. Not included is the Annular Blowout Preventer. | 2005-09-20 | 910000 | 100
8557 | T1 | Martex Drilling Company Llp | Martex Drilling Rig #18 | 2.1 S On Cr1571 | Clayton | TX | 75637 | Panola | CN601304132 | Insufficient Information | The following items: drilling mud recycling system and drilling rig spill response equipment. | A positive use determination of 100% for the Drilling Mud Recycling System that includes only the following components: 1) Shaker Tank, 2) Shale Shaker, 3) Desilter, 4) Desander, and 5) Degasser. The Mud Pumps are not included in the positive use determination. A positive use determination of 100% for the Drilling Rig Spill Response Equipment that includes only the following components: 1) Ram Type Blowout Preventer, 2) Closing Unit, and 3) Choke Manifold System. Not included is the Annular Blowout Preventer. | 2005-09-20 | 910000 | 100
8558 | T1 | CDM Resource Management Ltd | Hilcorp Energy Co Alabama Ferry | 12 SE On CR 123 | Centerville | TX | 75833 | Leon | CN600125991 | Insufficient Information | Lean-Burn Gas-Fired Compressor Package Unit #04-203 | A positive use determination of 20% for Lean-Burn Gas-Fired Compressor Package Unit #04-203. | 2005-05-25 | 117680 | 100
8559 | T1 | CDM Resource Management Ltd | Hilcorp Energy Co | 1 N On Cr409 | Sweeny | TX | 77480 | Brazoria | CN600125991 | Insufficient Information | Lean-Burn Gas-Fired Compressor Package Unit #02-127 | A positive use determination of 20% for Lean-Burn Gas-Fired Compressor Package Unit #02-127. | 2005-05-25 | 60000 | 100
8560 | T1 | CDM Resource Management Ltd | Hilcorp Energy Co | 10201 CR 359 | Sweeny | TX | 77480 | Brazoria | CN600125991 | RN102064318 | Lean-Burn Gas-Fired Compressor Packages Unit #01-113, Unit #01-114, and Unit #01-115. | A positive use determination of 20% for Lean-Burn Gas-Fired Compressor Packages Unit #01-113, Unit #01-114, and Unit #01-115. | 2005-05-25 | 450000 | 100
8561 | T1 | CDM Resource Management Ltd | Hilcorp Energy Co | 2 W On CR 321 | Sweeny | TX | 77480 | Brazoria | CN600125991 | Insufficient Information | Lean-Burn Gas-Fired Compressor Packages Unit #03-160, Unit #01-118, and Unit #01-119. | A positive use determination of 20% for Lean-Burn Gas-Fired Compressor Packages Unit #03-160, Unit #01-118, and Unit #01-119. | 2005-05-25 | 450000 | 100
8562 | T1 | CDM Resource Management Ltd | Hilcorp Energy Co | 10201 CR 359 | Sweeny | TX | 77480 | Brazoria | CN600125991 | RN102064318 | Lean-Burn Gas-Fired Compressor Packages Unit #03-168, Unit #01-169, Unit #01-170, Unit #01-171, Unit #02-126, Unit #01-075 Unit # 01-076 and Unit #01-077. | A positive use determination of 20% for Lean-Burn Gas-Fired Compressor Packages Unit #03-168, Unit #01-169, Unit #01-170, Unit #01-171, Unit #02-126, Unit #01-075 Unit # 01-076 and Unit #01-077. | 2005-05-25 | 1400000 | 100
8563 | T1 | CDM Resource Management Ltd | Hilcorp Energy Co | 1 E On CR 332 | Sweeny | TX | 77480 | Brazoria | CN600125991 | Insufficient Information | Lean-Burn Gas-Fired Compressor Package Unit #01-121. | A positive use determination of 20% for Lean-Burn Gas-Fired Compressor Package Unit #01-121. | 2005-05-25 | 150000 | 100
8564 | T1 | CDM Resource Management Ltd | Hilcorp Energy Co | 3 W On CR 321 | Sweeny | TX | 77480 | Brazoria | CN600125991 | Insufficient Information | Lean-Burn Gas-Fired Compressor Package Unit #01-120. | A positive use determination of 20% for Lean-Burn Gas-Fired Compressor Package Unit #01-120. | 2005-05-25 | 150000 | 100
8565 | T1 | CDM Resource Management Ltd | Hilcorp Energy Co | 2 N On FM 1459 | Sweeny | TX | 77480 | Brazoria | CN600125991 | Insufficient Information | Lean-Burn Gas-Fired Compressor Package Unit #02-123. | A positive use determination of 20% for Lean-Burn Gas-Fired Compressor Package Unit #02-123. | 2005-05-25 | 60000 | 100
8566 | T1 | Hilcorp Energy Co | Hilcorp Energy Co | 10201 CR 359 | Sweeny | TX | 77480 | Brazoria | CN600125991 | RN102064318 | The following items: flare system; amine recycling equipment; secondary containment for storage tanks, saltwater disposal system; sump system for contaminated rain water and oil; and waste water sand filtration system. | A positive use determination of 100% for the flare system; amine recycling equipment; secondary containment for storage tanks, saltwater disposal system; sump system for contaminated rain water and oil; and waste water sand filtration system. | 2005-05-27 | 1049500 | 100
8567 | T1 | Humco Holding Group Inc | Humco Holding Group Inc | 7400 Alumax Rd | Texarkana | TX | 75501 | Bowie | CN602751034 | RN100714997 | The following items: enclosure for chemical preparation equipment; dust collection system; tank fume exhaust system; printing room exhaust system; exhaust stack for boiler, spill clean-up equipment; paving sweeper; waste baler; concrete paving at truck loading; asphalt paving at parking lot; mobile machinery decontamination equipment; secondary containment for sodium silicate storage, waste product storage, truck unloading, peroxide storage, chemical tank battery, chemical transfer point, chemical storage tanks (NI, NT5, NT8, & NT9), and chemical polytank storage; barrier wall at loading dock; sump, drain, and tank for truck unloading; drip pan installed under chemical filling equipment; floor drains to collect fugitive chemical and process water spills; boiler water condensation tank; reverse osmosis water treating unit; and storm water drainage system. | A positive use determination of 100% for the dust collection system; tank fume exhaust system; printing room exhaust system; exhaust stack for boiler, waste baler; concrete paving at truck loading; asphalt paving at parking lot; secondary containment for sodium silicate storage, waste product storage, truck unloading, peroxide storage, chemical tank battery, chemical transfer point, chemical storage tanks (NI, NT5, NT8, & NT9), and chemical polytank storage; sump, drain, and tank for truck unloading; drip pan installed under chemical filling equipment; boiler water condensation tank; reverse osmosis water treating unit; and storm water drainage system. A negative determination for the enclosures for chemical preparation systems; the paving sweeper; the mobile machinery decontamination equipment; the barrier wall at truck loading dock; the spill clean-up equipment consisting of two floor scrubbers, and the floor drains. None of these items are considered to be pollution control property. The enclosures are process equipment. The paving sweeper, floor scrubbers, floor drains, and the mobile decontamination equipment are plant maintenance equipment. The PEL item listed as a Barrier Wall, is for a wall which ahs been sunk into the soil to provide a physical barrier to keep a soil contaminate from migrating laterally. The wall listed in this application is in place to stop soil erosion from occurring. | 2005-07-12 | 1651971 | 100
8568 | T1 | Hilcorp Energy Co | Hilcorp Energy Co | 14.7 E On CR 122 | Centerville | TX | 75831 | Houston | CN600125991 | Insufficient Information | The following items: glycol recycling equipment; saltwater disposal system; overfill alarm; automatic tank gauging; and sump system for contaminated rain water and oil. | A positive use determination of 100% for the saltwater disposal system; overfill alarm; automatic tank gauging; and sump system for contaminated rain water and oil. A negative determination for the glycol recycling equipment which is considered to be production equipment. | 2005-07-12 | 1498200 | 100
8569 | T1 | Hilcorp Energy Co | Hilcorp Energy Co | 14.7 E On CR 122 | Centerville | TX | 75831 | Leon | CN600125991 | Insufficient Information | The following items: glycol recycling equipment; saltwater disposal system; overfill alarm; automatic tank gauging; and sump system for contaminated rain water and oil. | A positive use determination of 100% for the saltwater disposal system; overfill alarm; automatic tank gauging; and sump system for contaminated rain water and oil. A negative determination for the glycol recycling equipment which is considered to be production equipment. | 2005-07-12 | 1498200 | 100
8570 | T1 | Hilcorp Energy Co | Hilcorp Energy Co | 537 Quintana Rd | Refugio | TX | 78377 | Refugio | CN600125991 | RN100211465 | The following items: vapor recovery units on NGL storage tanks; BTEX recovery on glycol dehydrators; glycol recycling equipment; saltwater disposal system; dirt reclamation equipment; automatic tank gauging; waste water filtration system; and waste water settling pit. | A positive use determination of 100% for The following items: vapor recovery units on NGL storage tanks; BTEX recovery on glycol dehydrators; saltwater disposal system; dirt reclamation equipment; automatic tank gauging; waste water filtration system; and waste water settling pit. A negative determination for the glycol recycling equipment which is considered to be production equipment. | 2005-07-12 | 6290846 | 100
8571 | T1 | CDM Resource Management Ltd | Hilcorp Energy Co | 2023 FM 755 | Encino | TX | 78353 | Brooks | CN600125991 | RN102870110 | Lean-Burn Gas-Fired Compressor Packages Units 00-0067 and 03-183. | A positive use determination of 20% for Lean-Burn Gas-Fired Compressor Packages Units 00-0067 and 03-183. | 2005-05-25 | 232600 | 100
8572 | T1 | CDM Resource Management Ltd | Hilcorp Energy Co | Field Tom Oconnor | Refugio | TX | 78377 | Refugio | CN600125991 | Insufficient Information | Lean-Burn Gas-Fired Compressor Packages Units 02-122, 99-061, 99-062, 97-003, 97-004, 97-005, 97-006, 04-227, 99-065, 99-063, 01-080, 99-060, 99-030, 03-139, 04-220, 01-104, 01-091, 02-128, 97-008, 03-146, 04-243 and 97-009. | A positive use determination of 20% for Lean-Burn Gas-Fired Compressor Packages Units 02-122, 99-061, 99-062, 97-003, 97-004, 97-005, 97-006, 04-227, 99-065, 99-063, 01-080, 99-060, 99-030, 03-139, 04-220, 01-104, 01-091, 02-128, 97-008, 03-146, 04-243 and 97-009. | 2005-05-25 | 4006916 | 100
8573 | T1 | Targa Resources Inc | Targa Texas Field Services LP | Barbee Compressor Station | Sterling City | TX | 75951 | Glasscock | CN601301559 | RN102418779 | The following items: monitoring systems for compressor fuel gas; catalytic converter for Unit 1 compressor engine; air/fuel ratio controller for unit 1 compressor engine; lean-burn gas-fired compressor package unit 2; BTEX recovery unit on glycol dehydrator; glycol recycling equipment; secondary containment for compressor skid, and methanol, glycol, motor oil, glycol dehydrator, antifreeze storage, and condensate storage tanks; secondary containment dike for waste water tanks; waste water storage tanks; and sump system for contaminated rain water and oil. | A positive use determination of 100% for the catalytic converter for Unit 1 compressor engine; air/fuel ratio controller for unit 1 compressor engine; BTEX recovery unit on glycol dehydrator; secondary containment for compressor skid, and methanol, glycol, motor oil, glycol dehydrator, antifreeze storage, and condensate storage tanks; secondary containment dike for waste water tanks; waste water storage tanks; and sump system for contaminated rain water and oil. A positive use determination of 20% for the lean-burn gas-fired compressor package unit 2. A negative determination for the monitoring systems for compressor fuel gas and the glycol recycling equipment which is considered to be part of the production process and not as pollution control property. | 2005-07-12 | 380000 | 100
8574 | T1 | Targa Resources Inc | Targa Texas Field Services LP | Moss Lake Compressor St | Big Spring | TX | 78721 | Howard | CN601301559 | RN102420197 | The following items: monitoring systems for compressor fuel gas; lean-burn gas-fired compressor packages for units 1 & 2; BTEX recovery unit on glycol dehydrator; glycol recycling equipment; secondary containment for compressor skid, and methanol, glycol, motor oil, glycol dehydrator, antifreeze storage, and condensate storage tanks; secondary containment dike for waste water tanks; waste water storage tank; waste oil storage tank; and sump system for contaminated rain water and oil. | A positive use determination of 100% for the catalytic converter for Unit 1 compressor engine; air/fuel ratio controller for unit 1 compressor engine; BTEX recovery unit on glycol dehydrator; secondary containment for compressor skid, and methanol, glycol, motor oil, glycol dehydrator, antifreeze storage, and condensate storage tanks; secondary containment dike for waste water tanks; waste water storage tanks; and sump system for contaminated rain water and oil. A positive use determination of 20% for the lean-burn gas-fired compressor package unit 2. A negative determination for the monitoring systems for compressor fuel gas and the glycol recycling equipment which is considered to be part of the production process and not as pollution control property. | 2005-07-12 | 810000 | 100
8575 | T1 | Targa Resources Inc | Targa Texas Field Services LP | Mertzon Gas Plant | Mertzon | TX | 76941 | Irion | CN601301559 | RN100229467 | The following items: flare system; H2S monitors; catalytic converters and air/fuel ratio controllers for compressor engines Units C-101, -102, -201, -202, -205, -307, -308, & -309; potable water system; secondary containment for compressor skids C-101, -102, -201, -202, -307, 308, and -309; and facility septic system. | A positive use determination of 100% for the flare system; the H2S monitors; the catalytic converters and air/fuel ratio controllers for compressor engines Units C-101, -102, -201, -202, -205, -307, -308, & -309; the potable water system; the secondary containment for compressor skids C-101, -102, -201, -202, -307, 308, and -309; and the facility septic system. | 2005-07-12 | 1996406 | 100
8576 | T1 | Targa Resources Inc | Targa Texas Field Services LP | Booster 8 Comp Station | Mertzon | TX | 76941 | Irion | CN601301559 | RN102610839 | The following items: catalytic converter and air/fuel ratio controller for compressor engine and sump system for contaminated rainwater and oil. | A positive use determination of 100% for the catalytic converter and air/fuel ratio controller for the compressor engine and the sump system for contaminated rainwater and oil. | 2005-05-25 | 17000 | 100
8577 | T1 | Targa Resources Inc | Targa Texas Field Services LP | 7-D Compressor Station | Garden City | TX | 79739 | Irion | Insufficient Information | Insufficient Information | The following items: monitoring system for compressor fuel gas, catalytic converter for compressor engine unit 1; air/fuel ratio controller for compressor engine unit 2; and sump system for contaminated rainwater and oil. | A positive use determination of 100% for the catalytic converter for compressor engine unit 1; air/fuel ratio controller for compressor engine unit 2; and sump system for contaminated rainwater and oil. A negative determination for the monitoring system for compressor fuel gas which is considered to be part of the production process. | 2005-07-12 | 134000 | 100
8578 | T1 | Targa Resources Inc | Targa Texas Field Services LP | Hillside Comp Station | Sterling City | TX | 76951 | Irion | Insufficient Information | Insufficient Information | The following items: monitoring system for compressor fuel gas, catalytic converter for compressor engine unit 1; air/fuel ratio controller for compressor engine unit 1; and sump system for contaminated rainwater and oil. | A positive use determination of 100% for the catalytic converter for compressor engine unit 1; air/fuel ratio controller for compressor engine unit 1; and sump system for contaminated rainwater and oil. A negative determination for the monitoring system for compressor fuel gas which is considered to be part of the production process. | 2005-07-12 | 117000 | 100
8579 | T1 | Targa Resources Inc | Targa Texas Field Services LP | Richey Comp Station | Arden | TX | 76901 | Irion | CN601301559 | RN101942621 | The following items: monitoring system for compressor fuel gas, catalytic converter for compressor engine unit 1; air/fuel ratio controller for compressor engine unit 1; BTEX recovery unit for glycol dehydrator; secondary containment for methanol tank; and sump system for contaminated rainwater and oil. | A positive use determination of 100% for the catalytic converter for compressor engine unit 1; air/fuel ratio controller for compressor engine unit 1; BTEX recovery unit for glycol dehydrator; secondary containment for methanol tank; and sump system for contaminated rainwater and oil. A negative determination for the monitoring system for compressor fuel gas which is considered to be part of the production process. | 2005-07-12 | 127000 | 100
8580 | T1 | Targa Resources Inc | Targa Texas Field Services LP | North Union Comp Station | Mertzon | TX | 76941 | Irion | CN601301559 | RN102419660 | The following items: monitoring system for compressor fuel gas, lean-burn gas-fired compressor package Unit #2; BTEX recovery unit for glycol dehydrator; and sump system for contaminated rainwater and oil. | A positive use determination of 100% for the BTEX recovery unit for glycol dehydrator; and sump system for contaminated rainwater and oil. A positive use determination of 20% for the lean-burn gas-fired compressor package Unit #2. A negative determination for the monitoring system for compressor fuel gas which is considered to be part of the production process. | 2005-07-12 | 265000 | 100
8581 | T1 | Targa Resources Inc | Targa Texas Field Services LP | Farmar Comp Station | Mertzon | TX | 76941 | Irion | CN601301559 | RN100228121 | The following items: secondary containment for methanol, motor oil, and antifreeze storage tanks; and sump system for contaminated rainwater and oil. | A positive use determination of 100% for the fiberglass secondary containment pans for the methanol, motor oil, and antifreeze storage tanks; and the sump system for contaminated rainwater and leaked oil. | 2005-05-25 | 25000 | 100
8582 | T1 | Targa Resources Inc | Targa Texas Field Services LP | Txo Comp Station | Mertzon | TX | 76941 | Irion | CN602620288 | RN102845039 | The following items: lean-burn gas-fired compressor package Unit #1; secondary containment for compressor skid; secondary containment for methanol, glycol, motor oil, glycol dehydrator, and antifreeze storage tanks; and sump system for contaminated rainwater and oil. | A positive use determination of 100% for the secondary containment for compressor skid, the fiberglass secondary containment pans for the methanol, glycol, motor oil, glycol dehydrator, and antifreeze storage tanks; and the sump system for contaminated rainwater and leaked oil. A positive use determination of 20% for the lean-burn gas-fired compressor package Unit #1. | 2005-07-12 | 160000 | 100
8583 | T1 | Targa Resources Inc | Targa Texas Field Services LP | Cedar Hill Comp Station | Mertzon | TX | 76941 | Irion | CN601301559 | RN102415494 | The following items: secondary containment for methanol, motor oil, glycol dehydrator, and antifreeze storage tanks; and sump system for contaminated rainwater and oil. | A positive use determination of 100% for the fiberglass secondary containment pans for the methanol, motor oil, glycol dehydrator and antifreeze storage tanks; and the sump system for contaminated rainwater and leaked oil. | 2005-05-25 | 25000 | 100
8584 | T1 | Targa Resources Inc | Targa Texas Field Services LP | Brooks Comp Station | Mertzon | TX | 76941 | Irion | CN601301559 | RN101937431 | The following items: monitoring system for compressor fuel gas, catalytic converter for compressor engine unit 2; air/fuel ratio controller for compressor engine unit 2; lean-burn gas-fired compressor package unit 1; BTEX recovery unit for glycol dehydrator; and sump system for contaminated rainwater and oil. | A positive use determination of 100% catalytic converter for compressor engine unit 2; air/fuel ratio controller for compressor engine unit 2; BTEX recovery unit for glycol dehydrator; and sump system for contaminated rainwater and oil. A positive use determination of 20% for the lean-burn gas-fired compressor package unit 1. A negative determination for the monitoring system for compressor fuel gas which is considered to be part of the production process. | 2005-07-12 | 177000 | 100
8585 | T1 | Targa Resources Inc | Targa Texas Field Services LP | Crawford Comp Station | Mertzon | TX | 76941 | Irion | CN601301559 | RN102897147 | The following items: secondary containment for methanol, motor oil, and antifreeze storage tanks; and sump system for contaminated rainwater and oil. | A positive use determination of 100% for the fiberglass secondary containment pans for the methanol, motor oil, and antifreeze storage tanks; and the sump system for contaminated rainwater and leaked oil. | 2005-05-25 | 25000 | 100
8586 | T1 | Targa Resources Inc | Targa Texas Field Services LP | University Comp Station | Mertzon | TX | 76941 | Irion | CN601301559 | RN102615820 | The following items: lean-burn gas-fired compressor package unit 2; BTEX recovery unit for glycol dehydrator; and sump system for contaminated rainwater and oil. | A positive use determination of 20% for the lean-burn gas-fired compressor package unit 2. A positive use determination of 100% for the BTEX recovery unit for the glycol dehydrator and the sump system for contaminated rainwater and oil. | 2005-05-25 | 165000 | 100
8587 | T1 | Targa Resources Inc | Targa Texas Field Services LP | K1 Comp Station | Mertzon | TX | 76941 | Irion | Insufficient Information | Insufficient Information | The following items: catalytic converter and air/fuel ratio controller for compressor engine unit 1; secondary containment for methanol, motor oil, and antifreeze storage tanks; and sump system for contaminated rainwater and oil. | A positive use determination of 100% for the catalytic converter and air/fuel ratio controller for compressor engine unit 1; the fiberglass secondary containment pan for the methanol, motor oil, and antifreeze storage tanks; and the sump system for contaminated rainwater and oil. | 2005-05-25 | 37000 | 100
8588 | T1 | Targa Resources Inc | Targa Texas Field Services LP | Mustang Comp Station | Mertzon | TX | 76941 | Reagan | CN601301559 | RN102421914 | The following items: catalytic converter and air/fuel ratio controller for compressor engine unit 1; secondary containment for compressor skid; secondary containment for methanol, motor oil, and antifreeze storage tanks; and sump system for contaminated rainwater and oil. | A positive use determination of 100% for the catalytic converter and air/fuel ratio controller for compressor engine unit 1; secondary containment for compressor skid; secondary containment for methanol, motor oil, and antifreeze storage tanks; and sump system for contaminated rainwater and oil. | 2005-07-12 | 42000 | 100
8589 | T1 | Targa Resources Inc | Targa Texas Field Services LP | Central Verlex Comp Sta. | Mertzon | TX | 76941 | Schleicher | CN601301559 | RN101947315 | The following items: lean-burn gas-fired compressor package unit 1; BTEX recovery unit for glycol dehydrator; secondary containment for compressor skid; secondary containment for methanol, motor oil, and antifreeze storage tanks; and sump system for contaminated rainwater and oil. | A positive use determination of 20% for the lean-burn gas-fired compressor package unit 1. A positive use determination of 100% for the BTEX recovery unit for glycol dehydrator; secondary containment for compressor skid; secondary containment for methanol, motor oil, and antifreeze storage tanks; and sump system for contaminated rainwater and oil. | 2005-07-12 | 185000 | 100
8590 | T1 | Targa Resources Inc | Sterling Gas Plant | 14206 Hwy 87 N | Sterling City | TX | 76951 | Sterling | CN602620288 | RN102605409 | The following items: catalytic converters and air/fuel ratio controllers for compressor engines; and lean-burn gas-fired compressor engines. | A positive use determination of 100% for the catalytic converters and air/fuel ratio controllers installed on compressor engines; and lean-burn gas-fired engines for compressors C-406 & C-407. | 2005-06-21 | 172000 | 100
8591 | T1 | Targa Resources Inc | Conger Gas Plant | 1997 Hwy 163 N | Sterling City | TX | 76951 | Sterling | CN600723480 | RN102601747 | The following items: catalytic converters and air/fuel ratio controllers for compressor engines; lean-burn gas-fired compressor packages; exhaust stacks for compressor and generator engine; vapor recovery on condensate stabilizer vessel; amine recycling equipment, secondary containment for compressor skids, cryogenic gas processing skid, amine treating equipment, and salt bath heater; waste oil storage tank; waste water storage tanks; and storm water drainage system. | A positive use determination of 20% for the lean-burn gas-fired compressor packages for Unit#CM-E-101, -102 & -103. A positive use determination of 100% for the catalytic converters and air/fuel ratio controllers for compressor engines; exhaust stacks for compressor and generator engine; vapor recovery on condensate stabilizer vessel; the regenerator skid used for amine recycling; secondary containment for compressor skids, cryogenic gas processing skid, amine treating equipment, and salt bath heater; waste oil storage tank; waste water storage tanks; and storm water drainage system. | 2005-07-12 | 2049000 | 100
8592 | T1 | Targa Resources Inc | North Conger Gas Plant | 9 W On Hwy 158 | Sterling City | TX | 76951 | Sterling | CN601301559 | RN102597770 | The following items: BTEX recovery system for glycol dehydrator; secondary containment for methanol, glycol; motor oil; glycol dehydrator, intel scrubber vessels, waste oil, condensate and antifreeze storage tanks; secondary containment dike for waste water tanks; waste oil storage tank, waste water storage tank; and sump system for contaminated rainwater and oil. | A positive use determination of 100% for the following items: BTEX recovery system for glycol dehydrator; secondary containment for methanol, glycol; motor oil; glycol dehydrator, intel scrubber vessels, waste oil, condensate and antifreeze storage tanks; secondary containment dike for waste water tanks; waste oil storage tank, waste water storage tank; and sump system for contaminated rainwater and oil. | 2005-05-27 | 165000 | 100
8593 | T1 | Targa Resources Inc | South Conger Gas Plant | 11.9 S On Pr 105 | Sterling City | TX | 76951 | Sterling | CN601301559 | RN102596541 | The following items: glycol recycling equipment; lean-burn gas-fired compressor package unit 1; secondary containment for compressor skid, methanol, glycol; motor oil; glycol dehydrator, steam tank, condensate and antifreeze storage tanks; secondary containment dikes for waste water and waste oil storage tanks; waste oil storage tank, waste water storage tank; and sump system for contaminated rainwater and oil. | A positive use determination of 100% for the secondary containment for compressor skid, methanol, glycol; motor oil; glycol dehydrator, steam tank, condensate and antifreeze storage tanks; secondary containment dikes for waste water and waste oil storage tanks; waste oil storage tank, waste water storage tank; and sump system for contaminated rainwater and oil. A positive use determination of 20% for the lean-burn gas-fired compressor package unit 1. A negative determination for the glycol recycling equipment which is considered to be production equipment. | 2005-07-12 | 345000 | 100
8594 | T1 | Targa Resources Inc | Middle Conger Gas Plant | 9 S On Shake Rd | Sterling City | TX | 76951 | Sterling | CN601301559 | RN102881059 | The following items: glycol recycling equipment; lean-burn gas-fired compressor packages for unit 1 & 2; BTEX recovery unit on glycol dehydrator; secondary containment for compressor skid, methanol, glycol; motor oil; glycol dehydrator, steam tank, condensate and antifreeze storage tanks; secondary containment dikes for waste water and waste oil storage tanks; waste oil storage tank, waste water storage tank; and sump system for contaminated rainwater and oil. | A positive use determination of 20% for the lean-burn gas-fired compressor packages for unit 1 & 2. A positive use determination of 100% for the BTEX recovery unit on glycol dehydrator; secondary containment for compressor skid, methanol, glycol; motor oil; glycol dehydrator, steam tank, condensate and antifreeze storage tanks; secondary containment dikes for waste water and waste oil storage tanks; waste oil storage tank, waste water storage tank; and sump system for contaminated rainwater and oil. A negative determination for the glycol recycling equipment which is considered to be production equipment. | 2005-07-12 | 395000 | 100
8595 | T1 | Targa Resources Inc | Jameson Comp Station | 10.5 S On Munn Lane | Sterling City | TX | 76951 | Sterling | CN601301559 | RN102420551 | The following items: secondary containment for methanol, glycol; motor oil; glycol dehydrator, steam tank, condensate and antifreeze storage tanks; secondary containment dikes for waste water storage tank; waste water storage tank; and sump system for contaminated rainwater and oil. | A positive use determination of 100% for the following items: secondary containment for methanol, glycol; motor oil; glycol dehydrator, steam tank, condensate and antifreeze storage tanks; secondary containment dikes for waste water storage tank; waste water storage tank; and sump system for contaminated rainwater and oil. | 2005-05-27 | 140000 | 100
8596 | T1 | Targa Resources Inc | Caldwell Comp Station | 17.8 NW On Hwy 87 | Sterling City | TX | 76951 | Sterling | CN601301559 | RN102412384 | The following items: monitoring system for compressor fuel gas; lean-burn gas-fired compressor packages units 1 & 2; BTEX recovery unit on glycol dehydrator; glycol recycling equipment; secondary containment for compressor skids, methanol, glycol; motor oil; glycol dehydrator, condensate and antifreeze storage tanks; secondary containment dikes for waste water and waste oil storage tanks; waste oil storage tank; waste water storage tank; and sump system for contaminated rainwater and oil. | A positive use determination of 100% for the BTEX recovery unit on glycol dehydrator; glycol recycling equipment; secondary containment for compressor skids, methanol, glycol; motor oil; glycol dehydrator, condensate and antifreeze storage tanks; secondary containment dikes for waste water and waste oil storage tanks; waste oil storage tank; waste water storage tank; and sump system for contaminated rainwater and oil. A positive use determination of 20% for the lean-burn gas-fired compressor packages units 1 & 2. A negative determination for the monitoring system for compressor fuel gas which is considered to be part of the production process. | 2005-07-12 | 610000 | 100
8597 | T1 | Targa Resources Inc | Targa Resources Inc | 21.8 S On Hwy 163 | Sterling City | TX | 76951 | Sterling | Insufficient Information | Insufficient Information | The following items: monitoring system for compressor fuel gas; lean-burn gas-fired compressor packages units 1, 2, & 3; and sump system for contaminated rainwater and oil. | A positive use determination of 100% for the sump system for contaminated rainwater and oil. A positive use determination of 20% for the lean-burn gas-fired compressor packages units 1,2 & 3. A negative determination for the monitoring system for compressor fuel gas which is considered to be part of the production process. | 2005-07-12 | 265000 | 100
8598 | T1 | Targa Resources Inc | Carlsbad Comp Station | 19.4 NE On Turner Rd | Arden | TX | 76901 | Tom Green | CN601301559 | RN102607611 | The following items: lean-burn gas-fired compressor packages units 1, & 2; BTEX recovery unit on glycol dehydrator; glycol recycling equipment; secondary containment for compressor skid, methanol, glycol, motor oil, glycol dehydrator, condensate, and antifreeze storage tanks; secondary containment dike for waste water tank; waste water storage tank; and sump system for contaminated rainwater and oil. | A positive use determination of 100% for the lean-burn gas-fired compressor packages units 1, & 2; BTEX recovery unit on glycol dehydrator; secondary containment for compressor skid, methanol, glycol, motor oil, glycol dehydrator, condensate, and antifreeze storage tanks; secondary containment dike for waste water tank; waste water storage tank; and sump system for contaminated rainwater and oil. A negative determination for the glycol recycling equipment which is considered to be production equipment. | 2005-07-12 | 460000 | 100
8599 | T1 | Targa Resources Inc | West Ip Comp Station | 39.8 SE On Hwy 2600 | Garden City | TX | 79739 | Tom Green | CN601301559 | RN102415684 | Lean-burn gas-fired compressor package unit 1. | A positive use determination of 20% for the lean-burn compressor engine. | 2005-05-27 | 50000 | 100
8600 | T1 | West Texas Gas Inc | Allison Comp Station | 4 NE On Hwy 277 | Sonora | TX | 76950 | Sutton | CN601077399 | RN102170172 | The following items: catalytic converters and air/fuel ratio controllers for compressor engines; BTEX recovery unit on glycol dehydrator; fiberglass secondary containment for methanol, motor oil, glycol dehydrator, and antifreeze storage tanks; and sump system for contaminated rainwater and oil. | A positive use determination for the catalytic converters, air/fuel ratio controllers, BTEX recovery unit, fiberglass containment, and sump system. | 2005-05-18 | 42000 | 100
8601 | T1 | West Texas Gas Inc | Staley Comp Station | 23 SE On FM 2596 | Eldorado | TX | 76936 | Sutton | CN601282502 | RN102419645 | Sump system for contaminated rainwater and oil from compressor skids. | A positive use determination for 100% of the sump system. | 2005-05-18 | 5000 | 100
8602 | T1 | West Texas Gas Inc | Kent Comp Station | 11 S On Hwy 1223 | San Angelo | TX | 76901 | Tom Green | CN601282502 | RN102936614 | Fiberglass secondary containment for motor oil and antifreeze storage tanks; and a sump system for contaminated rainwater and oil. | A positive use determination for 100% of the fiberglass secondary containment and sump system. | 2005-05-18 | 15000 | 100
8603 | T1 | West Texas Gas Inc | Susan Peak Comp Station | 12 S On Hwy 1223 | San Angelo | TX | 76901 | Tom Green | CN601282502 | RN101932242 | Fiberglass secondary containment for motor oil and antifreeze storage tanks and a sump system for contaminated rainwater and oil. | A positive use determination for 100% of the fiberglass secondary containment and sump system. | 2005-05-18 | 15000 | 100
8604 | T1 | West Texas Gas Inc | Benedum Gas Plant | 15 NE On FM 1555 | Midiff | TX | 79755 | Upton | CN601509946 | RN102473246 | 1. Seven lean-burn gas-fired compressor packages. 2. Catalytic converters and air/fuel ratio controllers for compressor engines. 3. Vapor recovery units on NGL storage tanks and condensate tanks. 4. Amine recycling system. 5. Secondary containment of glycol dehydration unit, hot oil pipes, compressor skid, cooling tower chemical storage tanks, acid storage tank, and condensate tanks. 6. Two waste oil storage tanks. 7. Secondary containment dike for waste oil storage tank and waste water tanks. 8. Waste water storage tanks. 9. Groundwater monitoring wells, tanks, sumps, and containment. 10. Waste water filtration and separation unit. 11. Double walled acid tank. 12. Double walled condensate tank. | A positive use determination for 100% of property items 1-10 listed above. A positive use determination for 50% of property items 11-12 listed above. | 2005-05-18 | 1866500 | 100
8605 | T1 | West Texas Gas Inc | Cedar Hill Gas Plant | 2.5 S On FM 669 | Post | TX | 79356 | Garza | CN601355944 | RN102512563 | Catalytic converters installed on compressor engines. | A positive use determination for 100% of the catalytic converters. | 2005-05-18 | 25000 | 100
8606 | T1 | PPG Industries Inc | PPG La Porte Fine Chemicals | 1901 West H St | La Porte | TX | 77571 | Harris | CN600124614 | RN102540754 | Concrete curbing for INA-NHA Unloading and a concrete curbed pad for the Drum Staging Area at Customer Service. | A positive use determination for 100% of the concrete curbing for INA-NHA unloading and concrete curbed pad for drum staging area. | 2005-06-08 | 33700 | 100
8607 | T1 | PPG Industries Inc | PPG La Porte Fine Chemicals | 1901 West H St | La Porte | TX | 77571 | Harris | CN600124614 | RN102540754 | 1. Reconfigure CMIC Scrubber. 2. Solvent Recovery for Venlafaxine Production at LPE. 3. 400 Dryer Packaging System Dust Collection Filter. 4. Lease Trailers for Solvent Recovery. 5. Upgrade Perimeter Monitoring. 6. Fault Tolerant Controller for Oxidizer II. 7. Fugitive Emission Monitoring Equipment. | A positive use determination for 100% of the property items listed above. | 2005-06-08 | 1028800 | 100
8608 | T1 | Ocean Spray Cranberries Inc | Ocean Spray Cranberries Inc | 419 Industrial Dr E | Sulphur Springs | TX | 75482 | Hopkins | CN600356802 | RN100646751 | Digital controls for waste water collection and conveyance. | A positive use determination for 100% of the digital controls for wastewater collection. | 2005-05-18 | 22558 | 100
8609 | T1 | Martin Sprocket & Gear | Martin Sprocket & Gear Abilene | 4300 FM 18 | Abilene | TX | 79602 | Taylor | CN600256333 | RN102586211 | Dust collector. | A positive use determination for 100% of a dust collector. | 2005-05-18 | 34351 | 100
8610 | T1 | Martin Sprocket & Gear | Martin Sprocket & Gear Clarksville | 300 Industrial | Clarksville | TX | 75426 | Red River | CN600256333 | RN102500725 | Dust collector. | A positive use determination for 100% of a dust collector. | 2005-05-18 | 17033 | 100
8611 | T1 | Unimin Texas Company LP | Unimin Cleburne Plant | 1788 CR 308 | Cleburne | TX | 76033 | Somervell | CN600816664 | RN101548956 | See attached table. | A positive use determination for 100% of the property listed on the attached table. | 2005-06-15 | 897620 | 100
8612 | T1 | Odessa-Ector Power Partners | Odessa-Ector Power Partners | 2200 E I-20 Service Rd S | Odessa | TX | 79766 | Ector | CN602798365 | RN100223882 | Louvers on the east side of the plant's cooling tower. | A positive use determination for 100% of the louvers. | 2005-05-18 | 40338 | 100
8613 | T1 | Poco Graphite Inc | Poco Graphite Plant | 1000 Miles Rd | Decatur | TX | 76234 | Wise | CN601096266 | RN100807783 | Project to upgrade two concrete containment systems for a 950 gallon waste oil storage tank and a 550 gallon diesel fuel tank in generator shed #1.. | A positive use determination for 100% of the two concrete containment systems described above. | 2005-05-18 | 8908 | 100
8614 | T1 | Samsung Austin Semiconductor LLC | Samsung Austin | 12100 Samsung Blvd | Austin | TX | 78754 | Travis | CN602914442 | RN100518026 | 1. Dry gas scrubber. 2. Scrubber with dust collector. 3. 2 CVD wet scrubbers. 4. Zeta scrubber. 5. 2 chillers. 6. 2 resin scrubbers. 7. CM4 monitor, Zellweger. 8. Thermo Electron NESLAB Chiller, System III. 9. PICO Helium Leak Detector, MSVA-25146. 10. UFUF for UPW polish loop. 11. Gas detection redundancy project. 12. 1874-1000 CM4 Monitor, Zellweger. | All of the property items listed above, with the exception of the chillers (items #5 and #8) are given a positive use determination for 100% of the property. The 3 chillers are given a negative use determination. | 2005-07-20 | 1450810 | 100
8615 | T1 | Hempel Coatings (USA) Inc | Hempel Coatings (USA) Inc | 600 Conroe Park N | Conroe | TX | 77303 | Montgomery | CN600125553 | Insufficient Information | 1. Closed hoods for paint vats and tanks. 2. Tank level monitor. 3. Closed pipe system for hood venting. 4. Dust extraction system. 5. Chillers. 6. Solvent recovery system and piping. 7.Flow meters. | A positive use determination for 100% of the closed hoods for paint vats and tanks, tank level monitor, closed pipe system for hood venting, dust extraction system, and flow meters. A negative use determination for the chillers, solvent recovery equipment and piping because this equipment does not qualify under Tier I. | 2005-07-06 | 6724787 | 100
8616 | T1 | Chatsworth Products Inc | Chatsworth Products Inc | 3004 S Austin Ave | Georgetown | TX | 78626 | Williamson | CN603238098 | RN102731346 | Self contained powder coating system excluding drying ovens. | A positive use determination for 100% of the powder coating system exclusive of drying ovens. | 2005-05-18 | 651906 | 100
8617 | T1 | LSI-SG1 Integrated Graphic Systems | LSI-SGi Integrated Graphic Systems | 14902 Sommermeyer | Houston | TX | 77041 | Harris | CN602616542 | RN100886886 | Self contained powder coating system excluding drying ovens. | A positive use determination for 100% of the powder coating system exclusive of drying ovens. | 2005-05-18 | 374359 | 100
8618 | T2 | American Acryl LP | American Acryl LP | 12100 Port Rd | Pasadena | TX | 77507 | Harris | CN600731756 | No Regulated Entity at this Location | The subject property consists of stainless steel tanks, piping, valves and process vessels. The request is for 37.32% of the total cost. | A negative determination for the stainless steel equipment. | 2005-08-24 | 5859123 | 100
8619 | T2 | American Acryl LP | American Acryl LP | 12100 Port Rd | Pasadena | TX | 77507 | Galveston | CN600731756 | No Regulated Entity at this Location | The subject property consists of stainless steel tanks, piping, valves and process vessels. The request is for 37.32% of the total cost. | A negative determination for the stainless steel equipment. | 2005-08-24 | 5859123 | 100
8620 | T1 | Texas Polymer Services Inc | Texas Polymer Services | 6522 Ih 10 W | Orange | TX | 77632 | Orange | CN601362601 | RN101824506 | The following items: Torit Downflow Oval 1 Dust Collector, Process Lab Dust Collector, and Waste Water Treatment system. | A positive use determination of 100% for the Torit Downflow Oval 1 Dust Collector, the Process Lab Dust Collector, and the Waste Water Treatment system. | 2005-05-25 | 113842 | 100
8621 | T1 | Duratherm Inc | Duratherm | 2710 Avenue S | San Leon | TX | 77539 | Galveston | CN603349820 | RN100890235 | The following items: Lab Equipment GCMS Analyzer, Nuclear Level Gauge, Air Actuator, and 12 Roll-Off Boxes. | A positive use determination of 100% for the Lab Equipment GCMS Analyzer, the Nuclear Level Gauge, the Air Actuator, and the 12 Roll-Off Boxes. | 2005-05-27 | 202273 | 100
8622 | T1 | Maytag Corporation | Hoover Company | 7850 Hoover Dr | El Paso | TX | 79912 | El Paso | Insufficient Information | Insufficient Information | Between 1994 and 2004 the company has installed a total of 86 granulators that grind up waste plastic material for re-use in the manufacturing of plastic components for its products. This diverts the waste plastic from the landfill. | A positive use determination of 100% for the 86 granulators. | 2005-05-18 | 1098980 | 100
8623 | T1 | Maytag Corporation | Hoover Company | 7850 Hoover Dr | El Paso | TX | 79912 | El Paso | Insufficient Information | Insufficient Information | In 1997 and 2002 the company purchased and installed closed-loop water systems that clean, recycle and re-use the water that is used to cool the company's equipment. This reduces the amount of waste water which is discharged from the facility and the amount of fresh water needed for make-up. | A positive use determination of 100% for the Closed Loop Cooling Water System (excluding the cooling tower). | 2005-05-25 | 380000 | 100
8624 | T1 | Primex Plastics Corporation | Primex Plastics Corporation | 2901 East Hwy 31 | Corsicana | TX | 75110 | Navarro | CN601726318 | RN103204988 | Installed granulator/grinder systems which are used to prepare scrap plastic for recycling. | A positive use determination of 100% for the granulator/grinder systems. | 2005-05-27 | 345700 | 100
8625 | T1 | Permian Mud Service Inc | Champion Technologies Inc | 115 Proctor | Odessa | TX | 79762 | Ector | CN600361869 | RN103031084 | The following items: scrubber for chemical reactors; concrete paving for truck loading; concrete paving for chemical tote & drum storage and for mobile equipment operation; secondary containment for chemical storage tanks; automatic tank gauging; waste water piping; storm water collection tank; waste water tanks; and boiler water condensation tank. | A positive use determination of 100% for the scrubber for chemical reactors; concrete paving for truck loading; concrete paving for chemical tote & drum storage and for mobile equipment operation; secondary containment for chemical storage tanks; automatic tank gauging; waste water piping; storm water collection tank; waste water tanks; and boiler water condensation tank. | 2005-07-12 | 698210 | 100
8626 | T1 | Permian Mud Service Inc | Champion Technologies Inc | 3130 FM 521 | Fresno | TX | 77545 | Fort Bend | CN600361869 | RN101618882 | The following items: thermal oxidizer for pilot plant; flare system; H2S lab gas scrubber; scrubber for MCAA tank; scrubber for chemical reactors; welded pipe joints on chemical reactors & chemical storage tanks; vapor recovery units on chemical reactors and chemical storage tanks; secondary containment for chemical reactors and chemical storage tanks; tight fill fittings for chemical storage tanks; H2S gas monitor; carbon filtration systems for reactors and H2S lab; exhaust hoods for H2S lab; waste paper product shredder; potable water system; asphalt paving at parking lot; concrete paving of plant roads; concrete paving for chemical tote and drum storage and for mobile equipment operation; mobile machinery decontamination equipment; groundwater monitoring wells, tanks, sumps, and containment; waste chemical storage tanks; automatic tank gauging; waste water treatment equipment - clarifier, activated sludge system, reverse osmosis unit, and lab equipment; irrigation system for sanitary waste water; condensation tank for boiler water; and storm water drainage system. | A positive use determination of 100% for the thermal oxidizer for pilot plant; flare system; H2S lab gas scrubber; scrubber for MCAA tank; scrubber for chemical reactors; welded pipe joints on chemical reactors & chemical storage tanks; vapor recovery units on chemical reactors and chemical storage tanks; secondary containment for chemical reactors and chemical storage tanks; tight fill fittings for chemical storage tanks; H2S gas monitor; carbon filtration systems for reactors and H2S lab; exhaust hoods for H2S lab; waste paper product shredder; potable water system; asphalt paving at parking lot; concrete paving of plant roads; concrete paving for chemical tote and drum storage and for mobile equipment operation; groundwater monitoring wells, tanks, sumps, and containment; waste chemical storage tanks; automatic tank gauging; waste water treatment equipment - clarifier, activated sludge system, reverse osmosis unit, and lab equipment; irrigation system for sanitary waste water; condensation tank for boiler water; and storm water drainage system. A negative determination for the mobile machinery decontamination equipment. This equipment is not considered to be pollution control property. | 2005-07-12 | 5532813 | 100
8627 | T1 | Permian Mud Service Inc | Corsicana Technologies Inc | 2733 E Hwy 31 | Corsicana | TX | 75110 | Navarro | CN600361869 | RN100756287 | The following items: enclosures for fugitive emissions from railcar unloading; ammonia gas monitor, mobile ammonia gas monitor; replaced equipment seals; replaced compressor engine cylinder seals; welded pipe joints for chemical reactor & bulk chemical storage tanks; reactor vent to exhaust scrubber; lab vent hoods routed to filter; asphalt plant roads and paving; chemical recycling equipment; mobile machinery decontamination equipment; secondary containment for chemical reactor & bulk chemical storage tanks; waste disposal system; waste oil storage tank; ammonia tank vent and emission controls; automatic tank gauging; waste water centrifuge; storm water drainage system; process waste water collection tank and pumps; backflow preventers; waste water treatment facility; and waste water lab equipment. | A positive use determination of 100% for the enclosures for fugitive emissions from railcar unloading; the ammonia gas monitor, the mobile ammonia gas monitor; the replaced equipment seals; the replaced compressor engine cylinder seals; the welded pipe joints for chemical reactor & bulk chemical storage tanks; the reactor vent to the exhaust scrubber; the lab vent hoods routed to filter; the asphalt plant roads and paving; the chemical recycling equipment; the secondary containment for chemical reactor & bulk chemical storage tanks; the waste disposal system; the waste oil storage tank; the ammonia tank vent and emission controls; the automatic tank gauging; the waste water centrifuge; the storm water drainage system; the process waste water collection tank and pumps; the backflow preventers; the waste water treatment facility; and the waste water lab equipment. | 2005-06-21 | 1361754 | 100
8628 | T1 | Martin Midstream Partners LP | Martin Resources Arcade Plant | 7589 W Murphy St | Odessa | TX | 79760 | Ector | CN601535925 | RN103045209 | The following items: enclosure for dry Sulphur processing emissions; dust suppression system; dust collection system; exhaust stack for boiler; waste storage containers; concrete paving for plant operations; fuel tank dike; chemical tank dike; automatic tank gauging; waste water collection system; waste water tank; condensate tank for boiler water; waste water treatment facility; and storm water drainage system. | A positive use determination of 100% for the dust suppression system; dust collection system; exhaust stack for boiler; waste storage containers; concrete paving for plant operations; fuel tank dike; chemical tank dike; automatic tank gauging; waste water collection system; waste water tank; condensate tank for boiler water; waste water treatment facility; and storm water drainage system. A negative determination of 100% for the enclosure for dry Sulphur processing emissions. This item is not considered to be pollution control property. | 2005-07-12 | 400850 | 100
8629 | T1 | Martin Midstream Partners LP | Martin Resources Plainview | 1920 Sh 194 W | Plainview | TX | 79072 | Hale | CN601535925 | RN102548864 | The following items: potable water system; concrete paving for plant operations; fertilizer containment; waste water centrifuge; facility septic system; and storm water drainage system. | A positive use determination of 100% for the potable water system; concrete paving for plant operations; fertilizer containment; waste water centrifuge; facility septic system; and storm water drainage system. | 2005-07-12 | 256292 | 100
8630 | T1 | Martin Midstream Partners LP | Martin Transport Inc | 1301 FM 1845 | Longview | TX | 75603 | Gregg | CN601535925 | Insufficient Information | The following items: concrete paving; refrigerant recycling system; waste water treatment facility; and recycled water truck cleaning system. | A positive use determination of 100% for the concrete paving; refrigerant recycling system; waste water treatment facility; and recycled water truck cleaning system. | 2005-07-12 | 128971 | 100
8631 | T2 | Dixie Chemical Company Inc | Dixie Chemical Pasadena | 10701 Bay Area Blvd | Pasadena | TX | 77507 | Harris | CN600129670 | RN100218486 | D-331 Bottoms cooler project. Double block bleed valves. T-356 wastewater tank upgrade. Wastewater terminal PH adjuster. | A positive use determination for 100% of the double block bleed valves, wastewater tank upgrade, and the wastewater pH adjuster. A negative use determination is given for the bottoms cooler. | 2005-06-08 | 632502 | 100
8632 | T1 | Sealed Air/Cryovac Inc. | Cryovac Inc. | 1301 W. Magnolia | Iowa Park | TX | 76367 | Wichita | CN600131023 | RN100212232 | Catalytic oxidizer for flexographic printing operation. | A positive use determination for 100% of the catalytic oxidizer. | 2005-06-08 | 278102 | 100
8633 | T1 | International Aluminum Corp | International Aluminum Corp | 202 Singleton Dr | Waxahachie | TX | 75165 | Ellis | CN602387995 | RN102799947 | Anodizing wastewater tank and pump. Wastewater sludge dryer. | A positive use determination for 100% of the anodizing wastewater tank and pump and the wastewater sludge dryer. | 2005-05-18 | 64901 | 100
8634 | T1 | Simeus Foods International | Simeus Foods | 812 5Th Avenue | Mansfield | TX | 76063 | Tarrant | Insufficient Information | Insufficient Information | Grasso auto purger for refrigeration systems. Dust collection and air quality sensors. Wastewater treatment system. Sewer and grease trap. | A positive use determination for 100% of the Grasso auto purger, dust collection and air quality sensors, wastewater treatment plant, and sewer and grease trap. | 2005-05-18 | 353163 | 100
8635 | T1 | CFF Recycling | CFF Houston Facility | 7501 Wallisville | Houston | TX | 77020 | Harris | Insufficient Information | Insufficient Information | 1. Two Radiation detectors with frames. 2. Water treatment plant projects. 3. 10,000 gal. interstitial tank. | A positive use determination for 100% of the radiation detectors with frames, water treatment plant projects, and 10,000 gallon interstitial tank. | 2005-05-18 | 88405 | 100
8636 | T1 | Ethyl Corporation | Ethyl Corp - Houston Plant | 1000 N South Ave | Pasadena | TX | 77503 | Harris | CN600127740 | RN101613230 | 1. MOC-811 sump pump for MH36. 2. MOC-803 seal loop drain upgrade. 3. Increase H-6410 storage capacity. 4. Increase H-6415 storage capacity. 5. Install concrete. 6. Piping/instruments for GPA loading improvement. 7. 1500BXHH seals. | A positive use determination of 100% for the MOC-811 sump pump for MH36, the MOC-803 seal loop drain upgrade, the increase H-6410 storage capacity, the increase H-6415 storage capacity, the concrete installed for spill containment and diversion, the piping/instruments for GPA loading improvement, and the 1500BXHH seals. | 2005-06-02 | 538951 | 100
8637 | T1 | Sequa Corp. Precoat Metals Div. | Precoat Metals | 16402 Jacintoport Blvd | Houston | TX | 77015 | Harris | CN602858490 | RN100217926 | Sanitary waste pump, chrome reduction tank, waste heat boiler, and incinerator burner. | A positive use determination of 100% for the sanitary waste pump, the chrome reduction tank, the waste heat boiler, and the incinerator burner. | 2005-06-02 | 59893 | 100
8638 | T1 | ATMI Materials Ltd | ATMI Materials Ltd | 706 Houston Clinton Dr | Burnet | TX | 78611 | Burnet | CN600389522 | RN102924321 | Arsenic hood and recyclable packaging. | A positive use determination for 100% of the arsenic hood. A negative use determination for the recyclable canisters. | 2005-07-20 | 2609000 | 100
8639 | T1 | Cemex Construction Materials LP | Cemex Balcones Cement Plant | 2580 Wald Rd | New Braunfels | TX | 78132 | Comal | CN603403973 | RN102605375 | 3 baghouses for gravel bed filter, 3 opacity monitors and a SO2 monitor, and a slag tank. | A positive use determination for 100% of 3 baghouses, 4 continuous monitors, and a slag tank. | 2005-05-18 | 431290 | 100
8640 | T1 | Cemex Construction Materials LP | Cemex Odessa Plant | 16501 W Murphy St | Odessa | TX | 79766 | Ector | CN601235385 | RN100213305 | Baghouse projects include kiln 1 baghouse rebuild, GBH7 and GB8 duct baghouses, and class H silo venting. Dust collection for kiln dust conveyor system, gravel bed, clinker tunnel, and fugitives collection. Sweeper tenant for quarry roads. Opacity monitors. | A positive use determination for 100% of the baghouse projects, dust collection equipment, road sweeper, and opacity monitor. | 2005-05-18 | 1044612 | 100
8641 | T1 | CFAN | CFAN | 1000 Technology Way | San Marcos | TX | 78666 | Hays | CN600371744 | RN100663301 | 4 blast cleaning booths and a grit blast cleaning machine vented to a control device. 3 paint spray booths vented to a control device. 9 dust collection systems for control of process fugitive emissions. 2 structures or liners for storm water containment. Pit around manufacturing equipment to capture water. Hydraulic compactor for waste material. Alarms, indicators, controllers for high liquid level, pH, temperature monitors for freezers. Conveyances for contaminated water from autoclaves. | A positive use determination for 100% of all the property items listed above except for the blast cleaning equipment which is given a 50% determination. | 2005-05-18 | 520659 | 100
8642 | T1 | Masonite | Masonite | 6308 Industrial Blvd. | Greenville | TX | 75401 | Hunt | CN603077520 | RN100549187 | Dust collection piping, cyclones, and fans on door mfg. line. | A positive use determination for 100% of the dust collection piping, cyclones, and fans on door manufacturing line. | 2005-05-18 | 181481 | 100
8643 | T1 | Sachem Inc | Sachem Austin Plant | 821 W Woodward St | Austin | TX | 78704 | Travis | CN600383855 | RN100676345 | BZTMOH HMW conversion to ED mode, amine scrubber #2 modifications, clean lab sump modifications, and repair of electrical heat tracing. | A positive use determination for 100% of the 4 projects listed above. | 2005-05-18 | 34206 | 100
8644 | T1 | Sachem Inc | Sachem Cleburne Plant | 2311 Pipeline Rd | Cleburne | TX | 76031 | Johnson | CN600383855 | RN100976117 | See attached table. | See the attached table. | 2005-06-17 | 819763 | 100
8645 | T1 | Sterling Chemicals Inc | Sterling Texas City | 201 Bay St | Texas City | TX | 77592 | Galveston | CN600126288 | RN100212620 | 1. Selective catalytic reduction on styrene superheaters. 2. CEMs on styrene superheaters. 3. Utilities monitoring upgrade for NOx reduction. 4. Boiler 3 flue gas recirculation and CEMs modification. 5. 954HI-9 economizer/flue gas recirculation. 6. 48P204 olefin feed pump replacement with leak-free dual diaphragm pumps. 7. OXO light ends vapor return piping (storage tanks excluded). 8. Dept 48 vent streams piping to incinerator. 9. SM rail load stations spill containment. 10. Potable water pipeline from Port of Texas City. | A positive use determination for 100% of the 10 property items described above. | 2005-06-15 | 10014000 | 100
8646 | T1 | Texas Machining Enterprises | Texas Machining Enterprises | 4633 Perrin Creek | San Antonio | TX | 78217 | Bexar | CN602773749 | RN104509773 | Coolant recycling system; dust and mist system for iron dust and coolant mist; recycling system on Proceco rough and finish washers. | A positive use determination for 100% of the dust and mist system and the Proceco recycling system. A negative use determination is given to the coolant recycling system which is process equipment. | 2005-06-15 | 721620 | 100
8647 | T1 | Takata Seat Belts/Tk-Taito LLC | Takata Seat Belts | 4611 Wiseman | San Antonio | TX | 78251 | Bexar | CN601488513 | RN100852409 | Plating improvements to chrome plating line, and hooding and collection system for waste from deburring machines. | A positive use determination for 100% of the hooding and collection system for the deburring machines. The chrome plating improvements are being withdrawn. | 2005-08-01 | 261020 | 100
8648 | T1 | Time Manufacturing Company | Time Manufacturing Company | 7601 Imperial | Waco | TX | 76712 | McLennan | CN600290795 | RN101376606 | Two blast cleaning machines with control device, two paint spray booths with control device, and walk-behind sweeper. | A positive use determination for 100% of 2 paint spray booths with control device and for 50% of 2 blast cleaning booths with control device. A negative use determination for the walk-behind sweeper. | 2005-05-18 | 207441 | 100
8649 | T1 | Trane Corporation | The Trane Corporation | Hwy 84/182 Cotton Belt | McGregor | TX | 76657 | McLennan | CN600352603 | RN102312907 | Floor liners for epoxy floor, concrete pad at nitrogen tank, structure to contain dumpster, paint spray booth with control device, fugitive particulate exhaust ductwork, and fume collection system. | A positive use determination for 100% of the concrete pad for the nitrogen tank, dumpster containment structure, paint spray booth with control device, fugitive ductwork, and fume collection system. The epoxy floor cover is given a negative determination because it is a general floor coating for the entire production building. | 2005-07-20 | 187811 | 100
8650 | T1 | Vecta | Vecta | 1800 S Great Southwest Pk | Grand Prairie | TX | 75051 | Dallas | CN600325724 | RN100616614 | Spark arrest system on dust collector. | A positive use determination for 100% of the spark arrest system on a dust collector. | 2005-05-18 | 31561 | 100
8651 | T1 | Woodgrain Millwork Inc. | Woodgrain Millwork Inc. | 5700 Enterprise Drive | Greenville | TX | 75402 | Hunt | CN600444178 | RN100757574 | Five dust collection systems and two storm water containment structures. | A positive use determination for 100% of five dust collection systems and two storm water containment structures. | 2005-05-18 | 103169 | 100
8652 | T1 | Dean Foods (Southern Foods) | Oak Farms Dairy | 1314 Fredicksburg Rd | San Antonio | TX | 78283 | Bexar | CN603315979 | RN100615574 | Installed paving in truck maintenance and parking lot. | A positive use determination for 100% of the truck maintenance and parking lot paving. | 2005-05-25 | 275000 | 100
8653 | T1 | Dean Foods (Southern Foods) | Oak Farms Dairy | 3417 Leeland | Houston | TX | 77251 | Harris | CN603315979 | RN100707306 | Ammonia Early Warning System. Waste Containers (Hog Feed). Refrigerant Reclaim System. Cost for Conversion of Chiller to glycol refrigerant. Truck Maintenance and Parking Lot Paving. | A positive use determination for 100% of the ammonia early warning system, hog feed containers, chiller conversion, and paving for truck maintenance and parking. A negative use determination is given for the refrigerant reclaim system. | 2005-06-15 | 913178 | 100
8654 | T1 | Buffalo Marine Service Inc | Buffalo Marine | 8201 E Erath St | Houston | TX | 77012 | Harris | CN600307524 | RN100597723 | The following property: Overfill Protection Systems and Double Hull for Barge #406. | A positive use determination of 100% for the overfill protection systems and the incremental cost difference between a single hulled barge and a double hulled barge. | 2005-05-20 | 651340 | 100
8655 | T1 | Cardell Cabinetry | Cardell Cabinetry | 3251 N Pan Am Expy | San Antonio | TX | 78219 | Bexar | CN603791922 | RN100221910 | Dust Collection Equipment for wood milling operations; Thermal Oxidizers to control paint fumes; and Waste Water Treatment System to treat lamination process water. | A positive use determination for 100% of the dust collection equipment, the thermal oxidizers, and wastewater treatment system. | 2005-05-20 | 3837110 | 100
8656 | T1 | Cardell Cabinetry | Cardell Cabinetry | 127 Nakoma St W | San Antonio | TX | 78219 | Bexar | CN600131056 | RN101449585 | Dust Collection System for wood milling operations. | A positive use determination for 100% of the dust collection equipment. | 2005-05-20 | 40523 | 100
8657 | T1 | Cardell Cabinetry | Cardell Cabinetry | 4600 E Timco | San Antonio | TX | 78219 | Bexar | CN603791922 | RN100210053 | Dust Collection System for wood milling operations. | A positive use determination for 100% of the dust collection equipment. | 2005-05-25 | 11726 | 100
8658 | T1 | Grey Wolf Inc | Grey Wolf Inc Rig #15 | 9.6 Mi NE From 115 & 1788 | Andrews | TX | 79714 | Andrews | CN601355498 | Not Regulated by TCEQ | Drilling mud recycling system and drilling rig spill response equipment. | A positive use determination of 100% for the Drilling Mud Recycling System that includes only the following components: 1) Shaker Tank, 2) Shale Shaker, 3) Desilter, 4) Desander, and 5) Degasser. The Mud Pumps are not included in the positive use determination. A positive use determination of 100% for the Drilling Rig Spill Response Equipment that includes only the following components: 1) Ram Type Blowout Preventer, 2) Closing Unit, and 3) Choke Manifold System. Not included is the Annular Blowout Preventer. | 2005-09-20 | 910000 | 100
8659 | T1 | Grey Wolf Inc | Grey Wolf Inc Rig #507 | Stratton Ridge Rd | Clute | TX | 77531 | Brazoria | CN601355498 | Not Regulated by TCEQ | Drilling mud recycling system and drilling rig spill response equipment. | A positive use determination of 100% for the Drilling Mud Recycling System that includes only the following components: 1) Shaker Tank, 2) Shale Shaker, 3) Desilter, 4) Desander, and 5) Degasser. The Mud Pumps are not included in the positive use determination. A positive use determination of 100% for the Drilling Rig Spill Response Equipment that includes only the following components: 1) Ram Type Blowout Preventer, 2) Closing Unit, and 3) Choke Manifold System. Not included is the Annular Blowout Preventer. | 2005-09-20 | 2801000 | 100
8660 | T1 | Grey Wolf Inc | Grey Wolf Inc Rig #41 | CR 255 12.7 Se | Falfurrias | TX | 78355 | Brooks | CN601355498 | Not Regulated by TCEQ | Drilling mud recycling system and drilling rig spill response equipment. | A positive use determination of 100% for the Drilling Mud Recycling System that includes only the following components: 1) Shaker Tank, 2) Shale Shaker, 3) Desilter, 4) Desander, and 5) Degasser. The Mud Pumps are not included in the positive use determination. A positive use determination of 100% for the Drilling Rig Spill Response Equipment that includes only the following components: 1) Ram Type Blowout Preventer, 2) Closing Unit, and 3) Choke Manifold System. Not included is the Annular Blowout Preventer. | 2005-09-20 | 2074000 | 100
8661 | T1 | Grey Wolf Inc | Grey Wolf Inc Rig #702 | CR 2124 5.2 Mi N | Douglassville | TX | 75560 | Cass | CN601355498 | Not Regulated by TCEQ | Drilling mud recycling system and drilling rig spill response equipment. | A positive use determination of 100% for the Drilling Mud Recycling System that includes only the following components: 1) Shaker Tank, 2) Shale Shaker, 3) Desilter, 4) Desander, and 5) Degasser. The Mud Pumps are not included in the positive use determination. A positive use determination of 100% for the Drilling Rig Spill Response Equipment that includes only the following components: 1) Ram Type Blowout Preventer, 2) Closing Unit, and 3) Choke Manifold System. Not included is the Annular Blowout Preventer. | 2005-09-20 | 910000 | 100
8662 | T1 | Grey Wolf Inc | Grey Wolf Inc Rig #47 | FM 3285 5.3 Mi N | Fairfield | TX | 75840 | Freestone | CN601355498 | Not Regulated by TCEQ | Drilling mud recycling system and drilling rig spill response equipment. | A positive use determination of 100% for the Drilling Mud Recycling System that includes only the following components: 1) Shaker Tank, 2) Shale Shaker, 3) Desilter, 4) Desander, and 5) Degasser. The Mud Pumps are not included in the positive use determination. A positive use determination of 100% for the Drilling Rig Spill Response Equipment that includes only the following components: 1) Ram Type Blowout Preventer, 2) Closing Unit, and 3) Choke Manifold System. Not included is the Annular Blowout Preventer. | 2005-09-20 | 1346000 | 100
8663 | T1 | Grey Wolf Inc | Grey Wolf Inc Rig #515 | FM 39 7.9 Mi N | Jewett | TX | 75846 | Freestone | CN601355498 | Not Regulated by TCEQ | Drilling mud recycling system and drilling rig spill response equipment. | A positive use determination of 100% for the Drilling Mud Recycling System that includes only the following components: 1) Shaker Tank, 2) Shale Shaker, 3) Desilter, 4) Desander, and 5) Degasser. The Mud Pumps are not included in the positive use determination. A positive use determination of 100% for the Drilling Rig Spill Response Equipment that includes only the following components: 1) Ram Type Blowout Preventer, 2) Closing Unit, and 3) Choke Manifold System. Not included is the Annular Blowout Preventer. | 2005-09-20 | 910000 | 100
8664 | T1 | Grey Wolf Inc | Grey Wolf Inc Rig #519 | Hwy 105 9.8 Mi W | Beaumont | TX | 77701 | Hardin | CN601355498 | Not Regulated by TCEQ | Drilling mud recycling system and drilling rig spill response equipment. | A positive use determination of 100% for the Drilling Mud Recycling System that includes only the following components: 1) Shaker Tank, 2) Shale Shaker, 3) Desilter, 4) Desander, and 5) Degasser. The Mud Pumps are not included in the positive use determination. A positive use determination of 100% for the Drilling Rig Spill Response Equipment that includes only the following components: 1) Ram Type Blowout Preventer, 2) Closing Unit, and 3) Choke Manifold System. Not included is the Annular Blowout Preventer. | 2005-09-20 | 2074000 | 100
8665 | T1 | Grey Wolf Inc | Grey Wolf Inc Rig #7 | 165 FM 1793 | Marshall | TX | 75670 | Harrison | CN601355498 | Not Regulated by TCEQ | Drilling mud recycling system and drilling rig spill response equipment. | Application withdrawn by applicant because facility has been shut down and dismantled. | 2005-05-20 | 910000 | 100
8666 | T1 | Grey Wolf Inc | Grey Wolf Inc Rig #19 | CR 3820 3.5 Mi E | Murchison | TX | 75778 | Henderson | CN601355498 | Not Regulated by TCEQ | Drilling mud recycling system and drilling rig spill response equipment. | A positive use determination of 100% for the Drilling Mud Recycling System that includes only the following components: 1) Shaker Tank, 2) Shale Shaker, 3) Desilter, 4) Desander, and 5) Degasser. The Mud Pumps are not included in the positive use determination. A positive use determination of 100% for the Drilling Rig Spill Response Equipment that includes only the following components: 1) Ram Type Blowout Preventer, 2) Closing Unit, and 3) Choke Manifold System. Not included is the Annular Blowout Preventer. | 2005-09-20 | 910000 | 100
8667 | T1 | Grey Wolf Inc | Grey Wolf Inc Rig #84 | Vincnet Rd 8.2 Mi Se | Winnie | TX | 77665 | Jefferson | CN601355498 | Not Regulated by TCEQ | Drilling mud recycling system and drilling rig spill response equipment. | A positive use determination of 100% for the Drilling Mud Recycling System that includes only the following components: 1) Shaker Tank, 2) Shale Shaker, 3) Desilter, 4) Desander, and 5) Degasser. The Mud Pumps are not included in the positive use determination. A positive use determination of 100% for the Drilling Rig Spill Response Equipment that includes only the following components: 1) Ram Type Blowout Preventer, 2) Closing Unit, and 3) Choke Manifold System. Not included is the Annular Blowout Preventer. | 2005-09-20 | 2074000 | 100
8668 | T1 | Grey Wolf Inc | Grey Wolf Inc Rig #4 | South Hwy 281 | Alice | TX | 78332 | Jim Wells | CN601355498 | Not Regulated by TCEQ | Drilling mud recycling system and drilling rig spill response equipment. | A positive use determination of 100% for the Drilling Mud Recycling System that includes only the following components: 1) Shaker Tank, 2) Shale Shaker, 3) Desilter, 4) Desander, and 5) Degasser. The Mud Pumps are not included in the positive use determination. A positive use determination of 100% for the Drilling Rig Spill Response Equipment that includes only the following components: 1) Ram Type Blowout Preventer, 2) Closing Unit, and 3) Choke Manifold System. Not included is the Annular Blowout Preventer. | 2005-09-20 | 1346000 | 100
8669 | T1 | Grey Wolf Inc | Grey Wolf Inc Rig #14 | South Hwy 281 | Alice | TX | 78332 | Jim Wells | CN601355498 | Not Regulated by TCEQ | Drilling mud recycling system and drilling rig spill response equipment. | A positive use determination of 100% for the Drilling Mud Recycling System that includes only the following components: 1) Shaker Tank, 2) Shale Shaker, 3) Desilter, 4) Desander, and 5) Degasser. The Mud Pumps are not included in the positive use determination. A positive use determination of 100% for the Drilling Rig Spill Response Equipment that includes only the following components: 1) Ram Type Blowout Preventer, 2) Closing Unit, and 3) Choke Manifold System. Not included is the Annular Blowout Preventer. | 2005-09-20 | 1346000 | 100
8670 | T1 | Grey Wolf Inc | Grey Wolf Inc Rig #31 | South Hwy 281 | Alice | TX | 78332 | Jim Wells | CN601355498 | Not Regulated by TCEQ | Drilling mud recycling system and drilling rig spill response equipment. | A positive use determination of 100% for the Drilling Mud Recycling System that includes only the following components: 1) Shaker Tank, 2) Shale Shaker, 3) Desilter, 4) Desander, and 5) Degasser. The Mud Pumps are not included in the positive use determination. A positive use determination of 100% for the Drilling Rig Spill Response Equipment that includes only the following components: 1) Ram Type Blowout Preventer, 2) Closing Unit, and 3) Choke Manifold System. Not included is the Annular Blowout Preventer. | 2005-09-20 | 910000 | 100
8671 | T1 | Grey Wolf Inc | Grey Wolf Inc Rig #34 | South Hwy 281 | Alice | TX | 78332 | Jim Wells | CN601355498 | Not Regulated by TCEQ | Drilling mud recycling system and drilling rig spill response equipment. | A positive use determination of 100% for the Drilling Mud Recycling System that includes only the following components: 1) Shaker Tank, 2) Shale Shaker, 3) Desilter, 4) Desander, and 5) Degasser. The Mud Pumps are not included in the positive use determination. A positive use determination of 100% for the Drilling Rig Spill Response Equipment that includes only the following components: 1) Ram Type Blowout Preventer, 2) Closing Unit, and 3) Choke Manifold System. Not included is the Annular Blowout Preventer. | 2005-09-20 | 910000 | 100
8672 | T1 | Grey Wolf Inc | Grey Wolf Inc Rig #43 | South Hwy 281 | Alice | TX | 78332 | Jim Wells | CN601355498 | Not Regulated by TCEQ | Drilling mud recycling system and drilling rig spill response equipment. | A positive use determination of 100% for the Drilling Mud Recycling System that includes only the following components: 1) Shaker Tank, 2) Shale Shaker, 3) Desilter, 4) Desander, and 5) Degasser. The Mud Pumps are not included in the positive use determination. A positive use determination of 100% for the Drilling Rig Spill Response Equipment that includes only the following components: 1) Ram Type Blowout Preventer, 2) Closing Unit, and 3) Choke Manifold System. Not included is the Annular Blowout Preventer. | 2005-09-20 | 2074000 | 100
8673 | T1 | Grey Wolf Inc | Grey Wolf Inc Rig #70 | South Hwy 281 | Alice | TX | 78332 | Jim Wells | CN601355498 | Not Regulated by TCEQ | Drilling mud recycling system and drilling rig spill response equipment. | A positive use determination of 100% for the Drilling Mud Recycling System that includes only the following components: 1) Shaker Tank, 2) Shale Shaker, 3) Desilter, 4) Desander, and 5) Degasser. The Mud Pumps are not included in the positive use determination. A positive use determination of 100% for the Drilling Rig Spill Response Equipment that includes only the following components: 1) Ram Type Blowout Preventer, 2) Closing Unit, and 3) Choke Manifold System. Not included is the Annular Blowout Preventer. | 2005-09-20 | 910000 | 100
8674 | T1 | Grey Wolf Inc | Grey Wolf Inc Rig #82 | South Hwy 281 | Alice | TX | 78332 | Jim Wells | CN601355498 | Not Regulated by TCEQ | Drilling mud recycling system and drilling rig spill response equipment. | A positive use determination of 100% for the Drilling Mud Recycling System that includes only the following components: 1) Shaker Tank, 2) Shale Shaker, 3) Desilter, 4) Desander, and 5) Degasser. The Mud Pumps are not included in the positive use determination. A positive use determination of 100% for the Drilling Rig Spill Response Equipment that includes only the following components: 1) Ram Type Blowout Preventer, 2) Closing Unit, and 3) Choke Manifold System. Not included is the Annular Blowout Preventer. | 2005-09-20 | 2801000 | 100
8675 | T1 | Grey Wolf Inc | Grey Wolf Inc Rig #93 | South Hwy 281 | Alice | TX | 78332 | Jim Wells | CN601355498 | Not Regulated by TCEQ | Drilling mud recycling system and drilling rig spill response equipment. | A positive use determination of 100% for the Drilling Mud Recycling System that includes only the following components: 1) Shaker Tank, 2) Shale Shaker, 3) Desilter, 4) Desander, and 5) Degasser. The Mud Pumps are not included in the positive use determination. A positive use determination of 100% for the Drilling Rig Spill Response Equipment that includes only the following components: 1) Ram Type Blowout Preventer, 2) Closing Unit, and 3) Choke Manifold System. Not included is the Annular Blowout Preventer. | 2005-09-20 | 2074000 | 100
8676 | T1 | Grey Wolf Inc | Grey Wolf Inc Rig #302 | South Hwy 281 | Alice | TX | 78332 | Jim Wells | CN601355498 | Not Regulated by TCEQ | Drilling mud recycling system and drilling rig spill response equipment. | A positive use determination of 100% for the Drilling Mud Recycling System that includes only the following components: 1) Shaker Tank, 2) Shale Shaker, 3) Desilter, 4) Desander, and 5) Degasser. The Mud Pumps are not included in the positive use determination. A positive use determination of 100% for the Drilling Rig Spill Response Equipment that includes only the following components: 1) Ram Type Blowout Preventer, 2) Closing Unit, and 3) Choke Manifold System. Not included is the Annular Blowout Preventer. | 2005-09-20 | 910000 | 100
8677 | T1 | Grey Wolf Inc | Grey Wolf Inc Rig #303 | South Hwy 281 | Alice | TX | 78332 | Jim Wells | CN601355498 | Not Regulated by TCEQ | Drilling mud recycling system and drilling rig spill response equipment. | A positive use determination of 100% for the Drilling Mud Recycling System that includes only the following components: 1) Shaker Tank, 2) Shale Shaker, 3) Desilter, 4) Desander, and 5) Degasser. The Mud Pumps are not included in the positive use determination. A positive use determination of 100% for the Drilling Rig Spill Response Equipment that includes only the following components: 1) Ram Type Blowout Preventer, 2) Closing Unit, and 3) Choke Manifold System. Not included is the Annular Blowout Preventer. | 2005-09-20 | 1346000 | 100
8678 | T1 | Grey Wolf Inc | Grey Wolf Inc Rig #304 | South Hwy 281 | Alice | TX | 78332 | Jim Wells | CN601355498 | Not Regulated by TCEQ | Drilling mud recycling system and drilling rig spill response equipment. | A positive use determination of 100% for the Drilling Mud Recycling System that includes only the following components: 1) Shaker Tank, 2) Shale Shaker, 3) Desilter, 4) Desander, and 5) Degasser. The Mud Pumps are not included in the positive use determination. A positive use determination of 100% for the Drilling Rig Spill Response Equipment that includes only the following components: 1) Ram Type Blowout Preventer, 2) Closing Unit, and 3) Choke Manifold System. Not included is the Annular Blowout Preventer. | 2005-09-20 | 910000 | 100
8679 | T1 | Grey Wolf Inc | Grey Wolf Inc Rig #307 | South Hwy 281 | Alice | TX | 78332 | Jim Wells | CN601355498 | Not Regulated by TCEQ | Drilling mud recycling system and drilling rig spill response equipment. | A positive use determination of 100% for the Drilling Mud Recycling System that includes only the following components: 1) Shaker Tank, 2) Shale Shaker, 3) Desilter, 4) Desander, and 5) Degasser. The Mud Pumps are not included in the positive use determination. A positive use determination of 100% for the Drilling Rig Spill Response Equipment that includes only the following components: 1) Ram Type Blowout Preventer, 2) Closing Unit, and 3) Choke Manifold System. Not included is the Annular Blowout Preventer. | 2002-06-25 | 2074000 | 100
8680 | T1 | Grey Wolf Inc | Grey Wolf Inc Rig #310 | South Hwy 281 | Alice | TX | 78332 | Jim Wells | CN601355498 | Not Regulated by TCEQ | Drilling mud recycling system and drilling rig spill response equipment. | A positive use determination of 100% for the Drilling Mud Recycling System that includes only the following components: 1) Shaker Tank, 2) Shale Shaker, 3) Desilter, 4) Desander, and 5) Degasser. The Mud Pumps are not included in the positive use determination. A positive use determination of 100% for the Drilling Rig Spill Response Equipment that includes only the following components: 1) Ram Type Blowout Preventer, 2) Closing Unit, and 3) Choke Manifold System. Not included is the Annular Blowout Preventer. | 2005-09-20 | 910000 | 100
8681 | T1 | Grey Wolf Inc | Grey Wolf Inc Rig #311 | South Hwy 281 | Alice | TX | 78332 | Jim Wells | CN601355498 | Not Regulated by TCEQ | Drilling mud recycling system and drilling rig spill response equipment. | A positive use determination of 100% for the Drilling Mud Recycling System that includes only the following components: 1) Shaker Tank, 2) Shale Shaker, 3) Desilter, 4) Desander, and 5) Degasser. The Mud Pumps are not included in the positive use determination. A positive use determination of 100% for the Drilling Rig Spill Response Equipment that includes only the following components: 1) Ram Type Blowout Preventer, 2) Closing Unit, and 3) Choke Manifold System. Not included is the Annular Blowout Preventer. | 2005-09-20 | 910000 | 100
8682 | T1 | Grey Wolf Inc | Grey Wolf Inc Rig #312 | South Hwy 281 | Alice | TX | 78332 | Jim Wells | CN601355498 | Not Regulated by TCEQ | Drilling mud recycling system and drilling rig spill response equipment. | A positive use determination of 100% for the Drilling Mud Recycling System that includes only the following components: 1) Shaker Tank, 2) Shale Shaker, 3) Desilter, 4) Desander, and 5) Degasser. The Mud Pumps are not included in the positive use determination. A positive use determination of 100% for the Drilling Rig Spill Response Equipment that includes only the following components: 1) Ram Type Blowout Preventer, 2) Closing Unit, and 3) Choke Manifold System. Not included is the Annular Blowout Preventer. | 2005-09-20 | 2074000 | 100
8683 | T1 | Grey Wolf Inc | Grey Wolf Inc Rig #314 | South Hwy 281 | Alice | TX | 78332 | Jim Wells | CN601355498 | Not Regulated by TCEQ | Drilling mud recycling system and drilling rig spill response equipment. | A positive use determination of 100% for the Drilling Mud Recycling System that includes only the following components: 1) Shaker Tank, 2) Shale Shaker, 3) Desilter, 4) Desander, and 5) Degasser. The Mud Pumps are not included in the positive use determination. A positive use determination of 100% for the Drilling Rig Spill Response Equipment that includes only the following components: 1) Ram Type Blowout Preventer, 2) Closing Unit, and 3) Choke Manifold System. Not included is the Annular Blowout Preventer. | 2005-09-20 | 910000 | 100
8684 | T1 | Grey Wolf Inc | Grey Wolf Inc Rig #517 | South Hwy 281 | Alice | TX | 78332 | Jim Wells | CN601355498 | Not Regulated by TCEQ | Drilling mud recycling system and drilling rig spill response equipment. | A positive use determination of 100% for the Drilling Mud Recycling System that includes only the following components: 1) Shaker Tank, 2) Shale Shaker, 3) Desilter, 4) Desander, and 5) Degasser. The Mud Pumps are not included in the positive use determination. A positive use determination of 100% for the Drilling Rig Spill Response Equipment that includes only the following components: 1) Ram Type Blowout Preventer, 2) Closing Unit, and 3) Choke Manifold System. Not included is the Annular Blowout Preventer. | 2005-09-20 | 2074000 | 100
8685 | T1 | Grey Wolf Inc | Grey Wolf Inc Rig #647 | South Hwy 281 | Alice | TX | 78332 | Jim Wells | CN601355498 | Not Regulated by TCEQ | Drilling mud recycling system and drilling rig spill response equipment. | A positive use determination of 100% for the Drilling Mud Recycling System that includes only the following components: 1) Shaker Tank, 2) Shale Shaker, 3) Desilter, 4) Desander, and 5) Degasser. The Mud Pumps are not included in the positive use determination. A positive use determination of 100% for the Drilling Rig Spill Response Equipment that includes only the following components: 1) Ram Type Blowout Preventer, 2) Closing Unit, and 3) Choke Manifold System. Not included is the Annular Blowout Preventer. | 2005-09-20 | 910000 | 100
8686 | T1 | Grey Wolf Inc | Grey Wolf Inc Rig #862 | South Hwy 281 | Alice | TX | 78332 | Jim Wells | CN601355498 | Not Regulated by TCEQ | Drilling mud recycling system and drilling rig spill response equipment. | A positive use determination of 100% for the Drilling Mud Recycling System that includes only the following components: 1) Shaker Tank, 2) Shale Shaker, 3) Desilter, 4) Desander, and 5) Degasser. The Mud Pumps are not included in the positive use determination. A positive use determination of 100% for the Drilling Rig Spill Response Equipment that includes only the following components: 1) Ram Type Blowout Preventer, 2) Closing Unit, and 3) Choke Manifold System. Not included is the Annular Blowout Preventer. | 2005-09-20 | 910000 | 100
8687 | T1 | Grey Wolf Inc | Grey Wolf Inc Rig #863 | South Hwy 281 | Alice | TX | 78332 | Jim Wells | CN601355498 | Not Regulated by TCEQ | Drilling mud recycling system and drilling rig spill response equipment. | A positive use determination of 100% for the Drilling Mud Recycling System that includes only the following components: 1) Shaker Tank, 2) Shale Shaker, 3) Desilter, 4) Desander, and 5) Degasser. The Mud Pumps are not included in the positive use determination. A positive use determination of 100% for the Drilling Rig Spill Response Equipment that includes only the following components: 1) Ram Type Blowout Preventer, 2) Closing Unit, and 3) Choke Manifold System. Not included is the Annular Blowout Preventer. | 2005-09-20 | 1346000 | 100
8688 | T1 | Grey Wolf Inc | Grey Wolf Inc Rig #864 | South Hwy 281 | Alice | TX | 78332 | Jim Wells | CN601355498 | Not Regulated by TCEQ | Drilling mud recycling system and drilling rig spill response equipment. | A positive use determination of 100% for the Drilling Mud Recycling System that includes only the following components: 1) Shaker Tank, 2) Shale Shaker, 3) Desilter, 4) Desander, and 5) Degasser. The Mud Pumps are not included in the positive use determination. A positive use determination of 100% for the Drilling Rig Spill Response Equipment that includes only the following components: 1) Ram Type Blowout Preventer, 2) Closing Unit, and 3) Choke Manifold System. Not included is the Annular Blowout Preventer. | 2005-09-20 | 1346000 | 100
8689 | T1 | Grey Wolf Inc | Grey Wolf Inc Rig #866 | South Hwy 281 | Alice | TX | 78332 | Jim Wells | CN601355498 | Not Regulated by TCEQ | Drilling mud recycling system and drilling rig spill response equipment. | A positive use determination of 100% for the Drilling Mud Recycling System that includes only the following components: 1) Shaker Tank, 2) Shale Shaker, 3) Desilter, 4) Desander, and 5) Degasser. The Mud Pumps are not included in the positive use determination. A positive use determination of 100% for the Drilling Rig Spill Response Equipment that includes only the following components: 1) Ram Type Blowout Preventer, 2) Closing Unit, and 3) Choke Manifold System. Not included is the Annular Blowout Preventer. | 2005-09-20 | 1346000 | 100
8690 | T1 | Grey Wolf Inc | Grey Wolf Inc Rig #38 | Hwy 77 8.6 Mi Se | Sarita | TX | 78385 | Kenedy | CN601355498 | Not Regulated by TCEQ | Drilling mud recycling system and drilling rig spill response equipment. | A positive use determination of 100% for the Drilling Mud Recycling System that includes only the following components: 1) Shaker Tank, 2) Shale Shaker, 3) Desilter, 4) Desander, and 5) Degasser. The Mud Pumps are not included in the positive use determination. A positive use determination of 100% for the Drilling Rig Spill Response Equipment that includes only the following components: 1) Ram Type Blowout Preventer, 2) Closing Unit, and 3) Choke Manifold System. Not included is the Annular Blowout Preventer. | 2005-09-20 | 2074000 | 100
8691 | T1 | Grey Wolf Inc | Grey Wolf Inc Rig #42 | FM 1009 12.5 Mi W | Nome | TX | 77629 | Liberty | CN601355498 | Not Regulated by TCEQ | Drilling mud recycling system and drilling rig spill response equipment. | A positive use determination of 100% for the Drilling Mud Recycling System that includes only the following components: 1) Shaker Tank, 2) Shale Shaker, 3) Desilter, 4) Desander, and 5) Degasser. The Mud Pumps are not included in the positive use determination. A positive use determination of 100% for the Drilling Rig Spill Response Equipment that includes only the following components: 1) Ram Type Blowout Preventer, 2) Closing Unit, and 3) Choke Manifold System. Not included is the Annular Blowout Preventer. | 2005-09-20 | 2801000 | 100
8692 | T1 | Grey Wolf Inc | Grey Wolf Inc Rig #506 | CR 193 30 Mi W | Beaumont | TX | 77701 | Liberty | CN601355498 | Not Regulated by TCEQ | Drilling mud recycling system and drilling rig spill response equipment. | A positive use determination of 100% for the Drilling Mud Recycling System that includes only the following components: 1) Shaker Tank, 2) Shale Shaker, 3) Desilter, 4) Desander, and 5) Degasser. The Mud Pumps are not included in the positive use determination. A positive use determination of 100% for the Drilling Rig Spill Response Equipment that includes only the following components: 1) Ram Type Blowout Preventer, 2) Closing Unit, and 3) Choke Manifold System. Not included is the Annular Blowout Preventer. | 2005-09-20 | 2801000 | 100
8693 | T1 | Grey Wolf Inc | Grey Wolf Inc Rig #10 | Hwy 3317 9 Mi Se | Groesbeck | TX | 76642 | Limestone | CN601355498 | Not Regulated by TCEQ | Drilling mud recycling system and drilling rig spill response equipment. | A positive use determination of 100% for the Drilling Mud Recycling System that includes only the following components: 1) Shaker Tank, 2) Shale Shaker, 3) Desilter, 4) Desander, and 5) Degasser. The Mud Pumps are not included in the positive use determination. A positive use determination of 100% for the Drilling Rig Spill Response Equipment that includes only the following components: 1) Ram Type Blowout Preventer, 2) Closing Unit, and 3) Choke Manifold System. Not included is the Annular Blowout Preventer. | 2005-09-20 | 910000 | 100
8694 | T1 | Grey Wolf Inc | Grey Wolf Inc Rig #39 | CR 828 9.8 Mi W | Donie | TX | 75838 | Limestone | CN601355498 | Not Regulated by TCEQ | Drilling mud recycling system and drilling rig spill response equipment. | A positive use determination of 100% for the Drilling Mud Recycling System that includes only the following components: 1) Shaker Tank, 2) Shale Shaker, 3) Desilter, 4) Desander, and 5) Degasser. The Mud Pumps are not included in the positive use determination. A positive use determination of 100% for the Drilling Rig Spill Response Equipment that includes only the following components: 1) Ram Type Blowout Preventer, 2) Closing Unit, and 3) Choke Manifold System. Not included is the Annular Blowout Preventer. | 2005-09-20 | 910000 | 100
8695 | T1 | Grey Wolf Inc | Grey Wolf Inc Rig #504 | CR 750 21.1 Mi W | Marquez | TX | 77865 | Limestone | CN601355498 | Not Regulated by TCEQ | Drilling mud recycling system and drilling rig spill response equipment. | A positive use determination of 100% for the Drilling Mud Recycling System that includes only the following components: 1) Shaker Tank, 2) Shale Shaker, 3) Desilter, 4) Desander, and 5) Degasser. The Mud Pumps are not included in the positive use determination. A positive use determination of 100% for the Drilling Rig Spill Response Equipment that includes only the following components: 1) Ram Type Blowout Preventer, 2) Closing Unit, and 3) Choke Manifold System. Not included is the Annular Blowout Preventer. | 2005-09-20 | 2074000 | 100
8696 | T1 | Grey Wolf Inc | Grey Wolf Inc Rig #648 | Hwy 3317 9 Mi Es | Goresbeck | TX | 76642 | Limestone | CN601355498 | Not Regulated by TCEQ | Drilling mud recycling system and drilling rig spill response equipment. | A positive use determination of 100% for the Drilling Mud Recycling System that includes only the following components: 1) Shaker Tank, 2) Shale Shaker, 3) Desilter, 4) Desander, and 5) Degasser. The Mud Pumps are not included in the positive use determination. A positive use determination of 100% for the Drilling Rig Spill Response Equipment that includes only the following components: 1) Ram Type Blowout Preventer, 2) Closing Unit, and 3) Choke Manifold System. Not included is the Annular Blowout Preventer. | 2005-09-20 | 910000 | 100
8697 | T1 | Grey Wolf Inc | Grey Wolf Inc Rig #80 | Hwy 302 21.3 Mi West | Kermit | TX | 76745 | Loving | CN601355498 | Not Regulated by TCEQ | Drilling mud recycling system and drilling rig spill response equipment. | A positive use determination of 100% for the Drilling Mud Recycling System that includes only the following components: 1) Shaker Tank, 2) Shale Shaker, 3) Desilter, 4) Desander, and 5) Degasser. The Mud Pumps are not included in the positive use determination. A positive use determination of 100% for the Drilling Rig Spill Response Equipment that includes only the following components: 1) Ram Type Blowout Preventer, 2) Closing Unit, and 3) Choke Manifold System. Not included is the Annular Blowout Preventer. | 2005-09-20 | 2074000 | 100
8698 | T1 | Grey Wolf Inc | Grey Wolf Inc Rig #81 | Hwy 302 15 Mi Southwest | Kermit | TX | 76745 | Loving | CN601355498 | Not Regulated by TCEQ | Drilling mud recycling system and drilling rig spill response equipment. | A positive use determination of 100% for the Drilling Mud Recycling System that includes only the following components: 1) Shaker Tank, 2) Shale Shaker, 3) Desilter, 4) Desander, and 5) Degasser. The Mud Pumps are not included in the positive use determination. A positive use determination of 100% for the Drilling Rig Spill Response Equipment that includes only the following components: 1) Ram Type Blowout Preventer, 2) Closing Unit, and 3) Choke Manifold System. Not included is the Annular Blowout Preventer. | 2005-09-20 | 2074000 | 100
8699 | T1 | Grey Wolf Inc | Grey Wolf Inc Rig #88 | Hwy 302 22 Mi West | Kermit | TX | 76745 | Loving | CN601355498 | Not Regulated by TCEQ | Drilling mud recycling system and drilling rig spill response equipment. | A positive use determination of 100% for the Drilling Mud Recycling System that includes only the following components: 1) Shaker Tank, 2) Shale Shaker, 3) Desilter, 4) Desander, and 5) Degasser. The Mud Pumps are not included in the positive use determination. A positive use determination of 100% for the Drilling Rig Spill Response Equipment that includes only the following components: 1) Ram Type Blowout Preventer, 2) Closing Unit, and 3) Choke Manifold System. Not included is the Annular Blowout Preventer. | 2005-09-20 | 3528000 | 100
8700 | T1 | Grey Wolf Inc | Grey Wolf Inc Rig #11 | FM 2517 17.1 Mi South | Deberry | TX | 75639 | Panola | CN601355498 | Not Regulated by TCEQ | Drilling mud recycling system and drilling rig spill response equipment. | A positive use determination of 100% for the Drilling Mud Recycling System that includes only the following components: 1) Shaker Tank, 2) Shale Shaker, 3) Desilter, 4) Desander, and 5) Degasser. The Mud Pumps are not included in the positive use determination. A positive use determination of 100% for the Drilling Rig Spill Response Equipment that includes only the following components: 1) Ram Type Blowout Preventer, 2) Closing Unit, and 3) Choke Manifold System. Not included is the Annular Blowout Preventer. | 2005-09-20 | 910000 | 100
8701 | T1 | Grey Wolf Inc | Grey Wolf Inc Rig #17 | CR 403 2.8 Mi South | Carthage | TX | 75633 | Panola | CN601355498 | Not Regulated by TCEQ | Drilling mud recycling system and drilling rig spill response equipment. | A positive use determination of 100% for the Drilling Mud Recycling System that includes only the following components: 1) Shaker Tank, 2) Shale Shaker, 3) Desilter, 4) Desander, and 5) Degasser. The Mud Pumps are not included in the positive use determination. A positive use determination of 100% for the Drilling Rig Spill Response Equipment that includes only the following components: 1) Ram Type Blowout Preventer, 2) Closing Unit, and 3) Choke Manifold System. Not included is the Annular Blowout Preventer. | 2005-09-20 | 1346000 | 100
8702 | T1 | Grey Wolf Inc | Grey Wolf Inc Rig #641 | FM 1971 2.3 Mi Southwest | Clayton | TX | 75637 | Panola | CN601355498 | Not Regulated by TCEQ | Drilling mud recycling system and drilling rig spill response equipment. | A positive use determination of 100% for the Drilling Mud Recycling System that includes only the following components: 1) Shaker Tank, 2) Shale Shaker, 3) Desilter, 4) Desander, and 5) Degasser. The Mud Pumps are not included in the positive use determination. A positive use determination of 100% for the Drilling Rig Spill Response Equipment that includes only the following components: 1) Ram Type Blowout Preventer, 2) Closing Unit, and 3) Choke Manifold System. Not included is the Annular Blowout Preventer. | 2005-09-20 | 910000 | 100
8703 | T1 | Grey Wolf Inc | Grey Wolf Inc Rig #738 | FM 31 7.4 Mi South | Deberry | TX | 75639 | Panola | CN601355498 | Not Regulated by TCEQ | Drilling mud recycling system and drilling rig spill response equipment. | A positive use determination of 100% for the Drilling Mud Recycling System that includes only the following components: 1) Shaker Tank, 2) Shale Shaker, 3) Desilter, 4) Desander, and 5) Degasser. The Mud Pumps are not included in the positive use determination. A positive use determination of 100% for the Drilling Rig Spill Response Equipment that includes only the following components: 1) Ram Type Blowout Preventer, 2) Closing Unit, and 3) Choke Manifold System. Not included is the Annular Blowout Preventer. | 2005-09-20 | 910000 | 100
8704 | T1 | Grey Wolf Inc | Grey Wolf Inc Rig #78 | Henry Prairie Rd 6.4 Mi N | Franklin | TX | 77856 | Robertson | CN601355498 | Not Regulated by TCEQ | Drilling mud recycling system and drilling rig spill response equipment. | A positive use determination of 100% for the Drilling Mud Recycling System that includes only the following components: 1) Shaker Tank, 2) Shale Shaker, 3) Desilter, 4) Desander, and 5) Degasser. The Mud Pumps are not included in the positive use determination. A positive use determination of 100% for the Drilling Rig Spill Response Equipment that includes only the following components: 1) Ram Type Blowout Preventer, 2) Closing Unit, and 3) Choke Manifold System. Not included is the Annular Blowout Preventer. | 2005-09-20 | 2074000 | 100
8705 | T1 | Grey Wolf Inc | Grey Wolf Inc Rig #79 | Hwy 46 3.3 Mi South | Franklin | TX | 77856 | Robertson | CN601355498 | Not Regulated by TCEQ | Drilling mud recycling system and drilling rig spill response equipment. | A positive use determination of 100% for the Drilling Mud Recycling System that includes only the following components: 1) Shaker Tank, 2) Shale Shaker, 3) Desilter, 4) Desander, and 5) Degasser. The Mud Pumps are not included in the positive use determination. A positive use determination of 100% for the Drilling Rig Spill Response Equipment that includes only the following components: 1) Ram Type Blowout Preventer, 2) Closing Unit, and 3) Choke Manifold System. Not included is the Annular Blowout Preventer. | 2005-09-20 | 2074000 | 100
8706 | T1 | Grey Wolf Inc | Grey Wolf Inc Rig #86 | Hwy 79 11 Mi East | Franklin | TX | 77856 | Robertson | CN601355498 | Not Regulated by TCEQ | Drilling mud recycling system and drilling rig spill response equipment. | A positive use determination of 100% for the Drilling Mud Recycling System that includes only the following components: 1) Shaker Tank, 2) Shale Shaker, 3) Desilter, 4) Desander, and 5) Degasser. The Mud Pumps are not included in the positive use determination. A positive use determination of 100% for the Drilling Rig Spill Response Equipment that includes only the following components: 1) Ram Type Blowout Preventer, 2) Closing Unit, and 3) Choke Manifold System. Not included is the Annular Blowout Preventer. | 2005-09-20 | 2801000 | 100
8707 | T1 | Grey Wolf Inc | Grey Wolf Inc Rig #16 | FM 1925 26.9 Mi West | Edinburg | TX | 78539 | Starr | CN601355498 | Not Regulated by TCEQ | Drilling mud recycling system and drilling rig spill response equipment. | A positive use determination of 100% for the Drilling Mud Recycling System that includes only the following components: 1) Shaker Tank, 2) Shale Shaker, 3) Desilter, 4) Desander, and 5) Degasser. The Mud Pumps are not included in the positive use determination. A positive use determination of 100% for the Drilling Rig Spill Response Equipment that includes only the following components: 1) Ram Type Blowout Preventer, 2) Closing Unit, and 3) Choke Manifold System. Not included is the Annular Blowout Preventer. | 2005-09-20 | 1346000 | 100
8708 | T1 | Grey Wolf Inc | Grey Wolf Inc Rig #37 | Cowboy Ranch Rd 31.5Mi Nw | Edinburg | TX | 78539 | Starr | CN601355498 | Not Regulated by TCEQ | Drilling mud recycling system and drilling rig spill response equipment. | A positive use determination of 100% for the Drilling Mud Recycling System that includes only the following components: 1) Shaker Tank, 2) Shale Shaker, 3) Desilter, 4) Desander, and 5) Degasser. The Mud Pumps are not included in the positive use determination. A positive use determination of 100% for the Drilling Rig Spill Response Equipment that includes only the following components: 1) Ram Type Blowout Preventer, 2) Closing Unit, and 3) Choke Manifold System. Not included is the Annular Blowout Preventer. | 2005-09-20 | 2801000 | 100
8709 | T1 | Grey Wolf Inc | Grey Wolf Inc Rig #454 | Hwy 490 46.4Mi Northwest | Edinburg | TX | 78539 | Starr | CN601355498 | Not Regulated by TCEQ | Drilling mud recycling system and drilling rig spill response equipment. | A positive use determination of 100% for the Drilling Mud Recycling System that includes only the following components: 1) Shaker Tank, 2) Shale Shaker, 3) Desilter, 4) Desander, and 5) Degasser. The Mud Pumps are not included in the positive use determination. A positive use determination of 100% for the Drilling Rig Spill Response Equipment that includes only the following components: 1) Ram Type Blowout Preventer, 2) Closing Unit, and 3) Choke Manifold System. Not included is the Annular Blowout Preventer. | 2005-09-20 | 910000 | 100
8710 | T1 | Grey Wolf Inc | Grey Wolf Inc Rig #76 | CR 306-A 15.3Mi Northeast | Crane | TX | 78731 | Upton | CN601355498 | Not Regulated by TCEQ | Drilling mud recycling system and drilling rig spill response equipment. | A positive use determination of 100% for the Drilling Mud Recycling System that includes only the following components: 1) Shaker Tank, 2) Shale Shaker, 3) Desilter, 4) Desander, and 5) Degasser. The Mud Pumps are not included in the positive use determination. A positive use determination of 100% for the Drilling Rig Spill Response Equipment that includes only the following components: 1) Ram Type Blowout Preventer, 2) Closing Unit, and 3) Choke Manifold System. Not included is the Annular Blowout Preventer. | 2005-09-20 | 1346000 | 100
8711 | T1 | Grey Wolf Inc | Grey Wolf Inc Rig #75 | Kettler Ln 3.5Mi East | Independence | TX | 77833 | Washington | CN601355498 | Not Regulated by TCEQ | Drilling mud recycling system and drilling rig spill response equipment. | A positive use determination of 100% for the Drilling Mud Recycling System that includes only the following components: 1) Shaker Tank, 2) Shale Shaker, 3) Desilter, 4) Desander, and 5) Degasser. The Mud Pumps are not included in the positive use determination. A positive use determination of 100% for the Drilling Rig Spill Response Equipment that includes only the following components: 1) Ram Type Blowout Preventer, 2) Closing Unit, and 3) Choke Manifold System. Not included is the Annular Blowout Preventer. | 2005-09-20 | 1346000 | 100
8712 | T1 | Grey Wolf Inc | Grey Wolf Inc Rig #45 | CR 211 9.1Mi Southwest | Hungerford | TX | 77448 | Wharton | CN601355498 | Not Regulated by TCEQ | Drilling mud recycling system and drilling rig spill response equipment. | A positive use determination of 100% for the Drilling Mud Recycling System that includes only the following components: 1) Shaker Tank, 2) Shale Shaker, 3) Desilter, 4) Desander, and 5) Degasser. The Mud Pumps are not included in the positive use determination. A positive use determination of 100% for the Drilling Rig Spill Response Equipment that includes only the following components: 1) Ram Type Blowout Preventer, 2) Closing Unit, and 3) Choke Manifold System. Not included is the Annular Blowout Preventer. | 2005-09-20 | 1346000 | 100
8713 | T1 | Grey Wolf Inc | Grey Wolf Inc Rig #840 | CR 211 14Mi Northwest | Wharton | TX | 77488 | Wharton | CN601355498 | Not Regulated by TCEQ | Drilling mud recycling system and drilling rig spill response equipment. | A positive use determination of 100% for the Drilling Mud Recycling System that includes only the following components: 1) Shaker Tank, 2) Shale Shaker, 3) Desilter, 4) Desander, and 5) Degasser. The Mud Pumps are not included in the positive use determination. A positive use determination of 100% for the Drilling Rig Spill Response Equipment that includes only the following components: 1) Ram Type Blowout Preventer, 2) Closing Unit, and 3) Choke Manifold System. Not included is the Annular Blowout Preventer. | 2005-09-20 | 2074000 | 100
8714 | T1 | Grey Wolf Inc | Grey Wolf Inc Rig #301 | Wellhouser Rd 18.5Mi S | Freer | TX | 78357 | Webb | CN601355498 | Not Regulated by TCEQ | Drilling mud recycling system and drilling rig spill response equipment. | A positive use determination of 100% for the Drilling Mud Recycling System that includes only the following components: 1) Shaker Tank, 2) Shale Shaker, 3) Desilter, 4) Desander, and 5) Degasser. The Mud Pumps are not included in the positive use determination. A positive use determination of 100% for the Drilling Rig Spill Response Equipment that includes only the following components: 1) Ram Type Blowout Preventer, 2) Closing Unit, and 3) Choke Manifold System. Not included is the Annular Blowout Preventer. | 2005-09-20 | 910000 | 100
8715 | T1 | Grey Wolf Inc | Grey Wolf Inc Rig #306 | Hwy 83 2.9Mi North | Zapata | TX | 78076 | Zapata | CN601355498 | Not Regulated by TCEQ | Drilling mud recycling system and drilling rig spill response equipment. | A positive use determination of 100% for the Drilling Mud Recycling System that includes only the following components: 1) Shaker Tank, 2) Shale Shaker, 3) Desilter, 4) Desander, and 5) Degasser. The Mud Pumps are not included in the positive use determination. A positive use determination of 100% for the Drilling Rig Spill Response Equipment that includes only the following components: 1) Ram Type Blowout Preventer, 2) Closing Unit, and 3) Choke Manifold System. Not included is the Annular Blowout Preventer. | 2005-09-20 | 1346000 | 100
8716 | T1 | Grey Wolf Inc | Grey Wolf Inc Rig #865 | Hwy 83 15.7 Mi North | Zapata | TX | 78076 | Zapata | CN601355498 | Not Regulated by TCEQ | Drilling mud recycling system and drilling rig spill response equipment. | A positive use determination of 100% for the Drilling Mud Recycling System that includes only the following components: 1) Shaker Tank, 2) Shale Shaker, 3) Desilter, 4) Desander, and 5) Degasser. The Mud Pumps are not included in the positive use determination. A positive use determination of 100% for the Drilling Rig Spill Response Equipment that includes only the following components: 1) Ram Type Blowout Preventer, 2) Closing Unit, and 3) Choke Manifold System. Not included is the Annular Blowout Preventer. | 2005-09-20 | 1346000 | 100
8717 | T1 | JCM Industries | JCM Industries | 200 Old Boston Rd | Nash | TX | 75569 | Bowie | CN600356885 | RN100646843 | See the attached table of property items. Concrete paving of blasting, powder coating, and manufacturing buildings was included in the application and was excluded from the table. | A positive use determination for the property contained on the attached table for the stated percentages. | 2005-06-30 | 895200 | 100
8718 | T1 | Texas Foundries Ltd | Texas Foundries | 1611 N Raguet | Lufkin | TX | 75903 | Angelina | CN602869547 | RN100218288 | Dust Collection System for Foundry; Furnace Hood; Waste Collection & Grinding System; and Berm around Waste Product Storage. | A positive use determination for 100% of the dust collection system, furnace hood, waste collection & grinding system, and containment berm for waste storage area. | 2005-05-23 | 141865 | 100
8719 | T1 | Halbert Mill Company Inc | Halbert Mill Company Inc | FM 347 South | Jacksonville | TX | 75766 | Cherokee | Company Name not in Central Registry | Insufficient Information | 1. Dust collection system enclosure for fugitive dust emissions. 2. Dust Collection System for paper converting process. 3. Road Sweeper. 4. Waste Baler. 5. Paper Waste Storage Containers. 6. Concrete Paving for truck loading and adhesive tote storage. 7. Paper Scrap Collection System. 8. Mobile machinery wash equipment. 9. Barrier Wall at truck loading area 10. Waste Glue Storage Tank. 11. Floor Drain Trenches under paper converting equipment. 12. Storm Water Drainage System. | A positive use determination for 100% of the property items listed above, with the exception of the mobile machinery wash equipment which is given a negative determination. | 2005-06-30 | 256497 | 100
8720 | T1 | Lufkin Industries Inc | Lufkin Industries Foundry Div | 407 Kiln Ave | Lufkin | TX | 75902 | Angelina | Insufficient Information | Insufficient Information | 1. Baghouse & Air filtration system. 2. Oil Demisters on heat trace furnaces. 3. Spray Booth enclosures for overspray of cleaning chemicals. 4. Conveyor Cover for sand cast parts. 5. Low NOx Burners on heat treat furnaces. 6. Dust Collection System for parts casting. 7. Paint Booth & Filtration System. 8. Spill Cleanup Equipment. 9. Road Sweeper. 10. Concrete Paving of parking area. 11. Mobile Machinery Decontamination Equipment. 12. Concrete Pads for foundry waste. 13. Double-Walled Storage Tanks for plant oils. 14. Automatic Tank Gauging for storage tanks. | A positive use determination for 100% of the property items listed above except for the spray booth enclosures (item 3) and mobile machinery decontamination equipment (item 11) which are given a negative determination. | 2005-06-30 | 769464 | 100
8721 | T1 | Lufkin Industries Inc | Lufkin Industries Inc | Hwy 69 S | Lufkin | TX | 75904 | Angelina | CD600399570 | RN101735249 | 1. Dust Collection System for parts manufacturing operations. 2. Exhaust Stacks for paint booths. 3. Paint Booth Filtration System. 4. Spill Cleanup Equipment. 5. Concrete Paving for roadways and parking areas. 6. Scrap Metal Waste Storage Containers. 7. Waste Oil Collection & Storage System. 8. Gutters and Drains for storm water drainage. | A positive use determination for 100% of the property items listed above. | 2005-06-30 | 903968 | 100
8722 | T1 | Lufkin Industries Inc | Lufkin Industries | 711 Industrial Blvd | Lufkin | TX | 75904 | Angelina | CN600399570 | RN102144284 | Pre-positioned spill cleanup equipment. | A positive use determination for 100% of the spill cleanup equipment. | 2005-05-23 | 8489 | 100
8723 | T1 | West Texas Gas Inc | WTG Gas Processing - Novice Comp | CR 484 1Mi Northwest | Novice | TX | 79538 | Coleman | CN601320484 | RN101293256 | Catalytic Converter for Compressor Engine. Air/Fuel Ratio Controller for Compressor Engine. | A positive use determination for 100% of the catalytic converter and air/fuel ratio controller. | 2005-05-23 | 6000 | 100
8724 | T1 | West Texas Gas Inc | WTG Gas Processing - Compton Comp | CR 345 8.3Mi Northeast | Silver | TX | 76949 | Nolan | CN601320484 | RN102311115 | Catalytic Converter for Compressor Engine. Air/Fuel Ratio Controller for Compressor Engine. | A positive use determination for 100% of the catalytic converter and air/fuel ratio controller. | 2005-05-23 | 12000 | 100
8725 | T1 | West Texas Gas Inc | WTG Gas Processing - Stewman Comp | CR 273 6.9Mi Southwest | Maryneal | TX | 75935 | Nolan | CN602679813 | RN102568524 | Catalytic Converter for Compressor Engine. Air/Fuel Ratio Controller for Compressor Engine. | A positive use determination for 100% of the catalytic converter and air/fuel ratio controller. | 2005-05-23 | 30000 | 100
8726 | T1 | Lufkin Industries Inc | Lufkin Industries - Service Center | Hwy 42 & Ih-20 | Kilgore | TX | 75662 | Gregg | CD600399570 | RN102169968 | The following items: Paint Booth & Filtration System; Mobile Machinery Decontamination Equipment; Waste Water Storage Tank; Concrete Containment for oil & water leaks under equipment. | A positive use determination for 100% of the paint booth & filtration system, wastewater storage tank, and concrete containment. A negative determination for the decontamination equipment which is used for general maintenance cleaning of mobile equipment. | 2005-06-15 | 66982 | 100
8727 | T1 | Lufkin Industries Inc | Lufkin Industries - Service Center | West Rd 114 & FM 1490 | Levelland | TX | 79336 | Hockley | Insufficient Information | Insufficient Information | Asphalt paving of parking area. Concrete containment under equipment. | A positive use determination for 100% of the asphalt paving and the concrete containment. | 2005-05-24 | 50650 | 100
8728 | T1 | Lufkin Industries Inc | Lufkin Industries - Service Center | 2064 Market St | Midland | TX | 79703 | Midland |  |  | Asphalt paving of parking area. | A positive use determination for 100% of the asphalt paving of the parking area. | 2005-05-24 | 30000 | 100
8729 | T1 | Lufkin Industries Inc | Lufkin Industries - Service Center | 13400 West Business 20 E | Odessa | TX | 79761 | Midland | CN600399570 | RN101996825 | Asphalt paving of parking area. Mobile Machinery Decontamination Equipment. | A positive use determination for 100% of the asphalt paving. A negative determination for the decontamination equipment which is used for general maintenance cleaning of mobile equipment. | 2005-06-15 | 23830 | 100
8730 | T1 | Henderson Economic Development | Panel Truss Texas Inc | 700 Kilgore Dr | Henderson | TX | 75652 | Rusk | CN602926388 | RN109325738 | Concrete and Asphalt Paving of outdoor vehicular traffic and parking areas. Culverts and Drains for storm water collection | A positive use determination for 100% of the concrete and asphalt paving and the culverts and drains. | 2005-06-30 | 650000 | 100
8731 | T1 | Panel Truss Texas Inc | Panel Truss Texas Inc | 700 Kilgore Dr | Henderson | TX | 75652 | Rusk | CN602926388 | RN109325738 | Wood sawdust and scrap collection system. | A positive use determination for 100% of the wood sawdust and scrap collection system. | 2005-05-24 | 50000 | 100
8732 | T1 | Teccor Electronics Inc | Teccor Electronics (Littlefuse) | 1800 Hurd Dr | Irving | TX | 75038 | Tarrant | CN600305114 | RN102198868 | 1. Acid Gas Scrubber. 2. Acid Gas Scrubber Exhaust Upgrade. 3. Scrubber "A" Fan Replacement. 4. Etch & Solvent Hood. 5. Quartz Cleanup Hood. 6. Cleanup Hood & Plate Hood. 7. Bottle Washer. 8. Neutralization Tank Upgrade. 9. Solvent Drain System. 10. Chemical Waste System. 11. Neutralization Tank Replacement. 12. Double-Walled Process Piping. 13. Vacuum Jacket Piping & Exhaust Scrubber. | A positive use determination for 100% of the property items listed above except for the double walled piping which is given a 50% determination. | 2005-05-24 | 929058 | 100
8733 | T1 | Masterfoods USA | Masterfoods USA | 1001 Texas Central Pkwy | Waco | TX | 76712 | McLennan | CN601738297 | RN102793171 | Dust Collectors for fugitives from the Skittles process; Silo Bin Vent/Dust Filter; Water Reclamation System; and Line End Waste Reduction Filter. | A positive use determination for 100% of the dust collectors, silo dust filter, water reclamation system, and waste reduction filter. | 2005-05-24 | 244377 | 100
8734 | T1 | Alcoa Home Exteriors | Alcoa Denison | 1601 Commerce Blvd | Denison | TX | 75020 | Grayson | CN601673908 | RN100689561 | The following items: Air Cond. Dust Control - Blending, Air Cond. Grinding Dust Collection; Air Cond. NBR Dust Collection System; Air Cond. Portable Air Cleaner; and Resin/Pigment Scales & Dust Collector. | No status event | 2005-08-10 | 98812 | 100
8735 | T1 | Western Extrusions | Western Extrusions | 1735 Sandy Lake Rd | Carrollton | TX | 75006 | Dallas | CN600255293 | RN102590700 | Cooling Hoods P4; Exhaust Fans Booth; Nitrogen Tanks 3; and Paint Line. | No status event | 2005-08-10 | 1817191 | 100
8736 | T1 | Unimin Texas Company LP | Unimin Voca Plant | 12.2 M SE of Brady | Voca | TX | 76887 | McCulloch | CN600816664 | RN101982528 | Thickener Sump Pump; Dust Collection for fugitive emissions; SPCC Containment around molten glass furnace operations; Ductwork to exhaust stack; and Sand Scrubbers. | A positive use determination for 100% of the sump pump, dust collection, SPCC containment, and scrubbers. | 2005-05-31 | 910687 | 100
8737 | T1 | Norit Americas Inc | Norit Americas Marshall Plant | 3200 University Ave | Marshall | TX | 75671 | Harrison | CN600840888 | RN102609724 | APC Ductwork; Dryer DC Fan & Duct to control device; Post Treatment Cyclone; REW Line to Wash Plant for recycling wastewater to kiln system; and Waste Water Pipeline. | A positive use determination for 100% of the APC ductwork, dryer dc fan and duct, post treatment cyclone, REW line to wash plant, and the wastewater pipeline. | 2005-06-03 | 138299 | 100
8738 | T1 | Solo Cup Company | Solo Cup Company | 4444 Ww Ledbetter Dr | Dallas | TX | 75236 | Dallas | Insufficient Information | Insufficient Information | 1. Plastic Scrap Recycling System. 2. Scrap Paper and Cardboard Balers. 3. CO2 Flowmeters. 4. Ink Waste Filtration System including Sump Pumps. 5. Automatic Tank Level Gauging in plastic print color tanks. 6.CFC Replacement Project in thermofoaming area. | A positive use determination for 100% of the property items listed above. | 2005-06-03 | 1037319 | 100
8739 | T1 | Western Cabinets Inc | Western Cabinets Inc | 3444 Morse Dr | Dallas | TX | 75236 | Dallas | CN600311138 | RN104025556 | Dust Collection Systems for the kitchen and bath cabinets production line and Paint Line Spray Components consisting of spray nozzles, piping, and pumps. | A positive use determination for 100% of the dust collection system. A negative use determination for the paint line spray components. | 2005-08-10 | 227383 | 100
8740 | T1 | Western Cabinets Inc | Western Cabinets Inc | 1001 Cedarview Dr | Cedar Hill | TX | 75104 | Dallas | CN600311138 | RN102302007 | Solvent Recovery System and Exhaust Ductwork for kitchen and bath production lines. | A negative use determination for the solvent recovery system and the exhaust ductwork. | 2005-08-10 | 16486 | 100
8741 | T1 | Owens Corning | Owens Corning | 201 N Nursery Rd | Irving | TX | 75061 | Dallas | CN603528050 | RN100225291 | Paved plant areas for storage of asphalt shingle product. | A negative use determination for the paved asphalt product storage area. | 2005-08-10 | 234619 | 100
8742 | T1 | Owens Corning | Owens Corning | 1701 W Loop 335 S | Amarillo | TX | 79114 | Potter | CN603528050 | RN100222140 | Clearwell Tank and Scrubber for glass melting furnace. | A positive use determination for 100% of the clearwell tank and the furnace scrubber. | 2005-06-06 | 1799138 | 100
8743 | T1 | Owens Corning | Owens Corning | 3700 N I-35 | Waxahachie | TX | 75168 | Ellis | CN603159088 | RN100223585 | Centrifuge and Shaker Screens for washwater from glass forming process; Drains and Trenches around glass furnaces and forming lines; and Low NOx Burners on incinerator. | A positive use determination for 100% of the centrifuge and shaker screens, drains and trenches for glass furnaces and forming lines, and low NOx burners on incinerator system. | 2005-06-06 | 564864 | 100
8744 | T1 | Owens Corning | Owens Corning | 17310 Market St | Channelview | TX | 77029 | Harris | CN600124838 | RN100210483 | Mist Eliminators on asphalt production and storage tanks. | A positive use determination for 100% of the mist eliminators. | 2005-06-06 | 35305 | 100
8745 | T1 | Owens Corning | Owens Corning | 8360 Market St | Houston | TX | 77029 | Harris | CN600124838 | RN100225036 | Project to improve Knock-Out Tank. | A positive use determination for 100% of the knock out tank improvements. | 2005-06-06 | 26040 | 100
8746 | T1 | Tyler Pipe Company | Tyler Pipe | Hwy 69 N | Swan | TX | 75706 | Smith | CN602536617 | RN102679867 | See attached table. | A positive use determination for 100% of the items on the attached table. | 2005-06-06 | 13210264 | 100
8747 | T1 | Encore Wire Limited | Encore Wire Limited | 1410 Millwood Rd | Mc Kinney | TX | 75069 | Collin | CN600130231 | RN104301825 | Paving of plant areas. | A positive use determination for 100% of the paving of plant roads. | 2005-06-06 | 223587 | 100
8748 | T1 | United States Gypsum Company | United States Gypsum Company | 1 Usg Rd | Sweetwater | TX | 79556 | Nolan | CN600124218 | RN100209618 | Emission Controls - Hoods & Hold Downs. End Saw Dust Collector. Emission Control - MBR Kettle System. | No status event | 2005-08-10 | 277967 | 100
8749 | T1 | Firestone Polymers LLC | Firestone Polymers LLC | 5713 FM 1006 | Orange | TX | 77630 | Orange | CN601590789 | RN100224468 | 1. Hydrocarbon Detector at RTO Inlet Duct. 2. Replacement of steam boiler (B11) burner system with Low NOx burners. 3. Flare System Improvements. 4. Improvements to Diene Utility Water Treatment. 5. Secondary Containment for Styrene & TNPP Storage Tanks. 6. Bio Pond Improvements. | A positive use determination for 100% of the property items listed above. | 2005-06-06 | 1018200 | 100
8750 | T1 | Vecta | Vecta | 1800 S Great Southwest Pk | Grand Prairie | TX | 75051 | Tarrant | CN600325724 | RN100616614 | Spark arrest system on dust collector. | A positive use determination for 100% of the spark arrest system on a dust collector. | 2005-05-18 | 31561 | 100
8751 | T1 | Yarrington Road Materials, LP | Yarrington Road Kyle Site | 1401 Yarrington Rd. | Kyle | TX | 78640 | Hays | CN600492631 | RN100809201 | Central dust collector for batch loading and cement silo. Water truck for plant roads. Diversion ditches and ponds for storm and process water. | A positive use determination for 100% of the central dust collector, water truck, and diversion ditches and ponds. | 2005-06-06 | 502300 | 100
8752 | T1 | Phelps Dodge Refining Corporation | Phelps Dodge - El Paso Refinery | 7001 N Loop Rd | El Paso | TX | 79998 | El Paso | CN600132179 | RN100226000 | Project to convert the Nickel Plant to an Acid Purification Plant. | A positive use determination of 100% for the project to convert the NIckel Sulfate Plant to a Nickel Carbonate Plant. | 2005-07-26 | 1982480 | 100
8753 | T1 | Huntsman LLC | Huntsman Ethyleneamines | 307 CR 624 | Freeport | TX | 77541 | Brazoria | CN603617580 | RN101286805 | This project includes the installation of a new lined carbon steel API tank. | A positive use determination of 100% for the D-601 Replacement Project. | 2005-05-27 | 350000 | 100
8754 | T1 | Memc Southwest | Memc Southwest | 6800 Hwy 75 S | Sherman | TX | 75090 | Grayson | CN600535108 | RN100858299 | Exhaust ducts used to route emissions to fume scrubber (10). Particulate filters on vacuum pump exhaust used to reduce emissions (10). Toxic Gas Monitor used to detect leaks. Exhaust fume scrubbers. Secondary spill containment. Neutralization control equipment used in pH neutralization. Chemical storage cabinets (7). | A positive use determination of 100% for the exhaust ducts used to route emissions to fume scrubber (10), the Particulate filters on vacuum pump exhaust used to reduce emissions (10), the Toxic Gas Monitor used to detect leaks, the exhaust fume scrubbers, the secondary spill containment, the neutralization control equipment used in pH neutralization, and the chemical storage cabinets. | 2005-06-02 | 1534880 | 100
8755 | T1 | Cryovac Inc. Dba: Sealed Air Corp. | Sealed Air Corporation | 2401 Dillard St | Grand Prairie | TX | 75051 | Dallas | CN600131023 | RN100221829 | Installed a thermal oxidizer. | A positive use determination of 100% for the thermal oxidizer. | 2005-06-07 | 856985 | 100
8756 | T1 | Cryovac Inc. Dba: Sealed Air Corp. | Sealed Air Corporation | 2401 Dillard St | Grand Prairie | TX | 75051 | Tarrant | CN600131023 | RN100221829 | Installed a thermal oxidizer. | A positive use determination of 100% for the thermal oxidizer. | 2005-06-07 | 856985 | 100
8757 | T2 | Kent Moore Cabinets Ltd | Kent Moore Stone City Plant | 450 Stone City Dr | Bryan | TX | 77803 | Brazos | CN604252841 | RN106580038 | UV Water Based Flat Line Coating Process. Stormwater Retention Pond. Sawdust Baghouse. Centrifuge System for waste water treatment. Paint Mixing and Prep Room. Landscaping and Irrigation System. | A positive use determination for 100% of the UV coating process, stormwater retention pond, sawdust baghouse, centrifuge system, and paint prep room. The microwave dryers and water heated dryers are excluded from this determination. A negative determination for the landscaping and irrigation system. | 2005-08-25 | 4003891 | 100
8758 | T1 | Magellan Terminal Holdings | Magellan Terminals Holdings LP | 12901 American Petroleum | Galena Park | TX | 77547 | Harris | CN600134639 | RN102423886 | Installed a John Zink Vapor Combustion Unit consisting of a 2-stage unit and a 45 foot tall combustion stack. | A positive use determination of 100% for the John Zink Vapor Combustion Unit. | 2005-07-12 | 225000 | 100
8759 | T1 | Franklin Industrial Minerals | Franklin Industrial Minerals | FM 439 | Nolanville | TX | 76559 | Bell | CN601230857 | RN103902268 | The following items: Gran Plant Baghouse & Fan; Dryer Baghouse; DCL Loading Chute; 16 x 120 Dust Collector; Bagging Silo Bin Vent; Bulk T-Product Loading; Dust Collector Loadout; Water Well; Loadout Dust Control; Gould 10RJL0-2 Pump; Cat Water Wagon 613B; 91 VC20 Long Reach Excavator; Silo Bin Vents; Dust Collectors, 613B Caterpillar Water Wagon; WRWC Dust Collector Baghouse; New Ball Mill Baghouse; Insulate Dryer Baghouse; and Plant Air Compressor. | A positive use determination of 100% for the Cat Water Wagon 613B; 91 VC20 Long Reach Excavator; Silo Bin Vents; Dust Collectors, 613B Caterpillar Water Wagon; WRWC Dust Collector Baghouse; New Ball Mill Baghouse; Insulate Dryer Baghouse; and Plant Air Compressor. A negative determination for the Gran Plant Baghouse & Fan; Dryer Baghouse; DCL Loading Chute; 16 x 120 Dust Collector; Bagging Silo Bin Vent; Bulk T-Product Loading; Dust Collector Loadout; Water Well; Loadout Dust Control; and Gould 10RJL0-2 Pump. These items were taxable on or before 1/01/1994 and as such are not eligible for a positive use determination. | 2005-07-27 | 843520 | 100
8760 | T1 | Franklin Industrial Minerals | Franklin Industrial Minerals | 8759 5Th St | Crawford | TX | 76638 | McLennan | CN601230857 | RN100830702 | The following items: Scavenger Baghouse; Rotary Dryer Baghouse; Dust Collection System; Air Compressor; Kice Fan Drive Modification & Bearings; 40' Dia. Baghouse Ductwork; Additional Duct; Dust Collector ASCO Kits, Dust Collector; 400 Gallon Air Receiver Tank; IMP Mill FK Pneumatic System, Screw Conveyors & Airlocks, and 6000 CFM Dust Collector System; #1 Plant Dust Collector; Baghouse Screw; #2 Dust Collector; Loadout Dust Collector; EP150 Aircld Intell Compr; 1994 GMC 7000 Water Truck; Water Tank; Tire Wash Pump & Piping; Spray Wash Pump & Piping; Spray Bar - Tire Wash; Mechanical Labor - Imp Mill/Baghouse; #83IMP Mill System - Baghouse; and IMP Mill Electrical - Baghouse. | A positive use determination of 100% for the Scavenger Baghouse; Rotary Dryer Baghouse; Dust Collection System; Air Compressor; Kice Fan Drive Modification & Bearings; 40' Dia. Baghouse Ductwork; Additional Duct; Dust Collector ASCO Kits, Dust Collector; 400 Gallon Air Receiver Tank; IMP Mill FK Pneumatic System, Screw Conveyors & Airlocks, and 6000 CFM Dust Collector System; EP150 Aircld Intell Compr; 1994 GMC 7000 Water Truck; Water Tank; Tire Wash Pump & Piping; Spray Wash Pump & Piping; Spray Bar - Tire Wash; Mechanical Labor - Imp Mill/Baghouse; #83IMP Mill System - Baghouse; and IMP Mill Electrical - Baghouse. A negative determination for the #1 Plant Dust Collector; Baghouse Screw; #2 Dust Collector; and the Loadout Dust Collector. These items were taxable on or before 1/01/1994 and as such are not eligible for a positive use determination. | 2005-07-27 | 3027590 | 100
8761 | T1 | Kraft Foods Global Inc | Maxwell House Plant | 3900 Harrisburg | Houston | TX | 77003 | Harris | CN600471825 | RN100214931 | The following categories of property: Waste Water Collection and Treatment, Dust and Particulate Matter Collection and Control Devices, Conservation Vents, Regenerative Thermal Oxidizer, and Chiller #1 Conversion Project. | A positive use determination of 100% for the Waste Water Collection and Treatment, Dust and Particulate Matter Collection and Control Devices, Conservation Vents, Regenerative Thermal Oxidizer, and Chiller #1 Conversion Project. | 2005-07-22 | 4829760 | 100
8762 | T2 | Old World Industries | Old World Ind - Clear Lake Plant | 9502 Bayport Blvd | Pasadena | TX | 77507 | Harris | CN600130850 | RN100227016 | The following 2 projects: A. Installation of a low CO2 emissions project consisting of CO2 Absorber, CO2 Stripper, and related improvements. B. Replacement of existing cooling towers. | Returned for failure to respond to a deficiency letter. | 2005-11-15 | 21000000 | 100
8763 | T1 | Poco Graphite Inc | Poco Graphite Plant | 300 Old Greenwood Rd | Decatur | TX | 76234 | Wise | CN601096266 | RN100807783 | Installed a FARR Dust Collector, ROTOLOK Airlock, and associated ducting. | A positive use determination of 100% for the FARR Dust Collector, ROTOLOK Airlock, and associated ducting. | 2005-08-19 | 24263 | 100
8764 | T1 | Poco Graphite Inc | Poco Graphite Plant | 300 Old Greenwood Rd | Decatur | TX | 76234 | Wise | CN601096266 | RN100807783 | The property installed was a natural gas fired furnace exhaust pilot (flare) used to ensure combustion of process exhaust gases from an electrically fired ceramic kiln. | A positive use determination of 100% for the exhaust pilot (flare). | 2005-08-19 | 11178 | 100
8765 | T1 | Calabrian Corporation | Calabrian Corporation | 5500 Hwy 366 | Port Neches | TX | 77651 | Jefferson | CN600884829 | RN101645018 | Waste Water Treatment Pond Modification and Up-Grade: Modified and up-graded pumping system. Strengthened south wall of lower pond. Up-Graded existing synthetic pond liner. Removed existing intake culverts and replaced with concrete open top channels. | A positive use determination for 100% of the waste water treatment pond modifications and up-grade. | 2005-09-19 | 119853 | 100
8766 | T1 | Ashland Chemical Inc | Valvoline | 2627 Tidal Road | Deer Park | TX | 77536 | Harris | CN600390801 | RN102802493 | Concrete Spill Containment Wall for 6 motor oil and oil additive storage tanks. | A positive use determination for 100% of the concrete spill containment wall. | 2005-09-19 | 148076 | 100
8767 | T1 | Gulf Chemical & Metallurgical Corp | Gulf Chemical & Metallurgical | 302 Midway Rd | Freeport | TX | 77541 | Brazoria | CN600124598 | RN102517505 | The RCRA Containment Building was required by new regulations promulgated in February, 1999, 40 CFR 261.3 to 261.32. The Containment Building was erected in 2000 at a cost of $4,775,000. The building is being expanded to accommodate the volume of additional material. The expanded section of the building is shown in Figures 1, 2, and 3. The facility is used for storage of hazardous spent catalysts prior to their treatment for recovery of metals. The building allows for better control of fugitive emissions. | A positive use determination of 100% for the RCRA Containment Building CB-2 Expansion project. | 2005-10-04 | 3343000 | 100
8768 | T1 | Collision Craft | Collision Craft | 653 W Front St | Hutto | TX | 78634 | Williamson | CN601452642 | RN102866712 | Installed a paint booth, including a mixing room. | A positive use determination of 100% for paint booth and the mixing room. | 2005-10-25 | 43035 | 100
8769 | T1 | Magellan Terminal Holdings | Magellan Terminal Holdings | 1802 Poth Ln | Corpus Christi | TX | 78407 | Nueces | CN600134639 | RN102423886 | Installed two internal floating roofs. Each one consists of an internal steel pontoon roof equipped with a mechanical shoe seal. The roofs will reduce product evaporation and voc emissions. | A positive use determination of 100% for the two internal floating roofs with mechanical seals. | 2005-11-01 | 425000 | 100
8770 | T1 | PVR Hamlin LP | Hamlin Gas Plant | 1144 CR 256 | Hamlin | TX | 79250 | Fisher | CN603952714 | RN100228733 | Air Assisted Flare Project: Installed a new air assisted flare as a replacement for 1970 era flare. Installation will result in improved combustion efficiency and minimize visible emission events. Additionally, existing condensate tank vents were routed to the flare to reduce VOC emissions. | A positive use determination of 100% for the Flare Replacement Project including the routing of the condensate tank vents to the flare. | 2005-11-10 | 86395 | 100
8771 | T1 | Savage Tolk Energy Services Llp Ltd | Tolk - Lamb County | 954 CR 65 | Earth | TX | 79031 | Lamb | CN603529652 | RN100219336 | Installed new dust collectors on Units 1 & 2 and the Crusher Building. The dust collectors will remove coal dust from the air and return it to the conveyor. Purchased a water truck for use in controlling dust on plant roads. | A positive use determination of 100% for the three dust collectors and the water truck. | 2005-12-12 | 820808 | 100
8772 | T1 | Stolthaven (Houston) Inc | Stolthaven | 15630 Jacintoport Blvd | Houston | TX | 77015 | Harris | CN600124820 | RN100210475 | The following projects. Project 121 installed internal floating roofs with secondary seals in tanks P15-36, 37, 38, 39, 40, 41, 42, and P25 -2. Project 122: Installed a tank vent system designed to collect air contaminates and direct them to the flare system. Project 123: Installed paving, concrete work and site preparation for south tank farm area. Project 124: Replacement and installation of double seal pumps and motors. Project 125: Installation of additional lining for leak detection. Project 126: Installed Vapor Control Systems consisting of control systems, vapor collection lines and scrubbers. Project 127: Chemical Sewer and Waste Water Improvements - made improvements to the waste water treatment system. Project 128: Installed high level warning devices to prevent tank releases. | A positive use determination of 100% for the eight projects listed on this application. | 2005-12-21 | 1654115 | 100
8773 | T1 | Hensley Industries | Hensley Industries - South Foundry | 2108 Joe Field Rd | Dallas | TX | 75229 | Dallas | CN600396493 | RN100689934 | Installed the following equipment: Baghouse B-21, New Core Room Scrubber Scrub-2 and Paint Spray Booth #2. | A positive use determination of 100% for the B-21 Baghouse, the new Core Room Scrubber - Scrub-2, and the #2 Paint Spray Booth. | 2006-01-10 | 192006 | 100
8774 | T2 | ConocoPhillips Company | ConocoPhillips Sweeny Refinery | Sh35 & FM524 | Old Ocean | TX | 77463 | Brazoria | CN601674351 | RN101619179 | A Flare Gas Recovery Compressor System is being installed on the Sweeney Refinery Flare Network to bring the Refinery into TCEQ 115.725. To facilitate the installation of the above described system, all HRVOC containing flare streams are being networked to one common flare network. In addition to networking, three flares require the installation of water seal drum systems. The Sweeny Flare Consolidation Project consists of Flare #19 Seal Drum, Collection Vessel, Sour Water Pump, and Associated Instrumentation; and Flare #11 Seal Drum, Collection Vessel, Sour Water Pump and Associated Instrumentation; and Flare #17 Seal Drum, Collection Vessel, Sour Water Pump, and Associated Instrumentation. | A positive use determination of 100% for the Flare Consolidation Project. | 2006-01-12 | 20544000 | 100
8775 | T1 | ConocoPhillips Company | ConocoPhillips Sweeny Refinery | Sh35 & FM524 | Old Ocean | TX | 77463 | Brazoria | CN601674351 | RN101619179 | A Flare Gas Recovery Compressor System is being installed. The Sweeny Flare Gas Recovery Compressor System includes: FGR Waste Water Pumps (2); FGR Suction Drum; FGR Seal Fluid Cooler; FGR Recirculation Pumps (2); Flare Gas Compressors (2); FGR Separator; Recovered Gas Cooler; Recovered Gas Separator, and all associated instrumentation. | A positive use determination of 100% for the Sweeny Flare Gas Recovery System. | 2006-01-12 | 5700000 | 100
8776 | T1 | Septon Company Of America | Septon Company Of America | 11414 Choate Rd | Pasadena | TX | 77507 | Harris | CN600375026 | RN100666916 | CEMS (HRVOC) analyzer to analyze flare fuel gas to comply with HRVOC requirements. Free Flow Vent Systems to remove particulates from free flow system prior to venting to the atmosphere. Decatalyst sumps to separate cyclohexane from waste water prior to transfer to waste water tank. | A positive use determination of 100% for the CEMS (HRVOC) analyzer, the Free Flow Vent Systems, and the Decatalyst Sumps. | 2006-01-24 | 272308 | 100
8777 | T1 | Nisseki Chemical Texas Inc | Nisseki Chemical Texas Inc. | 10500 Bay Area Blvd | Pasadena | TX | 77507 | Harris | CN603867268 | RN102887270 | Flare: 60' Flare Stack System S-101. Fugitive Emissions Monitors: Organic vapor monitoring instruments. Low NOx Burners: Replacement burners for low pressure boiler and furnace 2F-501. Welded all pipe joints in VOC piping system. Vacuum pump system, refrigeration system and vapor recovery piping leading to a final control device. Stacks: for boilers 2F-501 & 502 and furnace 2F-101. Complete concrete containment system, underground piping system, sump and pumps to segregate and convey storm water. Waste Water Treatment Facility for 300 Section. Storm Water Containment Systems: concrete containment system. Waste Water Impoundments: Pond and ditch channel system. Monitoring & Control Equipment for control of flows, levels, temperatures, and pressures. Potable Water System for the facility. | A positive use determination of 100% for the 60' Flare Stack System S-101, the Fugitive Emissions Monitors, the Low NOx Burners, the replacement burners for low pressure boiler and furnace 2F-501, the welded all pipe joints, the vacuum pump system, refrigeration system and vapor recovery piping leading to a final control device, the stacks for boilers 2F-501 & 502 and furnace 2F-101, the wastewater conveyances, the wastewater treatment facility, the storm water containment systems, the wastewater Impoundments, the pond and ditch channel system, the monitoring & control equipment for control of flows, levels, temperatures, and pressures and the Potable Water System for the facility. | 2006-01-24 | 3859659 | 100
8778 | T1 | Sunrise Chemical LLC | Sunrise Chemical Bayport Facility | 10500 Bay Area Blvd | Pasadena | TX | 77507 | Harris | CN603867268 | RN102887270 | Installed low NOx burners on the ENB Unit steam boilers. | A positive use determination of 100% for the replacement Low NOx burners. | 2006-01-24 | 100000 | 100
8779 | T1 | The Dow Chemical Company | The Dow Chemical Company | 2301 Brazosport Blvd | Freeport | TX | 77541 | Brazoria | CN600356976 | RN102692258 | Project to install two new Ethan/Propane pumps (EP -109A, 1,000 hp motor) at the Stevens Process Area. | A positive use determination of 100% for the two new Ethan/Propane pumps (EP -109A, 1,000 hp motor) | 2007-01-22 | 4580000 | 100
8780 | T1 | The Dow Chemical Company | The Dow Chemical Company | 2301 Brazosport Blvd | Freeport | TX | 77541 | Brazoria | CN600356976 | RN102692258 | Project to install a sump, diverter box, piping and instrumentation. This project is needed to allow the effective management of wastewater treatment and prevent rainwater excursions. | A positive use determination of 100% for the Flood Control Sump. | 2007-01-22 | 850000 | 100
8781 | T1 | The Dow Chemical Company | The Dow Chemical Company | 2301 Brazosport Blvd | Freeport | TX | 77541 | Brazoria | CN600356976 | RN102692258 | Project to increase the reliability of the Ion Wet Scrubber System. Property includes: redundant pH, pressure, and flow instrumentation. | A positive use determination of 100% for the project to increase the reliability of the Ion Wet Scrubber System | 2007-01-22 | 85000 | 100
8782 | T1 | The Dow Chemical Company | The Dow Chemical Company | 2301 Brazosport Blvd | Freeport | TX | 77541 | Brazoria | CN600356976 | RN102692258 | Flare System Reliability Project: purchase and install a new flare tip with an auto igniter system with dual pilots, dual retractable thermocouples and electronic ignitor for each pilot. Also includes Flame Font Generator. | A positive use determination of 100% for the project to improve the reliability of the flare system. | 2007-01-22 | 175000 | 100
8783 | T1 | The Dow Chemical Company | The Dow Chemical Company | 2301 Brazosport Blvd | Freeport | TX | 77541 | Brazoria | CN600356976 | RN102692258 | FS-1 Flare Project: install a flare tip with rain shield, igniter and control panel and four flame arrestors for organic vent streams. The existing air and gas lines to the flare were upgraded. | A positive use determination of 100% for the FS-1 Flare Project. | 2007-01-22 | 48000 | 100
8784 | T1 | The Dow Chemical Company | The Dow Chemical Company | 2301 Brazosport Blvd | Freeport | TX | 77541 | Brazoria | CN600356976 | RN102692258 | Caustic 1 Flooding Prevention Project: enlarge the A-600 North Ditch along Caustic Road and install level probes at the northeast corner of A-600. | A positive use determination of 100% for the Caustic 1 Flooding Prevention Project. | 2007-01-22 | 130000 | 100
8785 | T1 | The Dow Chemical Company | The Dow Chemical Company | 2301 Brazosport Blvd | Freeport | TX | 77541 | Brazoria | CN600356976 | RN102692258 | Project to purchase and install a new liquid dempster and associated piping for the TDI plant. | A positive use determination of 100% for the Liquid Dempster. | 2007-01-22 | 70000 | 100
8786 | T1 | The Dow Chemical Company | The Dow Chemical Company | 2301 Brazosport Blvd | Freeport | TX | 77541 | Brazoria | CN600356976 | RN102692258 | Project to install a pipeline from Train 3 to the D-750 waste dempster system. | A positive use determination of 100% for the project to install a pipeline between Train 3 and the D-750 waste dempster system. | 2007-01-22 | 80000 | 100
8787 | T1 | The Dow Chemical Company | The Dow Chemical Company | 2301 Brazosport Blvd | Freeport | TX | 77541 | Brazoria | CN600356976 | RN102692258 | Project to install a pipeline from the potable water system to the TS&D facility at B2037. | A positive use determination of 100% for the project to install a pipeline from the potable water system to the TS&D facility at B2037. | 2007-01-22 | 200000 | 100
8788 | T1 | The Dow Chemical Company | The Dow Chemical Company | 2301 Brazosport Blvd | Freeport | TX | 77541 | Brazoria | CN600356976 | RN102692258 | Project to purchase and install piping and instrumentation for the addition of methane fuel gas to the flare headers, FS101 & FS801, for the Allyl Manufacturing Plant. | A positive use determination of 100% for the project to purchase and install piping for the addition of methane fuel gas to the flare headers, FS101 & FS801, for the Allyl Manufacturing Plant. | 2007-01-22 | 70000 | 100
8789 | T1 | The Dow Chemical Company | The Dow Chemical Company | 2301 Brazosport Blvd | Freeport | TX | 77541 | Brazoria | CN600356976 | RN102692258 | Project to connect the FTO to the kiln so that the Kiln can serve as a backup to the FTO. Project to route FTO piping to spare nozzles at the Kiln, update process control code that will automate transfer vents from FTO to Kiln, fabricate annular injection nozzles for the FTO vents, install new Propylene Dichloride line from current tie to wet vent header line directly to the Kiln and install necessary instrumentations, including flame arrestors on the new PDC vent line to the Kiln. This will allow the Kiln to serve as a backup to the FTO. | A positive use determination of 100% for the project to allow the kiln to serve as a backup to the FTO. | 2007-01-22 | 290000 | 100
8790 | T1 | The Dow Chemical Company | The Dow Chemical Company | 2301 Brazosport Blvd | Freeport | TX | 77541 | Brazoria | CN600356976 | RN102692258 | Project to convert from using 700 gal dumpsters to using 5,000 gal isotainers, for transporting PSA condensates from the Freeport A-14 marine dock to the kiln in Plant B. This project will revise the existing spill containment at the A-14 Dock so as to be able to handle the larger isotainers. | A positive use determination of 100% for the project to revise the existing spill containment at the A-14 Dock so as to be able to handle the larger isotainers. | 2007-01-22 | 197000 | 100
8791 | T1 | The Dow Chemical Company | The Dow Chemical Company | 2301 Brazosport Blvd | Freeport | TX | 77541 | Brazoria | CN600356976 | RN102692258 | Project to expand the A-3200 Block Concrete Containment RCRA <90 Day Area, and increase the drainage and curbing to handle wastes properly | A positive use determination of 100% for the project to expand the A-3200 Block Concrete Containment RCRA <90 Day Area. | 2007-01-22 | 172000 | 100
8792 | T1 | The Dow Chemical Company | The Dow Chemical Company | 2301 Brazosport Blvd | Freeport | TX | 77541 | Brazoria | CN600356976 | RN102692258 | Project to increase the dike wall height by approximately one foot in the diesel fuel drum area, and install a new diesel drum secondary containment pan. | A positive use determination of 100% for the project to increase the dike wall height by approximately one foot in the diesel fuel drum area, and install a new diesel drum secondary containment pan. | 2007-01-22 | 76000 | 100
8793 | T1 | The Dow Chemical Company | The Dow Chemical Company | 2301 Brazosport Blvd | Freeport | TX | 77541 | Brazoria | CN600356976 | RN102692258 | Project to install a new nitrogen pad/depad vent system on D-64. | A positive use determination of 100% for the new nitrogen pad/depad vent system installed on D-64. | 2007-01-23 | 173000 | 100
8794 | T1 | The Dow Chemical Company | The Dow Chemical Company | 2301 Brazosport Blvd | Freeport | TX | 77541 | Brazoria | CN600356976 | RN102692258 | Project to provide additional rainwater storage capability by installing an overflow pond in the V-64 tank containment area. | A positive use determination of 100% for the project to provide additional rainwater storage. | 2007-01-23 | 300000 | 100
8795 | T1 | The Dow Chemical Company | The Dow Chemical Company | 2301 Brazosport Blvd | Freeport | TX | 77541 | Brazoria | CN600356976 | RN102692258 | Project to purchase and install instrumentation and associated piping to upgrade the Unit 1 VCM facility's HCl scrubber (T-112). Two temperature transmitters, two pressure transmitters, valves and associated piping will be installed. | A positive use determination of 100% for the project to upgrade the Unit 1 VCM Facility's HCl Scrubber (T-112). | 2007-01-23 | 140000 | 100
8796 | T1 | The Dow Chemical Company | The Dow Chemical Company | 2301 Brazosport Blvd | Freeport | TX | 77541 | Brazoria | CN600356976 | RN102692258 | Project to purchase a portable flare knockout drum for the Stratton Ridge Salt Dome Operations Facility. | A positive use determination of 100% for the project to purchase a portable flare knockout drum for the Stratton Ridge Salt Dome Operations Facility. | 2007-01-23 | 90000 | 100
8797 | T1 | The Dow Chemical Company | The Dow Chemical Company | 2301 Brazosport Blvd | Freeport | TX | 77541 | Brazoria | CN600356976 | RN102692258 | Project to construct a connection from the polyethylene T-8 containment area to the containment area for T-10-T-15. The project will also modify the existing container unloading containment area to bring the dike wall up to the height of the rampovers. | A positive use determination of 100% for the project to construct a connection from the polyethylene T-8 containment area to the containment area for T-10-T-15. | 2007-01-23 | 75000 | 100
8798 | T1 | The Dow Chemical Company | The Dow Chemical Company | 2301 Brazosport Blvd | Freeport | TX | 77541 | Brazoria | CN600356976 | RN102692258 | Installed sealless pumps for the Phenol storage tank, D101, along with associated pressure transmitters. | A positive use determination of 100% for the project to install sealless pumps for the Phenol storage tank, D101, along with associated pressure transmitters. | 2007-01-23 | 195000 | 100
8799 | T1 | The Dow Chemical Company | The Dow Chemical Company | 2301 Brazosport Blvd | Freeport | TX | 77541 | Brazoria | CN600356976 | RN102692258 | Project to install automated valves, pipes, and pH probe to recover dilute acid to the WWTP feed tank. | A positive use determination of 100% for the project to install automated valves, pipes, and pH probe to recover dilute acid to the WWTP feed tank. | 2007-01-23 | 30000 | 100
8800 | T1 | The Dow Chemical Company | The Dow Chemical Company | 2301 Brazosport Blvd | Freeport | TX | 77541 | Brazoria | CN600356976 | RN102692258 | Project to construct containment area for the 2-Cyanopyridine ISO container unloading station. Property includes: enclosing a 50' x 70' area with a slab, curb, valves and drain pipe that allows draining to a sump. | A positive use determination of 100% for the project to construct containment area for the 2-Cyanopyridine ISO container unloading station. | 2007-01-23 | 60000 | 100
8801 | T1 | The Dow Chemical Company | The Dow Chemical Company | 2301 Brazosport Blvd | Freeport | TX | 77541 | Brazoria | CN600356976 | RN102692258 | Project to purchase and install a new Total Organic Carbon Analyzer for the compliance lab at B-209. | A positive use determination of 100% for the new Total Organic Carbon Analyzer. | 2007-01-23 | 40000 | 100
8802 | T1 | The Dow Chemical Company | The Dow Chemical Company | 2301 Brazosport Blvd | Freeport | TX | 77541 | Brazoria | CN600356976 | RN102692258 | Project to install two new portable water headers in the B-1400 & B-1600 block buildings. | A positive use determination of 100% for the two new portable water headers in the B-1400 & B-1600 block buildings. | 2007-01-23 | 180000 | 100
8803 | T1 | The Dow Chemical Company | The Dow Chemical Company | 2301 Brazosport Blvd | Freeport | TX | 77541 | Brazoria | CN600356976 | RN102692258 | Project to install trenches, sumps and sump pumps in the dike tank farm area in the A-2400 block which includes storage for VDC, B-Tri and in process tanking. | A positive use determination of 100% for the project to install trenches, sumps and sump pumps in the dike tank farm area in the A-2400 block. | 2007-01-23 | 285000 | 100
8804 | T1 | The Dow Chemical Company | The Dow Chemical Company | 2301 Brazosport Blvd | Freeport | TX | 77541 | Brazoria | CN600356976 | RN102692258 | Project installed a resin removal system for the wastewater tanks D299A/B, including piping and instrumentation. | A positive use determination of 100% for the project to install a resin removal system for wastewater tanks D299A/B. | 2007-01-23 | 70000 | 100
8805 | T1 | The Dow Chemical Company | The Dow Chemical Company | 2301 Brazosport Blvd | Freeport | TX | 77541 | Brazoria | CN600356976 | RN102692258 | Project to install 137 infrared gas detectors in the B-2700 and B-3700 silos. | A positive use determination of 100% for the project to install 137 infrared gas detectors in the B-2700 and B-3700 silos. | 2007-01-23 | 380000 | 100
8806 | T1 | The Dow Chemical Company | The Dow Chemical Company | 2301 Brazosport Blvd | Freeport | TX | 77541 | Brazoria | CN600356976 | RN102692258 | Project installed 1" and 2" potable water piping and fittings as backflow prevention, ensure proper pressure for safety showers, and to use new metallurgy to maintain a clean potable water system. | A positive use determination of 100% for the project to install new potable water piping and fittings. | 2007-01-23 | 600000 | 100
8807 | T1 | The Dow Chemical Company | The Dow Chemical Company | 2301 Brazosport Blvd | Freeport | TX | 77541 | Brazoria | CN600356976 | RN102692258 | Project installed a new Pressure Safety Valve along with new piping off the E4 exchanger going to the plant flares. | A positive use determination of 100% for the project to install new pressure safety valve and new piping to the flare. | 2007-01-23 | 80000 | 100
8808 | T1 | The Dow Chemical Company | The Dow Chemical Company | 2301 Brazosport Blvd | Freeport | TX | 77541 | Brazoria | CN600356976 | RN102692258 | Project to install three new backflow prevention devices (RPZ's) for the potable water system at B-600, and a new 2" potable water header to the Ecology, Brine and B-630 areas. | A positive use determination of 100% for the project to install three new backflow prevention devices for the potable water system B-600 and a new 2" potable water header to the Ecology, Brine and B-630 areas. | 2007-01-23 | 100000 | 100
8809 | T1 | The Dow Chemical Company | The Dow Chemical Company | 2301 Brazosport Blvd | Freeport | TX | 77541 | Brazoria | CN600356976 | RN102692258 | Project to install 1000' of 2" carbon steel pipe, new flow transmitter and new control valve to connect the Allyl/Epi plant to the THROX. | A positive use determination of 100% for the THROX feed line. | 2007-01-23 | 290000 | 100
8810 | T1 | The Dow Chemical Company | The Dow Chemical Company | 2301 Brazosport Blvd | Freeport | TX | 77541 | Brazoria | CN600356976 | RN102692258 | Project to replace single pump seals in the Freeport VDC and Derivatives Plant with the appropriate technology. Technology includes dry gas seals with a nitrogen purge console, dry running backup seal with a seal pot and mag drive pumps. | A positive use determination of 100% for the project to replace the pumps seals. | 2007-01-23 | 200000 | 100
8811 | T1 | The Dow Chemical Company | Dow Chemical Company The: Cl1-7 | 2301 Brazosport Blvd | Freeport | TX | 77541 | Brazoria | CN600356976 | RN102692258 | This project is for the construction of a new Chlorine Plant. Property includes: Two CL2 scrubbers; Liquids Collection Sump & Pump, Drainage System Sumps & Pumps; Wastewater Treatment Facility; and spent Anolyte Line. | Withdrawn by applicant | 2008-10-01 | 32350000 | 100
8812 | T1 | The Dow Chemical Company | Dow Chemical Company The: Lhc-8 Flare | 2301 Brazosport Blvd | Freeport | TX | 77541 | Brazoria | CN600356976 | RN102692258 | This project is for the installation of pipe to a fourth Pilot and second pressure control valve to the FS-1 elevated flare. | A positive use determination for 100% of the pilot piping and pressure control valve for the FS-1 elevated flare. | 2008-05-29 | 110000 | 100
8813 | T1 | The Dow Chemical Company | Stratton Ridge Operations | 2301 Brazosport Blvd | Freeport | TX | 77541 | Brazoria | CN600356976 | RN102692258 | This project is for the installation of a hydrocarbon leak detection systems on all storage well heads. | A positive use determination for 100% of the hydrocarbon leak detection systems on the storage well heads. | 2008-08-06 | 900000 | 100
8814 | T1 | The Dow Chemical Company | Dow A-38 Lagoon | 2301 Brazosport Blvd | Freeport | TX | 77541 | Brazoria | CN600356976 | RN102692258 | This project is for the installation of a new water management system segregating storm water from process water in A-38 Block Ethylene Amine Plant. Equipment installed includes two wastewater processing areas, pumps, piping and controls. | A positive use determination of 100% for the water management system segregating storm water from process water. | 2008-07-30 | 10100000 | 100
8815 | T1 | The Dow Chemical Company | Dow Polyols | 2301 Brazosport Blvd | Freeport | TX | 77541 | Brazoria | CN600356976 | RN102692258 | Concrete Diking and Drainage for secondary containment of hydrocarbon spills at the Vornanol plant. | A positive use determination for 100% of the concrete diking and drainage for secondary containment at the Vornanol plant. | 2008-06-16 | 3000000 | 100
8816 | T1 | Haltermann | Haltermann - Houston | 16717 Jacintoport Blvd | Houston | TX | 77015 | Harris | CN601181282 | RN100219237 | HRVOC compressor system, vacuum blower system and stripper column at the custom processing facility at the Jacintoport site. | Withdrawn by applicant | 2006-04-03 | 986000 | 100
8817 | T1 | Haltermann | Haltermann - Houston | 16717 Jacintoport Blvd | Houston | TX | 77015 | Harris | CN601181282 | RN100219237 | Small S/S vessel for intermediate storage of process waste. | A positive use determination for 100% of the stainless steel process waste storage vessel | 2006-02-02 | 25000 | 100
8818 | T1 | Haltermann | Haltermann - Channleview | 1201 S Sheldon Rd | Channelview | TX | 77530 | Harris | CN601181282 | No Regulated Entity at this Location. | Internal floating roof, with secondary seals, in waste water storage tank #75 in the fuel blending process. | A positive use determination for 100% of the internal floating roof on waste water storage tank #75. | 2006-04-03 | 50000 | 100
8819 | T1 | Union Carbide Corporation | Union Carbide - Texas City | 3301 5Th Ave S | Texas City | TX | 77592 | Galveston | CN601688781 | RN100219351 | Replacement of the pretreatment waste water plant with closed system. | A positive use determination for 100% of the new closed system waste water treatment plant. | 2006-02-02 | 7898500 | 100
8820 | T1 | Union Carbide Corporation | Union Carbide - Seadrift | South Hwy 185 | North Seadrift | TX | 77983 | Calhoun | CN601688781 | RN102181526 | Nozzles and sample probes in piping around two Blow Off Oxidation Units in the Ethylene Oxide process. | A positive use determination for 100% of the nozzles and sample probes for two Blow Off Oxidation Units. | 2006-02-02 | 25000 | 100
8821 | T1 | Union Carbide Corporation | Union Carbide - Seadrift | South Hwy 185 | North Seadrift | TX | 77983 | Calhoun | CN601688781 | RN102181526 | 10 can Dynamic Data Acquisition Computer system for proper monitoring of the Cogen 11 combustion components. | A positive use determination for 100% of the 10 can dynamic data acquisition computer system on Cogen II. | 2006-02-02 | 180000 | 100
8822 | T1 | Union Carbide Corporation | Union Carbide - Seadrift | South Hwy 185 | North Seadrift | TX | 77983 | Calhoun | CN601688781 | RN102181526 | The equipment consists of a Flare Tip, flare pilots, flare flowmeter, methane flow meter and instrumentation to ratio the flow of methane to the flare gas flow. | A positive use determination for 100% of flare project described above. | 2006-02-02 | 420000 | 100
8823 | T1 | Union Carbide Corporation | Union Carbide - Seadrift | 7501 Highway 185 N | Seadrift | TX | 77983 | Calhoun | CN601688781 | RN105899744 | Amine Recycle Pump replacement project: installed two double diaphragm pumps (north and south pumps), pulsation dampeners, instrumentation, and associated piping. | A positive use determination for 100% of the amine recycle pump replacement project. | 2006-04-03 | 130000 | 100
8824 | T1 | Union Carbide Corporation | Union Carbide - Seadrift | 7501 Highway 185 N | Seadrift | TX | 77983 | Calhoun | CN601688781 | RN105899744 | Includes three pumps which were changed from single mechanical seal pumps to magnetic drive pumps, and instrumentation and associated piping. | A positive use determination for 100% of the replacement of 3 pumps with associated equipment. | 2006-02-08 | 178000 | 100
8825 | T1 | Union Carbide Corporation | Union Carbide - Seadrift | 7501 Highway 185 N | Seadrift | TX | 77983 | Calhoun | CN601688781 | RN105899744 | Change from single seal to double mechanical seals on four pumps. Includes 2-inch seal, seal pot, nitrogen piping, level instrumentation, pressure gauge, and seal fluid piping. | A positive use determination for 100% of the project to replace seals and associate equipment on 4 pumps as described above. | 2006-02-08 | 202000 | 100
8826 | T1 | Union Carbide Corporation | Union Carbide - Seadrift | 7501 Highway 185 N | Seadrift | TX | 77983 | Calhoun | CN601688781 | RN105899744 | East & West Additive Filter Receivers: solid powdered additives are disentrained from conveying nitrogen and fall by gravity through the filter into the Mastermix Blenders. | A negative determination for the east and west additive filter receivers. | 2006-04-03 | 125000 | 100
8827 | T1 | Texas Genco LP | South Texas Project | 8 M W On FM 521 | Wadsworth | TX | 77483 | Matagorda | CN600276653 | RN102395654 | Waste Storage Containers: Construction of storage containers for interim onsite storage of low-level radioactive waste. | A positive use determination of 100% for the construction of storage containers. | 2006-02-03 | 1195 | 100
8828 | T1 | Texas Genco LP | South Texas Project | 8 M W On FM 521 | Wadsworth | TX | 77483 | Matagorda | CN600276653 | RN102395654 | Sanitary Waste Treatment System Control Panel Replacement: Replacement and upgrade of sanitary treatment system electrical control panel. | A positive use determination of 100% for the Sanitary Waste Treatment System Control Panel Replacement. | 2006-02-07 | 7280 | 100
8829 | T1 | Flint Hills Resources LP | Flint Hills Resources - West Refinery | 2825 Suntide Rd | Corpus Christi | TX | 78409 | Nueces | CN603741463 | RN100235266 | Retrofitted No.3 Isom Unit Heater 25BA2501 with ultra Low NOx burners. | A positive use determination of 100% for the replacement Ultra Low NOx Burners. | 2006-02-07 | 850000 | 100
8830 | T1 | Flint Hills Resources LP | Flint Hills Resources - West Refinery | 2825 Suntide Rd | Corpus Christi | TX | 78409 | Nueces | CN603741463 | RN100235266 | Retrofitted Ortho Fabrication Unit Heaters 20BA2001 and BA2004 with ultra dry low NOx Burners. | A positive use determination of 100% for the replacement Ultra Low NOx Burners. | 2006-02-07 | 1300000 | 100
8831 | T1 | Flint Hills Resources LP | Flint Hills Resources - West Refinery | 2825 Suntide Rd | Corpus Christi | TX | 78409 | Nueces | CN603741463 | RN100235266 | Retrofitted West Crude Unit Heaters 40BA101 and 40BA401 with ultra dry low NOx Burners and a NOx CEM. | A positive use determination for 100% of the ultra low-NOx burners and CEM on Heaters 40BA101 and 40BA401. | 2006-02-07 | 1500000 | 100
8832 | T1 | Flint Hills Resources LP | Flint Hills Resources - West Refinery | 2825 Suntide Rd | Corpus Christi | TX | 78409 | Nueces | CN603741463 | RN100235266 | Retrofitted Hydrocracker Unit Heaters 26BA2603, 26BA2604, 26BA2605, and 26BA2606 with ultra dry low NOx Burners. | A positive use determination for 100% of the ultra low-NOx burners on Heaters 26BA2603, 26BA2604, 26BA2605, and 26BA2606. | 2006-02-07 | 1500000 | 100
8833 | T1 | Flint Hills Resources LP | Flint Hills Resources - West Refinery | 2825 Suntide Rd | Corpus Christi | TX | 78409 | Nueces | CN603741463 | RN100235266 | Selective Non-Catalytic Reduction System (SNCR) at the West FCCU to reduce emissions. Includes ammonia storage and injection. | A positive use determination for 100% of the Selective Non-Catalytic Reduction System (SNCR) at the West FCCU | 2006-02-07 | 3300000 | 100
8834 | T1 | International Paper | Intl Paper - Texarkana Mill | 9978 FM 3129 | Queen City | TX | 75572 | Cass | CN601047830 | RN100543115 | HVLC Gas Collection & Destruction System: 1. Fiberglass hoods over 1A, 2A, 3A, 1B, 2B, & 3B brown stock washers. 2. Fans for air doctors and associated piping & electrical for A & B lines. 3. Foam breakers & associated piping & electrical for lines A & B. 4. Gas Cooler with associated cooling and return water piping/valves. 5. Collection piping & balancing valves for the main HVLC fan system. 6. Instrumentation for monitoring of the entire HLVC system. 7. Upgrade on existing Service & Foam Tanks. 8. Piping & Associated valving to the No 1 & No 2 Power Boilers. 9. HVLC gas Reheater. 10. Flame arrestors and condensate separators. 11. All instrumentation for destruction of HVLC gases. | A positive use determination for 100% of the HVLC gas collection and destruction system. | 2006-04-28 | 14203000 | 100
8835 | T1 | Commercial & Industrial Oil Company Inc | Commercial & Industrial Oil Company Inc | 6050 College St | Beaumont | TX | 77704 | Jefferson | CN600251029 | RN101821056 | #1. Stage II Vapor Recovery System including three M3+1 dispensers, six balance control nozzles, coaxial hoses, piping, and pressure relief vents on the front fleet fueling island and a Stage I Vapor Recovery system; hose, valve and piping on the back loading area. #2. Environmental paving under front and back fuel islands and drains, piping, a 2000 gallon oil water separator and high level alarm. #3. Canopy covers over front and back fuel islands and internal drainage and piping. Five electronic preset valves installed in fill pipes to automatically stop flow of product. Five dry break connections, one on each delivery hose. #4. Seven tight fill fittings, 7 spill containers, 1 overfill alarm and tank gauge system and 7 tank probes, 6 interstitial probes, 7 ball float valves, 8 tank top sumps, 9 under dispenser sumps, 1 large sump (3 ft X 12 ft) and additional sump (3 ft X 3 ft); 2 observation monitoring wells, 12 mechanical line leak detectors, 29 isolation valves with portal entry. #5. Six double walled fuel tanks; 600 ft of 2-inch double walled fiberglass piping and 900 ft of 3-inch double walled fiberglass piping; 42 ft X 82 ft x 8 ft concrete containment for tanks; Concrete area for truck unloading with knife gate valve at storm drain. | A positive use determination for 100% of the property listed above with the following exceptions: 50% of the six double -walled fuel tanks, and a negative determination for the three M3+1 dispensers. | 2006-02-09 | 327441.09 | 100
8836 | T1 | Commercial & Industrial Oil Company Inc | Commercial & Industrial Oil Company Inc | 875 Lagham | Beaumont | TX | 77707 | Jefferson | Insufficient Information | Insufficient Information | 1. Concrete containment for bulk oil storage. 2. Concrete spill containment area and 3 floor drains. 3. Concrete containment for future loading area and 1 floor drain. 4. Curbed concrete paving for roads and parking on property inside of the fenced area. 5. Storm Resistant Shelters over containment areas. 6. Fencing. 7. Tennat parking lot sweeper. 8. Mobile pollution control trailer. | A positive use determination for 100% of the property items listed above with the exception of the fencing which is given a negative determination. | 2006-02-09 | 192549.35 | 100
8837 | T1 | E I Du Pont De Nemours & Co Inc | DuPont La Porte | 12501 Strang Rd | La Porte | TX | 77572 | Harris | CN600128284 | RN100225085 | Project to convert an existing one million gallon carbon steel storage tank to a Biotreatment Waste Averaging Tank. The project included: 1. Repair of tank roof structure and floor, installation of several new nozzles, and installation of a passive cathodic protection system. 2. Piping to convey wastewater to the averaging tank and then to the waste water treatment system. 3. Two large pumps in the averaging tank. 4. Instrumentation for control of flow, level, and pressure in averaging tank. 5. Connections to an existing closed vent system. 6. Sample piping for TOC monitoring. 7. An unloading pad, pad cover, and associated piping. | A positive use determination for 100% of the wastewater system improvements. | 2006-02-24 | 326430 | 100
8838 | T1 | E I Du Pont De Nemours & Co Inc | DuPont La Porte | 12501 Strang Rd | La Porte | TX | 77572 | Harris | CN600128284 | RN100225085 | Flare Monitoring System: 1. Continuous flow monitoring system. 2. Temperature and pressure continuous monitors. 3. On-line analyzers to determine HRVOC. Cooling Tower Heat Exchange System Monitoring: 1. Continuous flow monitoring system. 2. Star Instruments El Paso Stripper and HRVOC analyzer to measure HRVOC in cooling tower water header. | A positive use determination of 100% project to monitor HRVOC, | 2006-03-24 | 1041000 | 100
8839 | T1 | E I Du Pont De Nemours & Co Inc | DuPont La Porte | 12501 Strang Rd | La Porte | TX | 77572 | Harris | CN600128284 | RN100225085 | Project to replace the non-regenerative carbon absorption system with a new Cryogenic Condenser System venting to the existing Lannate Vapor Incinerator (SF-05CRY). | A positive use determination for 100% of the cryogenic condenser system. | 2006-02-17 | 1115780 | 100
8840 | T1 | Eastman Chemical Company | Eastman Chemical Texas Operations | Hwy 149 @ Kodak Blvd | Longview | TX | 75603 | Harrison | CN601214406 | RN100219815 | Installed a Vapor Recovery Unit to control air emissions from Tanks 60FB-1001, 60FB-1002 & 60FB-1007. | A positive use determination for 100% of the vapor recovery unit | 2006-02-17 | 611476 | 100
8841 | T1 | Pactiv Corporation | Pactiv Corporation | 3000 Pegasus Dr | Temple | TX | 76501 | Bell | CN600130702 | RN100228196 | Dust Collection Systems. Scrap Collection and Recycle System. Regenerative Thermal Oxidizer. Waste Water Treatment System. | A positive use determination of 100% for the Dust Collection Systems, the Scrap Collection and Recycle System, the Regenerative Thermal Oxidizer, and the Waste Water Treatment System. | 2006-02-14 | 11825100 | 100
8842 | T1 | Pactiv Corporation | Pactiv Corporation | 4501 E Hwy 31 | Corsicana | TX | 75110 | Navarro | CN600130702 | RN104847280 | Scrap paper and cardboard baler/compactor. Dust Collection System. Scrap Collection and Recycle System. | A positive use determination of 100% for the scrap paper and cardboard baler/compactor; the dust collection system, and the scrap collection and recycle system. | 2006-02-14 | 2823500 | 100
8843 | T1 | Innovene USA LLC | Innovene Texas City Plant | 2800 FM 519 E | Texas City | TX | 77590 | Galveston | CN602817884 | RN104579487 | Poly Butene Railcar Loading Rack Drain Redesign: redesign and construction of drains underneath Tracks 4 and 5 so that styrene would mitigate to the styrene sump. SEP Styrene Hazardous Waste Pad: In order to provide for 90 day storage of hazardous waste generated on site, an existing 60' x 160' paved area was converted. The project included: 1. Seal and grout over existing drain lines. 2, Provision of new drainage system. 3. Installation of curbing. 4. Installation of new foundations. 5. Provision of new 30' by 60' storage shed. 6. Seal slab. | A positive use determination of 100% for the Poly Butene Railcar Loading Rack Drain Redesign & the project to provide a 90 day hazardous waste storage area. | 2006-02-24 | 409375 | 100
8844 | T1 | Texas Genco II LP | Cedar Bayou | 7705 Old West Bay Rd | Baytown | TX | 77520 | Chambers | CN603919200 | RN100825371 | Unit 2 CEMS ammonia compliance monitoring system: project costs included materials and labor to install the new analyzer systems and perform software modifications to the CEMS equipment to calculate the new ammonia slip parameter. Installed were two certifiable extractive API Teledyne analyzer systems. | A positive use determination of 100% for the Unit 2 Continuous Emission Monitoring Systems. | 2006-02-17 | 181982 | 100
8845 | T1 | Texas Genco II LP | Cedar Bayou | 7705 Old West Bay Rd | Baytown | TX | 77520 | Chambers | CN603919200 | RN100825371 | Asbestos Abatement: Asbestos containing building and insulating materials were removed. Associated costs include asbestos removal, HEPA vacuum equipment, negative air pressure enclosures, glove bags, personal protective equipment, decontamination facilities, testing, disposal, etc. | A positive use determination of 100% for the Asbestos Abatement Project. | 2006-02-17 | 74415 | 100
8846 | T1 | Firestone Polymers LLC | Firestone Polymers LLC | 5713 FM 1006 | Orange | TX | 77630 | Orange | CN601590789 | RN100224468 | The following items: HI-Trans Solvent Recovery Piping; Replace containment erosion belts on anaerobic wastewater pond; level alarms for styrene storage tanks; north & south cyclone exhaust ducts, updated RTO Damper Hydraulic Controls; Route Drainage of Expeller to Recycle; West Flare Steam Control System; Replace Cyclone Covers on DK558A/B; Upgrade Ignitors on DM-801 Flare; Upgrade RTO Graphics Display; Less than 90 Day Storage Area; Refurbish k-951 Final Clarifier, Sponge Jet abrasive blasting unit. | A positive use determination of 100% for the HI-Trans Solvent Recovery Piping; the replacement of containment erosion belts on anaerobic wastewater pond; the level alarms for styrene storage tanks; the north & south cyclone exhaust ducts, the updated RTO Damper Hydraulic Controls; the re-Route Drainage of Expeller to Recycle project; the West Flare Steam Control System; the project to replace Cyclone Covers on DK558A/B; the upgraded Ignitors on DM-801 Flare; the upgraded RTO Graphics Display; the construction of the less than 90 Day Storage Area; and the refurbish of the k-951 Final Clarifier. A positive use determination of 50% for the sponge jet abrasive blasting unit. | 2006-02-22 | 795281 | 100
8847 | T1 | Valero Refining Company - Texas | Valero Refining Company-Texas | 9701 Manchester | Houston | TX | 77012 | Harris | CN600127468 | RN105070981 | Installed an Flue Gas Scrubber to replace an existing Electrostatic Precipitator. | A positive use determination of 100% for the Flue Gas Scrubber. | 2006-02-22 | 54000000 | 100
8848 | T2 | Diamond Shamrock Refining Company LP | Diamond Shamrock McKee Refinery | 6701 FM 119 | Dumas | TX | 79029 | Moore | CN600124861 | RN100210517 | Project to install a Tail Gas Treating Unit on the existing #1 SRU. | A positive use determination of 100% for the Tail Gas Treating Unit. | 2006-04-14 | 12400000 | 100
8849 | T2 | Valero Refining Company - Texas | Valero Texas City Refinery | 1301 Loop 197 South | Texas City | TX | 77590 | Galveston | CN600127468 | RN100238385 | Project to comply with Benzene Waste Operations NESHAPS (Subpart FF): Install Essco inserts in the oily water sewer for the No.2 reformer, saturated gas plant, No. 3 crude unit, FCCU, Treaters, Coker, GDU, MTBE unit, , MDHT, Penex, Rose, and GOHT. | A positive use determination for 100% of the Benzene Waste Project as described above. | 2006-04-13 | 5340000 | 100
8850 | T3 | Valero Refining Company - Texas | Valero Refining Company-Texas | 9701 Manchester | Houston | TX | 77012 | Harris | CN600127468 | RN105070981 | Two projects: 1. Sulfur Recovery Unit B Revamp and new SRU C. | A positive use determination of 85% for the Revamp of Sulfur Recovery Unit B and Amine Recovery Unit B. A positive use determination of 67% for the new Sulfur Recovery Unit C and ARU C. A positive use determination of 100% for the revamp of Tail Gas Unit B and OSBL Train B; and for new Tail Gas Unit and OSBL train L. | 2006-04-14 | 57300000 | 100
8851 | T1 | El Paso Electric Company | El Paso Electric - Newman | 4900 Stan Roberts Sr Ave | El Paso | TX | 79934 | El Paso | CN600352819 | RN100211309 | Cooling tower monitoring equipment and irrigation field piping and fittings. | A positive use determination of 100% for the cooling tower monitoring equipment and the irrigation field piping and fittings. | 2006-04-07 | 85289 | 100
8852 | T1 | El Paso Electric Company | El Paso Electric Sierra Blanca | 130 El Paso St | Sierra Blanca | TX |  | Hudspeth | CN600352819 | Insufficient Information | Equipment: Construction of Crushed Rock Berms, Concrete Barriers, and Asphalted Speed Bumps. | A positive use determination of 100% for the Construction of Crushed Rock Berms, Concrete Barriers, and Asphalted Speed Bumps. | 2006-03-09 | 1657 | 100
8853 | T1 | El Paso Electric Company | El Paso Electric Van Horn Substation | 411 Juniper | Van Horn | TX | 79855 | Culberson | CN600352819 | Insufficient Information | Construction of crushed rock berms, concrete barriers, and asphalted speed bumps for containment at substation. | A positive use determination of 100% for the Construction of Crushed Rock Berms, Concrete Barriers, and Asphalted Speed Bumps. | 2006-03-06 | 1444 | 100
8854 | T1 | El Paso Electric Company | El Paso Electric Farmer Substation | Us 90 | Van Horn | TX | 79855 | Culberson | CN600352819 | Insufficient Information | Construction of crushed rock berms, concrete barriers, and asphalted speed bumps for containment at substation. | A positive use determination of 100% for the Construction of Crushed Rock Berms, Concrete Barriers, and Asphalted Speed Bumps. | 2006-03-14 | 1444 | 100
8855 | T1 | ConocoPhillips | ConocoPhillips | Spur 119 N | Borger | TX | 79008 | Hutchinson | CN601674351 | RN102495884 | Borger Waste Water Toxicity Elimination Project: Installed an additional Activated Sludge Unit (Bio-Treater), Clarifier, and Powdered Activated Carbon system at Dixion Creek. | A positive use determination of 100% for the Borger Waste Water Toxicity Elimination Project. | 2006-02-22 | 7798000 | 100
8856 | T1 | ConocoPhillips | ConocoPhillips | Spur 119 N | Borger | TX | 79008 | Hutchinson | CN601674351 | RN102495884 | Borger Unit 43 Sulfur Degas Project: 1. Sulfur Collection Tanks, 2. Sulfur Pumps and piping, 3. Sulfur Cooler and piping, 4. LP Steam Condenser and Low Pressure Steam/Condensate Loop, 5. Degassing Contactor and associated piping, 6. Condensate Flash Drum, 7. Condensate Pump (& spare). | A positive use determination for 100% of the Borger Unit 43 Sulfur Degas Project. | 2006-04-18 | 4900000 | 100
8857 | T1 | Rhodia Inc | Rhodia Inc | 6213 Hwy #332 E | Freeport | TX | 77541 | Brazoria | CN600125330 | RN103898052 | Connect controls on low NOx burner for 30,000 lb/hr package boiler to digital control system. | A positive use determination for 100% of the project to connect low NOx burner to DCS. | 2006-02-16 | 25708 | 100
8858 | T1 | Rhodia Inc | Rhodia Inc | 6213 Hwy #332 E | Freeport | TX | 77541 | Brazoria | CN600125330 | RN103898052 | Improvements on the Waste Water and Pond Areas: 1. T-supports for waste water pipeline. 2. Foundation - aeration pond - waste water line. 3. Piping for aeration pond - waste water line. 4. Valves waste water line. 5. Waste water treatment: pumps and piping. 6. C pond for waste water: instrumentation. | A positive use determination for 100% of the waste water and pond area improvements. | 2006-02-17 | 169434 | 100
8859 | T1 | Rhodia Inc | Rhodia Inc | 6213 Hwy #332 E | Freeport | TX | 77541 | Brazoria | CN600125330 | RN103898052 | Pressure, level, temperature, and nitrogen pad instrumentation on D2MEKO storage tank and D2 product blend tank. | A positive use determination for 100% of the storage tank instrumentation listed above. | 2006-02-17 | 31269 | 100
8860 | T1 | Rhodia Inc | Rhodia Inc | 6213 Hwy #332 E | Freeport | TX | 77541 | Brazoria | CN600125330 | RN103898052 | Area Monitors for HDI: installed four ambient monitors at various locations to monitor for fugitive emissions. | A positive use determination for 100% of the four ambient monitors for HDI. | 2006-02-17 | 25145 | 100
8861 | T1 | Rhodia Inc | Rhodia Inc | 6213 Hwy #332 E | Freeport | TX | 77541 | Brazoria | CN600125330 | RN103898052 | Piping from the D2 Tolonates condenser to the incinerator. | A positive use determination for 100% of the condenser vent piping to the incinerator. | 2006-03-29 | 84380 | 100
8862 | T1 | Rhodia Inc | Rhodia Inc | 6213 Hwy #332 E | Freeport | TX | 77541 | Brazoria | CN600125330 | RN103898052 | Constructed a stairway for access for maintenance on the VOC incinerator. | A positive use determination for 100% of the VOC incinerator stairway. | 2006-02-21 | 19500 | 100
8863 | T1 | Rhodia Inc | Rhodia Inc | 3439 Park St | Baytown | TX | 77520 | Harris | CN600125330 | RN100211317 | Replace underground process sewer at the blend shed. | A positive use determination for 100% of replacement of the underground process sewer at the blend shed. | 2006-02-21 | 23793 | 100
8864 | T1 | Rhodia Inc | Rhodia Inc | 3439 Park St | Baytown | TX | 77520 | Harris | CN600125330 | RN100211317 | Slabs, sumps, and containment walls to prevent spillage from entering storm water collection system. | A positive use determination for 100% of the added slabs, sumps, and containment walls to control spillage. | 2006-02-21 | 241763 | 100
8865 | T1 | Rhodia Inc | Rhodia Inc | 3439 Park St | Baytown | TX | 77520 | Harris | CN600125330 | RN100211317 | Level instrumentation (Tanks 5, 6, 907 908), pressure instrumentation (Tanks 907, 908), temperature instrumentation (Tank 907, 908) and associated transmitters (Tanks 5, 6, 7, 8) on spent acid storage tanks. | A positive use determination for 100% of the storage tank instrumentation listed above. | 2006-03-29 | 58581 | 100
8866 | T1 | Rhodia Inc | Rhodia Inc | 3439 Park St | Baytown | TX | 77520 | Harris | CN600125330 | RN100211317 | Installed shut-off instrumentation for loading sulfuric acid into tank cars. | A positive use determination for 100% of the shut off instrumentation for loading sulfuric acid into tank cars. | 2006-02-21 | 23048 | 100
8867 | T1 | Rhodia Inc | Rhodia Inc | 3439 Park St | Baytown | TX | 77520 | Harris | CN600125330 | RN100211317 | This project repaired ladders, platforms, and hand rails on the exit stack as part of necessary maintenance. | A positive use determination for 100% of the repairs to the sulfuric acid exit stack. | 2006-02-21 | 35662.23 | 100
8868 | T1 | Rhodia Inc | Rhodia Inc | 3439 Park St | Baytown | TX | 77520 | Harris | CN600125330 | RN100211317 | Replace the nitrogen header that distributes nitrogen to storage tanks, spent acid tank cars, and trucks and vents to the regeneration furnace. | A positive use determination for 100% of the nitrogen header for spent acid vapor control. | 2006-03-29 | 66777 | 100
8869 | T1 | Rhodia Inc | Rhodia Inc | 3439 Park St | Baytown | TX | 77520 | Harris | CN600125330 | RN100211317 | Exit stack flow measuring instrumentation and an access platform. | A positive use determination for 100% of the exit stack flow measuring instrumentation with access platform. | 2006-02-21 | 46409 | 100
8870 | T1 | Rhodia Inc | Rhodia Inc | 3439 Park St | Baytown | TX | 77520 | Harris | CN600125330 | RN100211317 | Vent Lines: Install the original vent ductwork for the stripped SO2 from the stripper to the drying tower and to replace SO2 vent line from stairway to drying tower. | A positive use determination for 100% of the vent line project described above. | 2006-02-21 | 90631 | 100
8871 | T1 | Rhodia Inc | Rhodia Inc | 3439 Park St | Baytown | TX | 77520 | Harris | CN600125330 | RN100211317 | Spent Acid Truck Unload: Micromotion Mass Flowmeter, Auto Shut-off Valve, Pressure Switch, and Remote Controlled Shut-off Valve. | A positive use determination for 100% of the spent acid truck unloading project described above. | 2006-02-21 | 33767 | 100
8872 | T1 | Rhodia Inc | Rhodia Inc | 8615 Manchester St | Houston | TX | 77012 | Harris | CN600125330 | RN100220581 | Modification and repair of direct contact gas cooler (DCGC) and scrubber quench tower for the sulfuric acid regeneration acid unit. Includes DCGC repack, added layer of red shale brick in quench tower and repaint quench tower. | A positive use determination for 100% of the direct contact gas cooler and quench tower project. | 2006-02-21 | 327193 | 100
8873 | T1 | Rhodia Inc | Rhodia Inc | 8615 Manchester St | Houston | TX | 77012 | Harris | CN600125330 | RN100220581 | Regeneration Combustion Furnace ShutDown Systems: furnace feed cut-off interlocks; electrical for shut-off systems; instrumentation for shut-off systems; and piping modifications. | A positive use determination for 100% of the regeneration furnace shutdown systems. | 2006-02-21 | 98756 | 100
8874 | T1 | Rhodia Inc | Rhodia Inc | 8615 Manchester St | Houston | TX | 77012 | Harris | CN600125330 | RN100220581 | Nitrogen Blanketing: 1. Tank 78 vent piping and sampling system. 2. Tank H1 replace N2 regulator. | A positive use determination for 100% of the nitrogen blanketing project. | 2006-02-21 | 28406 | 100
8875 | T1 | Rhodia Inc | Rhodia Inc | 8615 Manchester St | Houston | TX | 77012 | Harris | CN600125330 | RN100220581 | Ambient Air Ground Level Monitors for SO2 Concentration: replaced 8 monitors with new monitors at Lawndale, Dock 29, Valero, PTRA, Dock 31, Harris Elementary School, Dock 26, and Brady's Island. Installed weather station in plant. | A positive use determination for 100% of the 8 SO2 ambient monitoring systems. | 2006-02-21 | 95006 | 100
8876 | T1 | Rhodia Inc | Rhodia Inc | 8615 Manchester St | Houston | TX | 77012 | Harris | CN600125330 | RN100220581 | High and low level indicators on R2 Oleum Tower and level transmitter on Tank 78. | A positive use determination for 100% of the high and low level indicators on R2 Oleum Tower and level transmitter on Tank 78. | 2006-02-21 | 38074 | 100
8877 | T1 | Rhodia Inc | Rhodia Inc | 8615 Manchester St | Houston | TX | 77012 | Harris | CN600125330 | RN100220581 | Slab & Drainage Projects: 1. Epoxy coating of BIF containment slab. 2. A new drainage trench from the existing trench to the demineralizer. 3. Replaced the emergency overflow line from the attenuator section of the neutralizing basin to the dock. | A positive use determination for 100% of the slab and drainage projects listed above. | 2006-02-22 | 147569 | 100
8878 | T1 | Rhodia Inc | Rhodia Inc | 8615 Manchester St | Houston | TX | 77012 | Harris | CN600125330 | RN100220581 | Improvements to Advanced Water Treatment Process: 1. Installed a new DCS system. 2. Installed a new Clarifier pump. 3. Replaced filter press plates. | A positive use determination for 100% of the advanced water treatment process improvements. | 2006-02-22 | 220719 | 100
8879 | T1 | Rhodia Inc | Rhodia Inc | 8615 Manchester St | Houston | TX | 77012 | Harris | CN600125330 | RN100220581 | Shut-off instrumentation for the loading of sulfuric acid into barges to prevent over-spilling. Property includes shut-off valves, remove shut-off electrical and instrumentation, and piping modifications. | A positive use determination for 100% of the barge loading shut-off instrumentation project. | 2006-02-22 | 65622 | 100
8880 | T2 | Ex Tex La Porte LP | Mountain Creek | 2600 Mt Creek Pkwy | Dallas | TX | 75211 | Dallas | CN601232192 | RN101559235 | An Induced Flue Gas Recirculation system was installed on Unit 6. | A positive use determination of 100% for the Induced Flue Gas Recirculation System. | 2006-03-26 | 495673 | 100
8881 | T2 | Ex Tex La Porte LP | Mountain Creek | 2600 Mt Creek Pkwy | Dallas | TX | 75211 | Dallas | CN601232192 | RN101559235 | An Induced Flue Gas Recirculation system was installed. on Unit 6. | A positive use determination of 100% for the Induced Flue Gas Recirculation System. | 2006-03-26 | 495673 | 100
8882 | T2 | Ex Tex La Porte LP | Handley Plant 3 | 6700 E Rosedale | Fort Worth | TX | 76112 | Tarrant | CN601232192 | RN102336906 | Installed a selective catalytic reduction system on Unit 3. Property includes: Catalyst; catalyst supporting frame; SCR Reactor; Soot Blowers; Ductwork from Boiler Economizer Exit to SCR Reactor; Ductwork from SCR Reactor to Air Heater; Ductwork; Ammonia Injection Grid; Turning Vanes and Flue Gas Mixing Devices; Perforated Plate; In-Duct Heater; Process Instrumentation; Balancing skid including the Balancing Valves; Ammonia Pump Skid; Structural Steel and Auxiliary Steel; Foundations and Piles; Piping Insulation and Lagging; Ammonia Unloading Interface; Ammonia storage tanks and appurtenances; ammonia storage tank supports; electric power, instrumentation and control cabling; | A positive use determination of 100% for the Selective Catalytic Reduction System. | 2006-03-26 | 20039914 | 100
8883 | T3 | ConocoPhillips | ConocoPhillips | Spur 119 N | Borger | TX | 79008 | Hutchinson | CN601674351 | RN102495884 | 40% of the Hydrogen Plant investment is for the reduction of SOx. | A negative use determination for the Hydrogen Plant Unit 98. | 2006-04-28 | 10000000 | 100
8884 | T1 | ConocoPhillips | ConocoPhillips | Spur 119 N | Borger | TX | 79008 | Hutchinson | CN601674351 | RN102495884 | The following items: Bin Vent Filter; Coke Dust Suppression; Fugitive Emissions Monitors; CEMS for Coker, Vacuum, and H2 Furnaces; Tank Secondary Seal & Floating Roof; Sour Water Decanter; Oil Skimmer for Tank; Waste Water Sumps; Tank 3003 Sour Water Online Hydrocarbon Analyzer; Potable Water System; Environmental Paving; U98 HP Methanol Stripper; and U50 Ejector Inlet Separators. | A positive use determination of 100% for Bin Vent Filter 50-35-QA99, Coke Dust Suppression Systems, Fugitive Emissions Monitors, Continuous Emission Monitors, Secondary seals and floating roof for Tank 2625, Sour Water Decanter 29-95-NA05, Tank 1025 Oil Skimmer, Wastewater Sumps 51-95-QM06 and 98-95-K23, Tank 3003 Hydrocarbon Analyzer, Potable Water System, Environmental Paving, High Pressure Stripper, and Coker Ejector Inlet Separators. | 2006-02-23 | 5687159 | 100
8885 | T1 | Hensley Industries | Hensley Industries - South Foundry | 2108 Joe Field Rd | Dallas | TX | 75229 | Dallas | CN600396493 | RN100689934 | Electric Arc Furnace Push-Pull Hood System. Baghouse B-20 for the South Foundry East Shakeout. South Foundry East Shakeout Capture Hood System. | A positive use determination for 100% of the EAF push-pull hood system, Baghouse B-20 and capture hood system for the South Foundry East Shakeout. | 2006-02-23 | 153726 | 100
8886 | T1 | Reichhold Chemicals Inc | Reichhold Chemicals Inc | 1503 Haden Rd | Houston | TX | 77015 | Harris | CN600380885 | RN100673136 | 1. Thin Tank Condenser Installation for Tanks TT-514 & TT-516. 2. Dowtherm Heater replacement of air preheater, vent stack, and air ductwork. 3. Dowtherm Heater Low NOx Burner Installation. | A positive use determination for 100% of the thin tank condenser on Tanks TT-514 and TT-516 and the Dowtherm Heater improvement projects. | 2006-02-23 | 330470 | 100
8887 | T1 | Toyota Motor Manufacturing Texas | Toyota Motor Manufacturing Texas Inc | 15800 Applewhite Rd | San Antonio | TX | 78621 | Bexar | CN602524043 | RN104086673 | 1. Low NOx Burners for paint shop boilers. 2. Waste Storage Building. 3. Concrete, trenching, coatings, and sealants used as Secondary Containment in phosphate process area, tank storage, stamping area, and assembly area. 4. Water Conservation System - Uses SAWS purple water including piping, tanks and reverse osmosis to meet process standards. 5. Waste Water Treatment Facility - building, tank farm including tanks, pipes, filter press, monitors, alarms, analyzers, instrumentation, neutralization, clarifiers, and equalization. 6. Process stacks for painting and welding areas. 7. Docks, piping and earthwork to control storm water. 8. Roadway and parking lot paving. | A positive use determination for 100% of the 8 property items described above. | 2006-02-23 | 19460585 | 100
8888 | T2 | BP Products North America Inc | BP Products - Texas City Refinery | 2401 5th Avenue South | Texas City | TX | 77592 | Galveston | CN600866800 | RN102324829 | FCCU 3 Motorization: This project included installation of a very large electric motor on the two existing FCU compressors, replacing two existing gas turbine drivers. | A positive use determination for 100% of the FCCU 3 motorization project. | 2006-03-29 | 13690000 | 100
8889 | T1 | BP Products North America Inc | BP Products - Texas City Refinery | 2401 5th Avenue South | Texas City | TX | 77592 | Galveston | CN600866800 | RN102324829 | Pressure rated degassing vessels and instrumentation for sour seal oil system on FCCU #1, FCCU #3 and Coker VRU, Eductor systems to control pressure in the degassing drum while forcing the seal emissions into the pressurized flare system for each sour seal oil system. | A positive use determination for 100% of the pressure rated degassing vessels with instrumentation and the eductor systems. | 2006-02-23 | 2620000 | 100
8890 | T1 | BP Products North America Inc | BP Products - Texas City Refinery | 2401 5th Avenue South | Texas City | TX | 77592 | Galveston | CN600866800 | RN102324829 | Clear Skies/HRVOC - Flare Monitoring: Continuous flow and composition monitors on refinery flares in ethylene and or propylene service. Install new pipe and control systems to allow injecting fuel gas into flare headers. | A positive use determination for 100% of the HRVOC flare monitoring project. | 2006-02-23 | 3180000 | 100
8891 | T1 | BP Products North America Inc | BP Products - Texas City Refinery | 2401 5th Avenue South | Texas City | TX | 77592 | Galveston | CN600866800 | RN102324829 | Pressure Relief Valve (PRV) Monitoring: installation of continuous parameter monitoring for 280 PRV's in HRVOC service. New pressure transmitters on 105 PRV's. | A positive use determination for 100% of the pressure relief valve monitoring project. | 2006-02-23 | 35000 | 100
8892 | T1 | BP Products North America Inc | BP Products - Texas City Refinery | 2401 5th Avenue South | Texas City | TX | 77592 | Galveston | CN600866800 | RN102324829 | NOx-UU3-CEMS Unit Project: Installed dual stream NOx CEMs unit on the UU3 B301 Heater along with an access platform. | A positive use determination for 100% of the NOx UU3 CEMS project. | 2006-02-23 | 49000 | 100
8893 | T1 | BP Products North America Inc | BP Products - Texas City Refinery | 2401 5th Avenue South | Texas City | TX | 77592 | Galveston | CN600866800 | RN102324829 | NOx continuous emission analyzers on large heaters and boilers. | A positive use determination for 100% of the NOx continuous emission analyzers. | 2006-02-23 | 3950000 | 100
8894 | T1 | Freeport Energy Center LP | Freeport Energy Center LP | 2301 N Brazosport Blvd | Freeport | TX | 77451 | Brazoria | CN604767533 | RN108146523 | 1. Two Ammonia Vaporizers. 2. Boilers 91, 92, 93 & 94: ammonia injection skids, SCRs, stacks, air/fuel ratio controllers, and CEMs. 3. Ammonia vaporizer containment basin, deluge system, and leak detection system. 4. Waste water collection sump pumps and piping. 5. Oil/water separator. 6. Sanitary lift station. 7. Fuel gas chromatograph, calorimeter, gravitometer. 8. Gas scrubbers, distillate tank, and filter separator (4). 9. Sodium hypochlorite double-walled tank. 10. Boiler block area paving. 11. Transformer containment basins (4). 12. Caustic Acid Neutralization Containments (3). 13. Potable water piping and backflow preventer (2). 14. Caustic, acid, neutralization concrete containment (3).NOx continuous emission analyzers on large heaters and boilers. NOx continuous emission analyzers on large heaters and boilers. 15. Dry low NOx combustor on gas-fired combustion turbine generator. 16.Inlet guide vanes on combustion turbine. | A positive use determination for 100% of the property items listed above with the exception of the double-walled sodium hypochlorite tank which is given a 50% determination. | 2006-02-27 | 12745435 | 100
8895 | T1 | Calpine Corporation | Texas City Cogeneration | 3221 5Th Ave S | Texas City | TX | 77592 | Galveston | CN600124168 | RN100224245 | Conversion Equipment to Dry Low NOx System for Combustion Turbine B. Gas Scrubbers, Distillate Tank, Filter Separator from Turbine Conversion. Heat Recovery Steam Generator CEMS - MicroCem Analysis System for Turbine Conversion. | A positive use determination for 100% of the dry low NOx combustion system, gas scrubbers, distillate tank, filter separator, and CEMS. | 2006-02-27 | 4922505 | 100
8896 | T1 | Tasus Texas Corporation | Tasus Texas Corporation | 211 Tasus Way | Georgetown | TX | 78626 | Williamson | CN602597999 | RN104215363 | 1. Land Modifications for Permanent Storm Water Pollution Prevention: includes storm water retention, storm sewer improvements, paving of plant roads and parking, and curbs and gutters. 2. Closed Loop Water System (excluding Central Chiller): for recycling and treatment of water used for injection molding. | A positive use determination for 100% of the storm water pollution prevention projects and the closed loop water system with the exception of the central chiller. | 2006-03-29 | 937282 | 100
8897 | T1 | The Lubrizol Corporation | Lubrizol Deer Park | 41 Tidal Rd | Deer Park | TX | 77536 | Harris | CN600269617 | RN100221589 | See listing attached to use determination. | A positive use determination for 100% of the items on the attached table. | 2006-04-14 | 3341835.34 | 100
8898 | T1 | The Lubrizol Corporation | Lubrizol Bayport | 12801 Bay Area Blvd | Pasadena | TX | 77507 | Harris | CN600269617 | RN101058410 | See listing attached to use determination. | A positive use determination for 100% of the property items on the attached list. | 2006-04-14 | 878468 | 100
8899 | T1 | Texas Instruments - Stafford Site | Texas Instruments - Stafford Site | 12201 SW Fwry | Stafford | TX | 77477 | Fort Bend | CN600261416 | RN101717999 | 1. HBump injection Process Tanks, 2nd Clarifier, 2nd Press for metals industrial waste treatment. 2. HBump precipitator System to remove metals from waste stream. 3. Houston Device Analysis Organization scrubber. 4. Ammonia Scrubber, connections, and pH adjustment. 5. IW Holding Pond Liner Replacement. 6. Replacement Acid Dock Sulfuric Containment Pit liner. 7. Diesel Containment Wall extended. 8 Recoat inside and outside of potable water storage tank. 9. Storm water samplers. | A positive use determination for 100% of the property items listed above. | 2006-02-08 | 5410192 | 100
8900 | T1 | Oilfield Electric Marine | Oilfield Electric Marine | 6401 W Sam Houston Pkwy N | Houston | TX | 77041 | Harris | CN601733116 | RN103211504 | Controlled Pyrolysis Burn Out Oven with particulate filters and stack; Sandstorm Beadblaster with Dust Collector; Breco Sandblast Booth with dust collector; 50 x 70 Breco Paint Booth; and 50 x 20 paint booth. | A positive use determination for 100% of the 2 paint spray booths with air filtration plus the filters and stack for the burn out oven. A 50% determination for the 2 sand blast booths. A negative determination for the dry out oven itself. | 2006-02-08 | 518864 | 100
8901 | T1 | HEB Grocery Company LP | HEB Houston Milk Plant | 10010 Clay Rd | Houston | TX |  | Harris | CN601297963 | RN105125298 | 1. Boiler modification in order to reduce NOx emissions. Includes technical, engineering, labor, equipment and materials. 2. Retrofit boiler with low NOx burners to reduce NOx emissions. Includes technical, labor, equipment and materials. | A positive use determination for 100% of the boiler modification including low NOx burners to reduce NOx emissions. | 2006-02-08 | 370000 | 100
8902 | T1 | HEB Grocery Company LP | HEB - Deer Park #21 | 3607 Center St | Deer Park | TX | 77536 | Harris | CN601297963 | RN104306121 | The following equipment: Stage 1 Vapor Recovery, Stage 2 Vapor Recovery, Spill Containers, Automatic Shut-Off Valves, Overfill Alarms, Vent Restriction Devices, Double Walled Tanks, Double Walled Piping, Under Dispenser Sumps, Sensing Devices, Automatic Tank Gauging, Groundwater or Soil Vapor Monitoring, Monitoring of Secondary Containment, Automatic Line Leak detection, Under Pump Check Valve, and Dielectric Coating. | A positive use determination for 100% of the property items listed in the property description with the exception of the double-walled tanks and double-walled piping which is given a 50% determination. | 2006-02-08 | 69103 | 100
8903 | T1 | HEB Grocery Company LP | HEB - Houston #49 | 9828 Blackhawk Blvd | Houston | TX | 77075 | Harris | CN601297963 | RN104482815 | The following equipment: Stage 1 Vapor Recovery, Stage 2 Vapor Recovery, Spill Containers, Automatic Shut-Off Valves, Overfill Alarms, Vent Restriction Devices, Double Walled Tanks, Double Walled Piping, Under Dispenser Sumps, Sensing Devices, Automatic Tank Gauging, Groundwater or Soil Vapor Monitoring, Monitoring of Secondary Containment, Automatic Line Leak detection, Under Pump Check Valve, and Dielectric Coating. | A positive use determination for 100% of the property items listed in the property description with the exception of the double-walled tanks and double-walled piping which is given a 50% determination. | 2006-02-08 | 74724 | 100
8904 | T1 | HEB Grocery Company LP | HEB - Houston #308 | 22618 Aldine Westfield | Houston | TX | 77373 | Harris | CN601297963 | RN104363338 | The following equipment: Stage 1 Vapor Recovery, Stage 2 Vapor Recovery, Spill Containers, Automatic Shut-Off Valves, Overfill Alarms, Vent Restriction Devices, Double Walled Tanks, Double Walled Piping, Under Dispenser Sumps, Sensing Devices, Automatic Tank Gauging, Groundwater or Soil Vapor Monitoring, Monitoring of Secondary Containment, Automatic Line Leak detection, Under Pump Check Valve, and Dielectric Coating. | A positive use determination for 100% of the property items listed in the property description with the exception of the double-walled tanks and double-walled piping which is given a 50% determination. | 2006-02-08 | 78612 | 100
8905 | T1 | HEB Grocery Company LP | HEB - Barker Cypress # 456 | 6960 Barker Cypress | Houston | TX | 77084 | Harris | CN601297963 | RN101778181 | The following equipment: Stage 1 Vapor Recovery, Stage 2 Vapor Recovery, Spill Containers, Automatic Shut-Off Valves, Overfill Alarms, Vent Restriction Devices, Double Walled Tanks, Double Walled Piping, Under Dispenser Sumps, Sensing Devices, Automatic Tank Gauging, Groundwater or Soil Vapor Monitoring, Monitoring of Secondary Containment, Automatic Line Leak detection, Under Pump Check Valve, and Dielectric Coating. | A positive use determination for 100% of the property items listed in the property description with the exception of the double-walled tanks and double-walled piping which is given a 50% determination. | 2006-02-08 | 50951 | 100
8906 | T1 | HEB Grocery Company LP | HEB - Pasadena | 6210 Fairmont | Pasadena | TX | 77502 | Harris | CN601297963 | RN101874113 | The following equipment: Stage 1 Vapor Recovery, Stage 2 Vapor Recovery, Spill Containers, Automatic Shut-Off Valves, Overfill Alarms, Vent Restriction Devices, Double Walled Tanks, Double Walled Piping, Under Dispenser Sumps, Sensing Devices, Automatic Tank Gauging, Groundwater or Soil Vapor Monitoring, Monitoring of Secondary Containment, Automatic Line Leak detection, Under Pump Check Valve, and Dielectric Coating. | A positive use determination for 100% of the property items listed in the property description with the exception of the double-walled tanks and double-walled piping which is given a 50% determination. | 2006-02-08 | 63559 | 100
8907 | T1 | HEB Grocery Company LP | HEB - Lake Colony | 4724 Hwy 6 | Missouri City | TX | 77479 | Harris | CN601297963 | RN101891497 | The following equipment: Stage 1 Vapor Recovery, Stage 2 Vapor Recovery, Spill Containers, Automatic Shut-Off Valves, Overfill Alarms, Vent Restriction Devices, Double Walled Tanks, Double Walled Piping, Under Dispenser Sumps, Sensing Devices, Automatic Tank Gauging, Groundwater or Soil Vapor Monitoring, Monitoring of Secondary Containment, Automatic Line Leak detection, Under Pump Check Valve, and Dielectric Coating. | A positive use determination for 100% of the property items listed in the property description with the exception of the double-walled tanks and double-walled piping which is given a 50% determination. | 2006-02-08 | 63559 | 100
8908 | T1 | HEB Grocery Company LP | HEB - Houston #37 | 1550 Fry Rd | Houston | TX | 77084 | Harris | CN601297963 | RN101735736 | The following equipment: Stage 1 Vapor Recovery, Stage 2 Vapor Recovery, Spill Containers, Automatic Shut-Off Valves, Overfill Alarms, Vent Restriction Devices, Double Walled Tanks, Double Walled Piping, Under Dispenser Sumps, Sensing Devices, Automatic Tank Gauging, Groundwater or Soil Vapor Monitoring, Monitoring of Secondary Containment, Automatic Line Leak detection, Under Pump Check Valve, and Dielectric Coating. | A positive use determination for 100% of the property items listed in the property description with the exception of the double-walled tanks and double-walled piping which is given a 50% determination. | 2006-02-08 | 73639 | 100
8909 | T1 | HEB Grocery Company LP | HEB - Katy | 1621 Mason Rd | Katy | TX | 77450 | Harris | CN601297963 | RN101732667 | The following equipment: Stage 1 Vapor Recovery, Stage 2 Vapor Recovery, Spill Containers, Automatic Shut-Off Valves, Overfill Alarms, Vent Restriction Devices, Double Walled Tanks, Double Walled Piping, Under Dispenser Sumps, Sensing Devices, Automatic Tank Gauging, Groundwater or Soil Vapor Monitoring, Monitoring of Secondary Containment, Automatic Line Leak detection, Under Pump Check Valve, and Dielectric Coating. | A positive use determination for 100% of the property items listed in the property description with the exception of the double-walled tanks and double-walled piping which is given a 50% determination. | 2006-02-08 | 73640 | 100
8910 | T1 | HEB Grocery Company LP | HEB - Atascosita | 7405 FM 190 E | Humble | TX | 77346 | Harris | CN601297963 | RN101851376 | The following equipment: Stage 1 Vapor Recovery, Stage 2 Vapor Recovery, Spill Containers, Automatic Shut-Off Valves, Overfill Alarms, Vent Restriction Devices, Double Walled Tanks, Double Walled Piping, Under Dispenser Sumps, Sensing Devices, Automatic Tank Gauging, Groundwater or Soil Vapor Monitoring, Monitoring of Secondary Containment, Automatic Line Leak detection, Under Pump Check Valve, and Dielectric Coating. | A positive use determination for 100% of the property items listed in the property description with the exception of the double-walled tanks and double-walled piping which is given a 50% determination. | 2006-02-08 | 69102 | 100
8911 | T1 | HEB Grocery Company LP | HEB - Houston #42 | 3111 Woodridge #500 | Houston | TX | 77087 | Harris | CN601297963 | RN102246345 | The following equipment: Stage 1 Vapor Recovery, Stage 2 Vapor Recovery, Spill Containers, Automatic Shut-Off Valves, Overfill Alarms, Vent Restriction Devices, Double Walled Tanks, Double Walled Piping, Under Dispenser Sumps, Sensing Devices, Automatic Tank Gauging, Groundwater or Soil Vapor Monitoring, Monitoring of Secondary Containment, Automatic Line Leak detection, Under Pump Check Valve, and Dielectric Coating. | A positive use determination for 100% of the property items listed in the property description with the exception of the double-walled tanks and double-walled piping which is given a 50% determination. | 2006-02-08 | 73639 | 100
8912 | T1 | HEB Grocery Company LP | HEB - Houston #38 | 11815 Westheimer | Houston | TX | 77077 | Harris | CN601297963 | Insufficient Information | The following equipment: Stage 1 Vapor Recovery, Stage 2 Vapor Recovery, Spill Containers, Automatic Shut-Off Valves, Overfill Alarms, Vent Restriction Devices, Double Walled Tanks, Double Walled Piping, Under Dispenser Sumps, Sensing Devices, Automatic Tank Gauging, Groundwater or Soil Vapor Monitoring, Monitoring of Secondary Containment, Automatic Line Leak detection, Under Pump Check Valve, and Dielectric Coating. | A positive use determination for 100% of the property items listed in the property description with the exception of the double-walled tanks and double-walled piping which is given a 50% determination. | 2006-02-08 | 67447 | 100
8913 | T1 | HEB Grocery Company LP | HEB - Houston #41 | 4975 Hwy 6 N | Houston | TX | 77084 | Harris | CN601297963 | RN101889087 | The following equipment: Stage 1 Vapor Recovery, Stage 2 Vapor Recovery, Spill Containers, Automatic Shut-Off Valves, Overfill Alarms, Vent Restriction Devices, Double Walled Tanks, Double Walled Piping, Under Dispenser Sumps, Sensing Devices, Automatic Tank Gauging, Groundwater or Soil Vapor Monitoring, Monitoring of Secondary Containment, Automatic Line Leak detection, Under Pump Check Valve, and Dielectric Coating. | A positive use determination for 100% of the property items listed in the property description with the exception of the double-walled tanks and double-walled piping which is given a 50% determination. | 2006-02-08 | 73639 | 100
8914 | T1 | HEB Grocery Company LP | HEB - Pasadena #4 | 1630 Spencer Hwy | Houston | TX | 77758 | Harris | CN601297963 | RN102860764 | The following equipment: Stage 1 Vapor Recovery, Stage 2 Vapor Recovery, Spill Containers, Automatic Shut-Off Valves, Overfill Alarms, Vent Restriction Devices, Double Walled Tanks, Double Walled Piping, Under Dispenser Sumps, Sensing Devices, Automatic Tank Gauging, Groundwater or Soil Vapor Monitoring, Monitoring of Secondary Containment, Automatic Line Leak detection, Under Pump Check Valve, and Dielectric Coating. | A positive use determination for 100% of the property items listed in the property description with the exception of the double-walled tanks and double-walled piping which is given a 50% determination. | 2006-02-08 | 78676 | 100
8915 | T1 | HEB Grocery Company LP | HEB - Tomball | 28520 Tomball Pkwy | Tomball | TX | 77375 | Harris | CN601297963 | RN104130356 | The following equipment: Stage 1 Vapor Recovery, Stage 2 Vapor Recovery, Spill Containers, Automatic Shut-Off Valves, Overfill Alarms, Vent Restriction Devices, Double Walled Tanks, Double Walled Piping, Under Dispenser Sumps, Sensing Devices, Automatic Tank Gauging, Groundwater or Soil Vapor Monitoring, Monitoring of Secondary Containment, Automatic Line Leak detection, Under Pump Check Valve, and Dielectric Coating. | A positive use determination for 100% of the property items listed in the property description with the exception of the double-walled tanks and double-walled piping which is given a 50% determination. | 2006-02-08 | 90819 | 100
8916 | T1 | HEB Grocery Company LP | HEB - Houston #46 | 14498 Bellaire | Houston | TX | 77083 | Harris | CN601297963 | RN104004775 | The following equipment: Stage 1 Vapor Recovery, Stage 2 Vapor Recovery, Spill Containers, Automatic Shut-Off Valves, Overfill Alarms, Vent Restriction Devices, Double Walled Tanks, Double Walled Piping, Under Dispenser Sumps, Sensing Devices, Automatic Tank Gauging, Groundwater or Soil Vapor Monitoring, Monitoring of Secondary Containment, Automatic Line Leak detection, Under Pump Check Valve, and Dielectric Coating. | A positive use determination for 100% of the property items listed in the property description with the exception of the double-walled tanks and double-walled piping which is given a 50% determination. | 2006-02-08 | 65617 | 100
8917 | T1 | HEB Grocery Company LP | HEB - Houston #47 | 7310 Louetta | Spring | TX | 77379 | Harris | CN601297963 | RN103772539 | The following equipment: Stage 1 Vapor Recovery, Stage 2 Vapor Recovery, Spill Containers, Automatic Shut-Off Valves, Overfill Alarms, Vent Restriction Devices, Double Walled Tanks, Double Walled Piping, Under Dispenser Sumps, Sensing Devices, Automatic Tank Gauging, Groundwater or Soil Vapor Monitoring, Monitoring of Secondary Containment, Automatic Line Leak detection, Under Pump Check Valve, and Dielectric Coating. | A positive use determination for 100% of the property items listed in the property description with the exception of the double-walled tanks and double-walled piping which is given a 50% determination. | 2006-02-08 | 73639 | 100
8918 | T1 | HEB Grocery Company LP | HEB - Houston #48 | 10251 KEMPWOOD DR | Houston | TX | 77043 | Harris | CN601297963 | RN102222049 | The following equipment: Stage 1 Vapor Recovery, Stage 2 Vapor Recovery, Spill Containers, Automatic Shut-Off Valves, Overfill Alarms, Vent Restriction Devices, Double Walled Tanks, Double Walled Piping, Under Dispenser Sumps, Sensing Devices, Automatic Tank Gauging, Groundwater or Soil Vapor Monitoring, Monitoring of Secondary Containment, Automatic Line Leak detection, Under Pump Check Valve, and Dielectric Coating. | A positive use determination for 100% of the property items listed in the property description with the exception of the double-walled tanks and double-walled piping which is given a 50% determination. | 2006-02-08 | 90005 | 100
8919 | T1 | HEB Grocery Company LP | HEB - San Juan | 901 W Expwy 83 | San Juan | TX | 78589 | Hidalgo | CN601297963 | RN109783407 | The following equipment: Stage 1 Vapor Recovery, Stage 2 Vapor Recovery, Spill Containers, Automatic Shut-Off Valves, Overfill Alarms, Vent Restriction Devices, Double Walled Tanks, Double Walled Piping, Under Dispenser Sumps, Sensing Devices, Automatic Tank Gauging, Groundwater or Soil Vapor Monitoring, Monitoring of Secondary Containment, Automatic Line Leak detection, Under Pump Check Valve, and Dielectric Coating. | A positive use determination for 100% of the property items listed in the property description with the exception of the double-walled tanks and double-walled piping which is given a 50% determination. | 2006-03-01 | 65618 | 100
8920 | T1 | HEB Grocery Company LP | HEB - Elsa | 101 N Crockett | Elsa | TX | 78453 | Hidalgo | CN601297963 | RN101684348 | The following equipment: Stage 1 Vapor Recovery, Stage 2 Vapor Recovery, Spill Containers, Automatic Shut-Off Valves, Overfill Alarms, Vent Restriction Devices, Double Walled Tanks, Double Walled Piping, Under Dispenser Sumps, Sensing Devices, Automatic Tank Gauging, Groundwater or Soil Vapor Monitoring, Monitoring of Secondary Containment, Automatic Line Leak detection, Under Pump Check Valve, and Dielectric Coating. | A positive use determination for 100% of the property items listed in the property description with the exception of the double-walled tanks and double-walled piping which is given a 50% determination. | 2006-03-01 | 50952 | 100
8921 | T1 | HEB Grocery Company LP | HEB - Edinburg | 1212 S Closner | Edinburg | TX | 78539 | Hidalgo | CN601297963 | RN101686640 | The following equipment: Stage 1 Vapor Recovery, Stage 2 Vapor Recovery, Spill Containers, Automatic Shut-Off Valves, Overfill Alarms, Vent Restriction Devices, Double Walled Tanks, Double Walled Piping, Under Dispenser Sumps, Sensing Devices, Automatic Tank Gauging, Groundwater or Soil Vapor Monitoring, Monitoring of Secondary Containment, Automatic Line Leak detection, Under Pump Check Valve, and Dielectric Coating. | A positive use determination for 100% of the property items listed in the property description with the exception of the double-walled tanks and double-walled piping which is given a 50% determination. | 2006-03-01 | 60461 | 100
8922 | T1 | HEB Grocery Company LP | HEB - McAllen #3 | 900 S Tenth St | McAllen | TX | 78501 | Hidalgo | CN601297963 | RN101682680 | The following equipment: Stage 1 Vapor Recovery, Stage 2 Vapor Recovery, Spill Containers, Automatic Shut-Off Valves, Overfill Alarms, Vent Restriction Devices, Double Walled Tanks, Double Walled Piping, Under Dispenser Sumps, Sensing Devices, Automatic Tank Gauging, Groundwater or Soil Vapor Monitoring, Monitoring of Secondary Containment, Automatic Line Leak detection, Under Pump Check Valve, and Dielectric Coating. | A positive use determination for 100% of the property items listed in the property description with the exception of the double-walled tanks and double-walled piping which is given a 50% determination. | 2006-03-01 | 52142 | 100
8923 | T1 | HEB Grocery Company LP | HEB - Mission | 820 S Conway | Mission | TX | 78572 | Hidalgo | CN601297963 | RN101681989 | The following equipment: Stage 1 Vapor Recovery, Stage 2 Vapor Recovery, Spill Containers, Automatic Shut-Off Valves, Overfill Alarms, Vent Restriction Devices, Double Walled Tanks, Double Walled Piping, Under Dispenser Sumps, Sensing Devices, Automatic Tank Gauging, Groundwater or Soil Vapor Monitoring, Monitoring of Secondary Containment, Automatic Line Leak detection, Under Pump Check Valve, and Dielectric Coating. | A positive use determination for 100% of the property items listed in the property description with the exception of the double-walled tanks and double-walled piping which is given a 50% determination. | 2006-03-01 | 48228 | 100
8924 | T1 | HEB Grocery Company LP | HEB - Weslaco | 1004 N Texas | Weslaco | TX | 78596 | Hidalgo | CN601297963 | RN101683522 | The following equipment: Stage 1 Vapor Recovery, Stage 2 Vapor Recovery, Spill Containers, Automatic Shut-Off Valves, Overfill Alarms, Vent Restriction Devices, Double Walled Tanks, Double Walled Piping, Under Dispenser Sumps, Sensing Devices, Automatic Tank Gauging, Groundwater or Soil Vapor Monitoring, Monitoring of Secondary Containment, Automatic Line Leak detection, Under Pump Check Valve, and Dielectric Coating. | A positive use determination for 100% of the property items listed in the property description with the exception of the double-walled tanks and double-walled piping which is given a 50% determination. | 2006-03-01 | 60461 | 100
8925 | T1 | HEB Grocery Company LP | HEB - McAllen #1 | 3601 Pecan | McAllen | TX | 78501 | Hidalgo | CN601297963 | RN101681237 | The following equipment: Stage 1 Vapor Recovery, Stage 2 Vapor Recovery, Spill Containers, Automatic Shut-Off Valves, Overfill Alarms, Vent Restriction Devices, Double Walled Tanks, Double Walled Piping, Under Dispenser Sumps, Sensing Devices, Automatic Tank Gauging, Groundwater or Soil Vapor Monitoring, Monitoring of Secondary Containment, Automatic Line Leak detection, Under Pump Check Valve, and Dielectric Coating. | A positive use determination for 100% of the property items listed in the property description with the exception of the double-walled tanks and double-walled piping which is given a 50% determination. | 2006-03-01 | 60462 | 100
8926 | T1 | HEB Grocery Company LP | HEB - Mercedes | 209 N Texas | Mercedes | TX | 78570 | Hidalgo | CN601297963 | RN103921730 | The following equipment: Stage 1 Vapor Recovery, Stage 2 Vapor Recovery, Spill Containers, Automatic Shut-Off Valves, Overfill Alarms, Vent Restriction Devices, Double Walled Tanks, Double Walled Piping, Under Dispenser Sumps, Sensing Devices, Automatic Tank Gauging, Groundwater or Soil Vapor Monitoring, Monitoring of Secondary Containment, Automatic Line Leak detection, Under Pump Check Valve, and Dielectric Coating. | A positive use determination for 100% of the property items listed in the property description with the exception of the double-walled tanks and double-walled piping which is given a 50% determination. | 2006-03-01 | 50951 | 100
8927 | T1 | HEB Grocery Company LP | HEB - Alamo | 1211 E Frontage Rd | Alamo | TX | 78516 | Hidalgo | CN601297963 | RN101684785 | The following equipment: Stage 1 Vapor Recovery, Stage 2 Vapor Recovery, Spill Containers, Automatic Shut-Off Valves, Overfill Alarms, Vent Restriction Devices, Double Walled Tanks, Double Walled Piping, Under Dispenser Sumps, Sensing Devices, Automatic Tank Gauging, Groundwater or Soil Vapor Monitoring, Monitoring of Secondary Containment, Automatic Line Leak detection, Under Pump Check Valve, and Dielectric Coating. | A positive use determination for 100% of the property items listed in the property description with the exception of the double-walled tanks and double-walled piping which is given a 50% determination. | 2006-03-01 | 60461 | 100
8928 | T1 | HEB Grocery Company LP | HEB - Edinburg #2 | 2700 W Freddy Gonzales | Edinburg | TX | 78539 | Hidalgo | CN601297963 | RN101682292 | The following equipment: Stage 1 Vapor Recovery, Stage 2 Vapor Recovery, Spill Containers, Automatic Shut-Off Valves, Overfill Alarms, Vent Restriction Devices, Double Walled Tanks, Double Walled Piping, Under Dispenser Sumps, Sensing Devices, Automatic Tank Gauging, Groundwater or Soil Vapor Monitoring, Monitoring of Secondary Containment, Automatic Line Leak detection, Under Pump Check Valve, and Dielectric Coating. | A positive use determination for 100% of the property items listed in the property description with the exception of the double-walled tanks and double-walled piping which is given a 50% determination. | 2006-03-01 | 60462 | 100
8929 | T1 | HEB Grocery Company LP | HEB - Palmview | 1840 W Palma Vista Dr | Palmview | TX | 78572 | Hidalgo | CN601297963 | RN101680221 | The following equipment: Stage 1 Vapor Recovery, Stage 2 Vapor Recovery, Spill Containers, Automatic Shut-Off Valves, Overfill Alarms, Vent Restriction Devices, Double Walled Tanks, Double Walled Piping, Under Dispenser Sumps, Sensing Devices, Automatic Tank Gauging, Groundwater or Soil Vapor Monitoring, Monitoring of Secondary Containment, Automatic Line Leak detection, Under Pump Check Valve, and Dielectric Coating. | A positive use determination for 100% of the property items listed in the property description with the exception of the double-walled tanks and double-walled piping which is given a 50% determination. | 2006-03-01 | 52142 | 100
8930 | T1 | HEB Grocery Company LP | HEB - Weslaco #2 | 310 N Westgate Dr | Weslaco | TX | 78596 | Hidalgo | CN601297963 | RN101678902 | The following equipment: Stage 1 Vapor Recovery, Stage 2 Vapor Recovery, Spill Containers, Automatic Shut-Off Valves, Overfill Alarms, Vent Restriction Devices, Double Walled Tanks, Double Walled Piping, Under Dispenser Sumps, Sensing Devices, Automatic Tank Gauging, Groundwater or Soil Vapor Monitoring, Monitoring of Secondary Containment, Automatic Line Leak detection, Under Pump Check Valve, and Dielectric Coating. | A positive use determination for 100% of the property items listed in the property description with the exception of the double-walled tanks and double-walled piping which is given a 50% determination. | 2006-03-01 | 63253 | 100
8931 | T1 | HEB Grocery Company LP | HEB - Mission #2 | 2206 N Conway | Mission | TX | 78572 | Hidalgo | CN601297963 | RN102650199 | The following equipment: Stage 1 Vapor Recovery, Stage 2 Vapor Recovery, Spill Containers, Automatic Shut-Off Valves, Overfill Alarms, Vent Restriction Devices, Double Walled Tanks, Double Walled Piping, Under Dispenser Sumps, Sensing Devices, Automatic Tank Gauging, Groundwater or Soil Vapor Monitoring, Monitoring of Secondary Containment, Automatic Line Leak detection, Under Pump Check Valve, and Dielectric Coating. | A positive use determination for 100% of the property items listed in the property description with the exception of the double-walled tanks and double-walled piping which is given a 50% determination. | 2006-03-01 | 62365 | 100
8932 | T1 | HEB Grocery Company LP | HEB - McAllen #2 | 910 Trenton Rd | McAllen | TX | 78504 | Hidalgo | CN601297963 | RN104005285 | The following equipment: Stage 1 Vapor Recovery, Stage 2 Vapor Recovery, Spill Containers, Automatic Shut-Off Valves, Overfill Alarms, Vent Restriction Devices, Double Walled Tanks, Double Walled Piping, Under Dispenser Sumps, Sensing Devices, Automatic Tank Gauging, Groundwater or Soil Vapor Monitoring, Monitoring of Secondary Containment, Automatic Line Leak detection, Under Pump Check Valve, and Dielectric Coating. | A positive use determination for 100% of the property items listed in the property description with the exception of the double-walled tanks and double-walled piping which is given a 50% determination. | 2006-03-01 | 52142 | 100
8933 | T1 | HEB Grocery Company LP | HEB Waco #4 | 3801 N 19Th St | Waco | TX | 76708 | McLennan | CN601297963 | RN101666923 | The following equipment: Stage 1 Vapor Recovery, Stage 2 Vapor Recovery, Spill Containers, Automatic Shut-Off Valves, Overfill Alarms, Vent Restriction Devices, Double Walled Tanks, Double Walled Piping, Under Dispenser Sumps, Sensing Devices, Automatic Tank Gauging, Groundwater or Soil Vapor Monitoring, Monitoring of Secondary Containment, Automatic Line Leak detection, Under Pump Check Valve, and Dielectric Coating. | A positive use determination for 100% of the property items listed in the property description with the exception of the double-walled tanks and double-walled piping which is given a 50% determination. | 2006-03-01 | 48228 | 100
8934 | T1 | HEB Grocery Company LP | HEB - Waco #8 | 1301 Wooded Acres | Waco | TX | 78710 | McLennan | CN601297963 | RN104229802 | The following equipment: Stage 1 Vapor Recovery, Stage 2 Vapor Recovery, Spill Containers, Automatic Shut-Off Valves, Overfill Alarms, Vent Restriction Devices, Double Walled Tanks, Double Walled Piping, Under Dispenser Sumps, Sensing Devices, Automatic Tank Gauging, Groundwater or Soil Vapor Monitoring, Monitoring of Secondary Containment, Automatic Line Leak detection, Under Pump Check Valve, and Dielectric Coating. | A positive use determination for 100% of the property items listed in the property description with the exception of the double-walled tanks and double-walled piping which is given a 50% determination. | 2006-03-01 | 60461 | 100
8935 | T1 | HEB Grocery Company LP | HEB - Waco #7 | 801 North Ih-35 | Waco | TX | 76705 | McLennan | CN601297963 | RN101675551 | The following equipment: Stage 1 Vapor Recovery, Stage 2 Vapor Recovery, Spill Containers, Automatic Shut-Off Valves, Overfill Alarms, Vent Restriction Devices, Double Walled Tanks, Double Walled Piping, Under Dispenser Sumps, Sensing Devices, Automatic Tank Gauging, Groundwater or Soil Vapor Monitoring, Monitoring of Secondary Containment, Automatic Line Leak detection, Under Pump Check Valve, and Dielectric Coating. | A positive use determination for 100% of the property items listed in the property description with the exception of the double-walled tanks and double-walled piping which is given a 50% determination. | 2006-03-01 | 60461 | 100
8936 | T1 | HEB Grocery Company LP | HEB - Waco #5 | 9100 Woodway Dr | Waco | TX | 76712 | McLennan | CN601297963 | RN104124490 | The following equipment: Stage 1 Vapor Recovery, Stage 2 Vapor Recovery, Spill Containers, Automatic Shut-Off Valves, Overfill Alarms, Vent Restriction Devices, Double Walled Tanks, Double Walled Piping, Under Dispenser Sumps, Sensing Devices, Automatic Tank Gauging, Groundwater or Soil Vapor Monitoring, Monitoring of Secondary Containment, Automatic Line Leak detection, Under Pump Check Valve, and Dielectric Coating. | A positive use determination for 100% of the property items listed in the property description with the exception of the double-walled tanks and double-walled piping which is given a 50% determination. | 2006-03-01 | 53686 | 100
8937 | T1 | HEB Grocery Company LP | HEB - Corpus Christi Bakery | 102 McBride | Corpus Christi | TX | 78414 | Nueces | CN601297963 | RN102309762 | Replacement of CFC R-22 Chill Water/Mixer Refrigeration System with anhydrous ammonia system. | A positive use determination for 100% of the anhydrous ammonia chill water/mixer refrigeration system. | 2006-03-01 | 477050 | 100
8938 | T1 | HEB Grocery Company LP | HEB - Cc#1 | 4444 Kostoryz | Corpus Christi | TX | 78415 | Nueces | CN601297963 | RN106123672 | The following equipment: Stage 1 Vapor Recovery, Stage 2 Vapor Recovery, Spill Containers, Automatic Shut-Off Valves, Overfill Alarms, Vent Restriction Devices, Double Walled Tanks, Double Walled Piping, Under Dispenser Sumps, Sensing Devices, Automatic Tank Gauging, Groundwater or Soil Vapor Monitoring, Monitoring of Secondary Containment, Automatic Line Leak detection, Under Pump Check Valve, and Dielectric Coating. | A positive use determination for 100% of the property items listed in the property description with the exception of the double-walled tanks and double-walled piping which is given a 50% determination. | 2006-03-01 | 60461.35 | 100
8939 | T1 | HEB Grocery Company LP | HEB - Cc #12 | 5801 Weber Rd | Corpus Christi | TX | 78413 | Nueces | CN601297963 | RN101845584 | The following equipment: Stage 1 Vapor Recovery, Stage 2 Vapor Recovery, Spill Containers, Automatic Shut-Off Valves, Overfill Alarms, Vent Restriction Devices, Double Walled Tanks, Double Walled Piping, Under Dispenser Sumps, Sensing Devices, Automatic Tank Gauging, Groundwater or Soil Vapor Monitoring, Monitoring of Secondary Containment, Automatic Line Leak detection, Under Pump Check Valve, and Dielectric Coating. | A positive use determination for 100% of the property items listed in the property description with the exception of the double-walled tanks and double-walled piping which is given a 50% determination. | 2006-03-01 | 48228 | 100
8940 | T1 | HEB Grocery Company LP | HEB - Cc #5 | 11100 Leopard | Corpus Christi | TX | 78410 | Nueces | CN601297963 | RN101772366 | The following equipment: Stage 1 Vapor Recovery, Stage 2 Vapor Recovery, Spill Containers, Automatic Shut-Off Valves, Overfill Alarms, Vent Restriction Devices, Double Walled Tanks, Double Walled Piping, Under Dispenser Sumps, Sensing Devices, Automatic Tank Gauging, Groundwater or Soil Vapor Monitoring, Monitoring of Secondary Containment, Automatic Line Leak detection, Under Pump Check Valve, and Dielectric Coating. | A positive use determination for 100% of the property items listed in the property description with the exception of the double-walled tanks and double-walled piping which is given a 50% determination. | 2006-03-01 | 60461 | 100
8941 | T1 | HEB Grocery Company LP | HEB - Cc #18 | 10241 S Padre Island | Corpus Christi | TX | 78418 | Nueces | CN601297963 | RN101691855 | The following equipment: Stage 1 Vapor Recovery, Stage 2 Vapor Recovery, Spill Containers, Automatic Shut-Off Valves, Overfill Alarms, Vent Restriction Devices, Double Walled Tanks, Double Walled Piping, Under Dispenser Sumps, Sensing Devices, Automatic Tank Gauging, Groundwater or Soil Vapor Monitoring, Monitoring of Secondary Containment, Automatic Line Leak detection, Under Pump Check Valve, and Dielectric Coating. | A positive use determination for 100% of the property items listed in the property description with the exception of the double-walled tanks and double-walled piping which is given a 50% determination. | 2006-03-01 | 52142 | 100
8942 | T1 | HEB Grocery Company LP | HEB - Aransas Pass | 104 E Goodnight | Aransas Pass | TX | 78336 | San Patricio | CN601297963 | RN104626007 | The following equipment: Stage 1 Vapor Recovery, Stage 2 Vapor Recovery, Spill Containers, Automatic Shut-Off Valves, Overfill Alarms, Vent Restriction Devices, Double Walled Tanks, Double Walled Piping, Under Dispenser Sumps, Sensing Devices, Automatic Tank Gauging, Groundwater or Soil Vapor Monitoring, Monitoring of Secondary Containment, Automatic Line Leak detection, Under Pump Check Valve, and Dielectric Coating. | A positive use determination for 100% of the property items listed in the property description with the exception of the double-walled tanks and double-walled piping which is given a 50% determination. | 2006-03-01 | 50952 | 100
8943 | T1 | HEB Grocery Company LP | HEB - Cc #7 | 3133 S Alameda | Corpus Christi | TX | 78404 | Nueces | CN601297963 | RN101741627 | The following equipment: Stage 1 Vapor Recovery, Stage 2 Vapor Recovery, Spill Containers, Automatic Shut-Off Valves, Overfill Alarms, Vent Restriction Devices, Double Walled Tanks, Double Walled Piping, Under Dispenser Sumps, Sensing Devices, Automatic Tank Gauging, Groundwater or Soil Vapor Monitoring, Monitoring of Secondary Containment, Automatic Line Leak detection, Under Pump Check Valve, and Dielectric Coating. | A positive use determination for 100% of the property items listed in the property description with the exception of the double-walled tanks and double-walled piping which is given a 50% determination. | 2006-03-01 | 60461 | 100
8944 | T1 | HEB Grocery Company LP | HEB - Corpus #2 | 3033 S Port St | Corpus Christi | TX | 78405 | Nueces | CN601297963 | RN101884773 | The following equipment: Stage 1 Vapor Recovery, Stage 2 Vapor Recovery, Spill Containers, Automatic Shut-Off Valves, Overfill Alarms, Vent Restriction Devices, Double Walled Tanks, Double Walled Piping, Under Dispenser Sumps, Sensing Devices, Automatic Tank Gauging, Groundwater or Soil Vapor Monitoring, Monitoring of Secondary Containment, Automatic Line Leak detection, Under Pump Check Valve, and Dielectric Coating. | A positive use determination for 100% of the property items listed in the property description with the exception of the double-walled tanks and double-walled piping which is given a 50% determination. | 2006-03-01 | 50952 | 100
8945 | T1 | HEB Grocery Company LP | HEB - Austin #27 | 11521 N FM 620 | Austin | TX | 78750 | Travis | CN601297963 | RN104692223 | The following equipment: Stage 1 Vapor Recovery, Stage 2 Vapor Recovery, Spill Containers, Automatic Shut-Off Valves, Overfill Alarms, Vent Restriction Devices, Double Walled Tanks, Double Walled Piping, Under Dispenser Sumps, Sensing Devices, Automatic Tank Gauging, Groundwater or Soil Vapor Monitoring, Monitoring of Secondary Containment, Automatic Line Leak detection, Under Pump Check Valve, and Dielectric Coating. | A positive use determination for 100% of the property items listed in the property description with the exception of the double-walled tanks and double-walled piping which is given a 50% determination. | 2006-03-01 | 58223.21 | 100
8946 | T1 | HEB Grocery Company LP | HEB - Austin #15 | 9414 N Lamar Blvd | Austin | TX | 78753 | Travis | CN601297963 | RN103025433 | The following equipment: Stage 1 Vapor Recovery, Stage 2 Vapor Recovery, Spill Containers, Automatic Shut-Off Valves, Overfill Alarms, Vent Restriction Devices, Double Walled Tanks, Double Walled Piping, Under Dispenser Sumps, Sensing Devices, Automatic Tank Gauging, Groundwater or Soil Vapor Monitoring, Monitoring of Secondary Containment, Automatic Line Leak detection, Under Pump Check Valve, and Dielectric Coating. | A positive use determination for 100% of the property items listed in the property description with the exception of the double-walled tanks and double-walled piping which is given a 50% determination. | 2006-03-02 | 52142.18 | 100
8947 | T1 | HEB Grocery Company LP | HEB - Austin #11 | 2110 New Slaughter Ln | Austin | TX | 78748 | Travis | CN601297963 | RN104285820 | The following equipment: Stage 1 Vapor Recovery, Stage 2 Vapor Recovery, Spill Containers, Automatic Shut-Off Valves, Overfill Alarms, Vent Restriction Devices, Double Walled Tanks, Double Walled Piping, Under Dispenser Sumps, Sensing Devices, Automatic Tank Gauging, Groundwater or Soil Vapor Monitoring, Monitoring of Secondary Containment, Automatic Line Leak detection, Under Pump Check Valve, and Dielectric Coating. | A positive use determination for 100% of the property items listed in the property description with the exception of the double-walled tanks and double-walled piping which is given a 50% determination. | 2006-03-02 | 52142.18 | 100
8948 | T1 | HEB Grocery Company LP | HEB Austin #7 | 1434 Wells Branch Pkwy | Pflugerville | TX | 78660 | Travis | CN601297963 | RN101499606 | The following equipment: Stage 1 Vapor Recovery, Stage 2 Vapor Recovery, Spill Containers, Automatic Shut-Off Valves, Overfill Alarms, Vent Restriction Devices, Double Walled Tanks, Double Walled Piping, Under Dispenser Sumps, Sensing Devices, Automatic Tank Gauging, Groundwater or Soil Vapor Monitoring, Monitoring of Secondary Containment, Automatic Line Leak detection, Under Pump Check Valve, and Dielectric Coating. | A positive use determination for 100% of the property items listed in the property description with the exception of the double-walled tanks and double-walled piping which is given a 50% determination. | 2006-03-02 | 60461.35 | 100
8949 | T1 | HEB Grocery Company LP | HEB - Austin #14 | 170 E Whitestone | Cedar Park | TX | 78613 | Willamson | CN601297963 | RN106895923 | The following equipment: Stage 1 Vapor Recovery, Stage 2 Vapor Recovery, Spill Containers, Automatic Shut-Off Valves, Overfill Alarms, Vent Restriction Devices, Double Walled Tanks, Double Walled Piping, Under Dispenser Sumps, Sensing Devices, Automatic Tank Gauging, Groundwater or Soil Vapor Monitoring, Monitoring of Secondary Containment, Automatic Line Leak detection, Under Pump Check Valve, and Dielectric Coating. | A positive use determination for 100% of the property items listed in the property description with the exception of the double-walled tanks and double-walled piping which is given a 50% determination. | 2006-03-02 | 68447.35 | 100
8950 | T1 | HEB Grocery Company LP | HEB - Austin #16 | 13776 Hwy 183 N #100 | Austin | TX | 78750 | Travis | CN601297963 | RN104354790 | The following equipment: Stage 1 Vapor Recovery, Stage 2 Vapor Recovery, Spill Containers, Automatic Shut-Off Valves, Overfill Alarms, Vent Restriction Devices, Double Walled Tanks, Double Walled Piping, Under Dispenser Sumps, Sensing Devices, Automatic Tank Gauging, Groundwater or Soil Vapor Monitoring, Monitoring of Secondary Containment, Automatic Line Leak detection, Under Pump Check Valve, and Dielectric Coating. | A positive use determination for 100% of the property items listed in the property description with the exception of the double-walled tanks and double-walled piping which is given a 50% determination. | 2006-03-02 | 52142.18 | 100
8951 | T1 | HEB Grocery Company LP | HEB - Austin # 20 | 6011 W Parmer Ln | Austin | TX | 78727 | Travis | CN601297963 | RN101499580 | The following equipment: Stage 1 Vapor Recovery, Stage 2 Vapor Recovery, Spill Containers, Automatic Shut-Off Valves, Overfill Alarms, Vent Restriction Devices, Double Walled Tanks, Double Walled Piping, Under Dispenser Sumps, Sensing Devices, Automatic Tank Gauging, Groundwater or Soil Vapor Monitoring, Monitoring of Secondary Containment, Automatic Line Leak detection, Under Pump Check Valve, and Dielectric Coating. | A positive use determination for 100% of the property items listed in the property description with the exception of the double-walled tanks and double-walled piping which is given a 50% determination. | 2006-03-02 | 60461.35 | 100
8952 | T1 | HEB Grocery Company LP | HEB - Austin # 21 | 12400 Hwy 71 W | Austin | TX | 78733 | Travis | CN601297963 | RN101499184 | The following equipment: Stage 1 Vapor Recovery, Stage 2 Vapor Recovery, Spill Containers, Automatic Shut-Off Valves, Overfill Alarms, Vent Restriction Devices, Double Walled Tanks, Double Walled Piping, Under Dispenser Sumps, Sensing Devices, Automatic Tank Gauging, Groundwater or Soil Vapor Monitoring, Monitoring of Secondary Containment, Automatic Line Leak detection, Under Pump Check Valve, and Dielectric Coating. | A positive use determination for 100% of the property items listed in the property description with the exception of the double-walled tanks and double-walled piping which is given a 50% determination. | 2006-03-02 | 52142.18 | 100
8953 | T1 | HEB Grocery Company LP | HEB - Austin # 24 | 7301 N FM 620 | Austin | TX | 78759 | Travis | CN601297963 | RN105456008 | The following equipment: Stage 1 Vapor Recovery, Stage 2 Vapor Recovery, Spill Containers, Automatic Shut-Off Valves, Overfill Alarms, Vent Restriction Devices, Double Walled Tanks, Double Walled Piping, Under Dispenser Sumps, Sensing Devices, Automatic Tank Gauging, Groundwater or Soil Vapor Monitoring, Monitoring of Secondary Containment, Automatic Line Leak detection, Under Pump Check Valve, and Dielectric Coating. | A positive use determination for 100% of the property items listed in the property description with the exception of the double-walled tanks and double-walled piping which is given a 50% determination. | 2006-03-02 | 52142.18 | 100
8954 | T1 | HEB Grocery Company LP | HEB - Austin # 25 | 500 Canyon Ridge Dr | Austin | TX | 78753 | Travis | CN601297963 | RN101499325 | The following equipment: Stage 1 Vapor Recovery, Stage 2 Vapor Recovery, Spill Containers, Automatic Shut-Off Valves, Overfill Alarms, Vent Restriction Devices, Double Walled Tanks, Double Walled Piping, Under Dispenser Sumps, Sensing Devices, Automatic Tank Gauging, Groundwater or Soil Vapor Monitoring, Monitoring of Secondary Containment, Automatic Line Leak detection, Under Pump Check Valve, and Dielectric Coating. | A positive use determination for 100% of the property items listed in the property description with the exception of the double-walled tanks and double-walled piping which is given a 50% determination. | 2006-03-02 | 52142.18 | 100
8955 | T1 | HEB Grocery Company LP | HEB - Pflugerville # 2 | 201 N FM 685 | Pflugerville | TX | 78660 | Travis | CN601297963 | RN100256965 | The following equipment: Stage 1 Vapor Recovery, Stage 2 Vapor Recovery, Spill Containers, Automatic Shut-Off Valves, Overfill Alarms, Vent Restriction Devices, Double Walled Tanks, Double Walled Piping, Under Dispenser Sumps, Sensing Devices, Automatic Tank Gauging, Groundwater or Soil Vapor Monitoring, Monitoring of Secondary Containment, Automatic Line Leak detection, Under Pump Check Valve, and Dielectric Coating. | A positive use determination for 100% of the property items listed in the property description with the exception of the double-walled tanks and double-walled piping which is given a 50% determination. | 2006-03-02 | 52142.18 | 100
8956 | T1 | HEB Grocery Company LP | HEB - Austin # 26 | 2800 E Whitestone | Cedar Park | TX | 78613 | Travis | CN601297963 | RN104929187 | The following equipment: Stage 1 Vapor Recovery, Stage 2 Vapor Recovery, Spill Containers, Automatic Shut-Off Valves, Overfill Alarms, Vent Restriction Devices, Double Walled Tanks, Double Walled Piping, Under Dispenser Sumps, Sensing Devices, Automatic Tank Gauging, Groundwater or Soil Vapor Monitoring, Monitoring of Secondary Containment, Automatic Line Leak detection, Under Pump Check Valve, and Dielectric Coating. | A positive use determination for 100% of the property items listed in the property description with the exception of the double-walled tanks and double-walled piping which is given a 50% determination. | 2006-03-02 | 67447.35 | 100
8957 | T1 | HEB Grocery Company LP | HEB - Laredo #5 | 2310 Saunders | Laredo | TX | 78040 | Webb | CN601297963 | RN101799823 | The following equipment: Stage 1 Vapor Recovery, Stage 2 Vapor Recovery, Spill Containers, Automatic Shut-Off Valves, Overfill Alarms, Vent Restriction Devices, Double Walled Tanks, Double Walled Piping, Under Dispenser Sumps, Sensing Devices, Automatic Tank Gauging, Groundwater or Soil Vapor Monitoring, Monitoring of Secondary Containment, Automatic Line Leak detection, Under Pump Check Valve, and Dielectric Coating. | A positive use determination for 100% of the property items listed in the property description with the exception of the double-walled tanks and double-walled piping which is given a 50% determination. | 2006-03-02 | 50951.45 | 100
8958 | T1 | HEB Grocery Company LP | HEB - Laredo #3 | 4801 San Dario | Larado | TX | 78041 | Webb | CN601297963 | RN102246196 | The following equipment: Stage 1 Vapor Recovery, Stage 2 Vapor Recovery, Spill Containers, Automatic Shut-Off Valves, Overfill Alarms, Vent Restriction Devices, Double Walled Tanks, Double Walled Piping, Under Dispenser Sumps, Sensing Devices, Automatic Tank Gauging, Groundwater or Soil Vapor Monitoring, Monitoring of Secondary Containment, Automatic Line Leak detection, Under Pump Check Valve, and Dielectric Coating. | A positive use determination for 100% of the property items listed in the property description with the exception of the double-walled tanks and double-walled piping which is given a 50% determination. | 2006-03-02 | 58223.21 | 100
8959 | T1 | HEB Grocery Company LP | HEB - Laredo #7 | 7811 McPherson Rd | Laredo | TX | 78043 | Webb | CN601297963 | RN104601273 | The following equipment: Stage 1 Vapor Recovery, Stage 2 Vapor Recovery, Spill Containers, Automatic Shut-Off Valves, Overfill Alarms, Vent Restriction Devices, Double Walled Tanks, Double Walled Piping, Under Dispenser Sumps, Sensing Devices, Automatic Tank Gauging, Groundwater or Soil Vapor Monitoring, Monitoring of Secondary Containment, Automatic Line Leak detection, Under Pump Check Valve, and Dielectric Coating. | A positive use determination for 100% of the property items listed in the property description with the exception of the double-walled tanks and double-walled piping which is given a 50% determination. | 2006-03-02 | 52142.18 | 100
8960 | T1 | HEB Grocery Company LP | HEB - Laredo #6 | 2314 Zapata Hwy | Laredo | TX | 78043 | Webb | CN601297963 | RN101776516 | The following equipment: Stage 1 Vapor Recovery, Stage 2 Vapor Recovery, Spill Containers, Automatic Shut-Off Valves, Overfill Alarms, Vent Restriction Devices, Double Walled Tanks, Double Walled Piping, Under Dispenser Sumps, Sensing Devices, Automatic Tank Gauging, Groundwater or Soil Vapor Monitoring, Monitoring of Secondary Containment, Automatic Line Leak detection, Under Pump Check Valve, and Dielectric Coating. | A positive use determination for 100% of the property items listed in the property description with the exception of the double-walled tanks and double-walled piping which is given a 50% determination. | 2006-03-02 | 60461.35 | 100
8961 | T1 | HEB Grocery Company LP | HEB - Round Rock #2 | 16900 N Rr 620 | Williamson | TX | 78664 | Williamson | CN601297963 | RN102727666 | The following equipment: Stage 1 Vapor Recovery, Stage 2 Vapor Recovery, Spill Containers, Automatic Shut-Off Valves, Overfill Alarms, Vent Restriction Devices, Double Walled Tanks, Double Walled Piping, Under Dispenser Sumps, Sensing Devices, Automatic Tank Gauging, Groundwater or Soil Vapor Monitoring, Monitoring of Secondary Containment, Automatic Line Leak detection, Under Pump Check Valve, and Dielectric Coating. | A positive use determination for 100% of the property items listed in the property description with the exception of the double-walled tanks and double-walled piping which is given a 50% determination. | 2006-03-02 | 52142.18 | 100
8962 | T1 | HEB Grocery Company LP | HEB - Georgetown | 4500 FM 2338 | Georgetown | TX | 78628 | Williamson | CN601297963 | RN102137676 | The following equipment: Stage 1 Vapor Recovery, Stage 2 Vapor Recovery, Spill Containers, Automatic Shut-Off Valves, Overfill Alarms, Vent Restriction Devices, Double Walled Tanks, Double Walled Piping, Under Dispenser Sumps, Sensing Devices, Automatic Tank Gauging, Groundwater or Soil Vapor Monitoring, Monitoring of Secondary Containment, Automatic Line Leak detection, Under Pump Check Valve, and Dielectric Coating. | A positive use determination for 100% of the property items listed in the property description with the exception of the double-walled tanks and double-walled piping which is given a 50% determination. | 2006-03-02 | 68388.38 | 100
8963 | T1 | HEB Grocery Company LP | HEB - Round Rock #3 | 603 Louis Henna Blvd #A | Round Rock | TX | 78664 | Williamson | CN601297963 | RN101499747 | The following equipment: Stage 1 Vapor Recovery, Stage 2 Vapor Recovery, Spill Containers, Automatic Shut-Off Valves, Overfill Alarms, Vent Restriction Devices, Double Walled Tanks, Double Walled Piping, Under Dispenser Sumps, Sensing Devices, Automatic Tank Gauging, Groundwater or Soil Vapor Monitoring, Monitoring of Secondary Containment, Automatic Line Leak detection, Under Pump Check Valve, and Dielectric Coating. | A positive use determination for 100% of the property items listed in the property description with the exception of the double-walled tanks and double-walled piping which is given a 50% determination. | 2006-03-02 | 52142.18 | 100
8964 | T1 | HEB Grocery Company LP | HEB - Round Rock #4 | 1700 E Palm Valley Rd | Round Rock | TX | 78664 | Williamson | CN601297963 | RN104270244 | The following equipment: Stage 1 Vapor Recovery, Stage 2 Vapor Recovery, Spill Containers, Automatic Shut-Off Valves, Overfill Alarms, Vent Restriction Devices, Double Walled Tanks, Double Walled Piping, Under Dispenser Sumps, Sensing Devices, Automatic Tank Gauging, Groundwater or Soil Vapor Monitoring, Monitoring of Secondary Containment, Automatic Line Leak detection, Under Pump Check Valve, and Dielectric Coating. | A positive use determination for 100% of the property items listed in the property description with the exception of the double-walled tanks and double-walled piping which is given a 50% determination. | 2006-03-02 | 65617.41 | 100
8965 | T1 | HEB Grocery Company LP | HEB - Taylor | 100 NW Carlos G Parker Bl | Taylor | TX | 76574 | Williamson | CN601297963 | RN105015614 | The following equipment: Stage 1 Vapor Recovery, Stage 2 Vapor Recovery, Spill Containers, Automatic Shut-Off Valves, Overfill Alarms, Vent Restriction Devices, Double Walled Tanks, Double Walled Piping, Under Dispenser Sumps, Sensing Devices, Automatic Tank Gauging, Groundwater or Soil Vapor Monitoring, Monitoring of Secondary Containment, Automatic Line Leak detection, Under Pump Check Valve, and Dielectric Coating. | A positive use determination for 100% of the property items listed in the property description with the exception of the double-walled tanks and double-walled piping which is given a 50% determination. | 2006-03-02 | 65617.41 | 100
8966 | T1 | HEB Grocery Company LP | HEB - Sa #22 | 1015 S Ww White Rd | San Antonio | TX | 78220 | Bexar | CN601297963 | RN101788263 | The following equipment: Stage 1 Vapor Recovery, Stage 2 Vapor Recovery, Spill Containers, Automatic Shut-Off Valves, Overfill Alarms, Vent Restriction Devices, Double Walled Tanks, Double Walled Piping, Under Dispenser Sumps, Sensing Devices, Automatic Tank Gauging, Groundwater or Soil Vapor Monitoring, Monitoring of Secondary Containment, Automatic Line Leak detection, Under Pump Check Valve, and Dielectric Coating. | A positive use determination for 100% of the property items listed in the property description with the exception of the double-walled tanks and double-walled piping which is given a 50% determination. | 2006-03-02 | 60461.35 | 100
8967 | T1 | HEB Grocery Company LP | HEB - Sa #13 | 3524 S New Braunsfel | San Antonio | TX | 78223 | Bexar | CN601297963 | RN101901742 | The following equipment: Stage 1 Vapor Recovery, Stage 2 Vapor Recovery, Spill Containers, Automatic Shut-Off Valves, Overfill Alarms, Vent Restriction Devices, Double Walled Tanks, Double Walled Piping, Under Dispenser Sumps, Sensing Devices, Automatic Tank Gauging, Groundwater or Soil Vapor Monitoring, Monitoring of Secondary Containment, Automatic Line Leak detection, Under Pump Check Valve, and Dielectric Coating. | A positive use determination for 100% of the property items listed in the property description with the exception of the double-walled tanks and double-walled piping which is given a 50% determination. | 2006-03-02 | 60461.35 | 100
8968 | T1 | HEB Grocery Company LP | HEB - Sa #10 | 2130 Culebra | San Antonio | TX | 78228 | Bexar | CN601297963 | RN101783918 | The following equipment: Stage 1 Vapor Recovery, Stage 2 Vapor Recovery, Spill Containers, Automatic Shut-Off Valves, Overfill Alarms, Vent Restriction Devices, Double Walled Tanks, Double Walled Piping, Under Dispenser Sumps, Sensing Devices, Automatic Tank Gauging, Groundwater or Soil Vapor Monitoring, Monitoring of Secondary Containment, Automatic Line Leak detection, Under Pump Check Valve, and Dielectric Coating. | A positive use determination for 100% of the property items listed in the property description with the exception of the double-walled tanks and double-walled piping which is given a 50% determination. | 2006-03-02 | 60461.35 | 100
8969 | T1 | HEB Grocery Company LP | HEB - Sa #16 | 721 Castroville Rd | San Antonio | TX | 78237 | Bexar | CN601297963 | RN101884096 | The following equipment: Stage 1 Vapor Recovery, Stage 2 Vapor Recovery, Spill Containers, Automatic Shut-Off Valves, Overfill Alarms, Vent Restriction Devices, Double Walled Tanks, Double Walled Piping, Under Dispenser Sumps, Sensing Devices, Automatic Tank Gauging, Groundwater or Soil Vapor Monitoring, Monitoring of Secondary Containment, Automatic Line Leak detection, Under Pump Check Valve, and Dielectric Coating. | A positive use determination for 100% of the property items listed in the property description with the exception of the double-walled tanks and double-walled piping which is given a 50% determination. | 2006-03-02 | 50951.45 | 100
8970 | T1 | HEB Grocery Company LP | HEB - SA #25 | 7951 Guilbeau Rd | San Antonio | TX | 78250 | Bexar | CN601297963 | RN101890036 | The following equipment: Stage 1 Vapor Recovery, Stage 2 Vapor Recovery, Spill Containers, Automatic Shut-Off Valves, Overfill Alarms, Vent Restriction Devices, Double Walled Tanks, Double Walled Piping, Under Dispenser Sumps, Sensing Devices, Automatic Tank Gauging, Groundwater or Soil Vapor Monitoring, Monitoring of Secondary Containment, Automatic Line Leak detection, Under Pump Check Valve, and Dielectric Coating. | A positive use determination for 100% of the property items listed in the property description with the exception of the double-walled tanks and double-walled piping which is given a 50% determination. | 2006-03-02 | 60461.35 | 100
8971 | T1 | HEB Grocery Company LP | HEB - Sa #33 | 14087 Oconnor Rd | San Antonio | TX | 78217 | Bexar | CN601297963 | RN101737674 | The following equipment: Stage 1 Vapor Recovery, Stage 2 Vapor Recovery, Spill Containers, Automatic Shut-Off Valves, Overfill Alarms, Vent Restriction Devices, Double Walled Tanks, Double Walled Piping, Under Dispenser Sumps, Sensing Devices, Automatic Tank Gauging, Groundwater or Soil Vapor Monitoring, Monitoring of Secondary Containment, Automatic Line Leak detection, Under Pump Check Valve, and Dielectric Coating. | A positive use determination for 100% of the property items listed in the property description with the exception of the double-walled tanks and double-walled piping which is given a 50% determination. | 2006-03-02 | 60461.35 | 100
8972 | T1 | HEB Grocery Company LP | HEB - SA #37 | 9255 Grissom Rd | San Antonio | TX | 78250 | Bexar | CN601297963 | RN101880458 | The following equipment: Stage 1 Vapor Recovery, Stage 2 Vapor Recovery, Spill Containers, Automatic Shut-Off Valves, Overfill Alarms, Vent Restriction Devices, Double Walled Tanks, Double Walled Piping, Under Dispenser Sumps, Sensing Devices, Automatic Tank Gauging, Groundwater or Soil Vapor Monitoring, Monitoring of Secondary Containment, Automatic Line Leak detection, Under Pump Check Valve, and Dielectric Coating. | A positive use determination for 100% of the property items listed in the property description with the exception of the double-walled tanks and double-walled piping which is given a 50% determination. | 2006-03-02 | 60461.35 | 100
8973 | T1 | HEB Grocery Company LP | HEB - Sa #30 | 5601 Bandera Rd | San Antonio | TX | 78238 | Bexar | CN601297963 | RN101910651 | The following equipment: Stage 1 Vapor Recovery, Stage 2 Vapor Recovery, Spill Containers, Automatic Shut-Off Valves, Overfill Alarms, Vent Restriction Devices, Double Walled Tanks, Double Walled Piping, Under Dispenser Sumps, Sensing Devices, Automatic Tank Gauging, Groundwater or Soil Vapor Monitoring, Monitoring of Secondary Containment, Automatic Line Leak detection, Under Pump Check Valve, and Dielectric Coating. | A positive use determination for 100% of the property items listed in the property description with the exception of the double-walled tanks and double-walled piping which is given a 50% determination. | 2006-03-02 | 60461.35 | 100
8974 | T1 | HEB Grocery Company LP | HEB - Sa #19 | 6580 FM 78 | San Antonio | TX | 78244 | Bexar | CN601297963 | RN101836039 | The following equipment: Stage 1 Vapor Recovery, Stage 2 Vapor Recovery, Spill Containers, Automatic Shut-Off Valves, Overfill Alarms, Vent Restriction Devices, Double Walled Tanks, Double Walled Piping, Under Dispenser Sumps, Sensing Devices, Automatic Tank Gauging, Groundwater or Soil Vapor Monitoring, Monitoring of Secondary Containment, Automatic Line Leak detection, Under Pump Check Valve, and Dielectric Coating. | A positive use determination for 100% of the property items listed in the property description with the exception of the double-walled tanks and double-walled piping which is given a 50% determination. | 2006-03-02 | 60461.35 | 100
8975 | T1 | HEB Grocery Company LP | HEB - Sa #11 | 400 Valley Hi Dr | San Antonio | TX | 78227 | Bexar | CN601297963 | RN101897056 | The following equipment: Stage 1 Vapor Recovery, Stage 2 Vapor Recovery, Spill Containers, Automatic Shut-Off Valves, Overfill Alarms, Vent Restriction Devices, Double Walled Tanks, Double Walled Piping, Under Dispenser Sumps, Sensing Devices, Automatic Tank Gauging, Groundwater or Soil Vapor Monitoring, Monitoring of Secondary Containment, Automatic Line Leak detection, Under Pump Check Valve, and Dielectric Coating. | A positive use determination for 100% of the property items listed in the property description with the exception of the double-walled tanks and double-walled piping which is given a 50% determination. | 2006-03-02 | 51237.21 | 100
8976 | T1 | HEB Grocery Company LP | HEB - Sa #34 | 6030 Montgomery Rd | San Antonio | TX | 78239 | Bexar | CN601297963 | RN101885119 | The following equipment: Stage 1 Vapor Recovery, Stage 2 Vapor Recovery, Spill Containers, Automatic Shut-Off Valves, Overfill Alarms, Vent Restriction Devices, Double Walled Tanks, Double Walled Piping, Under Dispenser Sumps, Sensing Devices, Automatic Tank Gauging, Groundwater or Soil Vapor Monitoring, Monitoring of Secondary Containment, Automatic Line Leak detection, Under Pump Check Valve, and Dielectric Coating. | A positive use determination for 100% of the property items listed in the property description with the exception of the double-walled tanks and double-walled piping which is given a 50% determination. | 2006-03-02 | 60461.35 | 100
8977 | T1 | HEB Grocery Company LP | HEB - Sa #8 | 300 Olmos Dr | San Antonio | TX | 78212 | Bexar | CN601297963 | RN101908283 | The following equipment: Stage 1 Vapor Recovery, Stage 2 Vapor Recovery, Spill Containers, Automatic Shut-Off Valves, Overfill Alarms, Vent Restriction Devices, Double Walled Tanks, Double Walled Piping, Under Dispenser Sumps, Sensing Devices, Automatic Tank Gauging, Groundwater or Soil Vapor Monitoring, Monitoring of Secondary Containment, Automatic Line Leak detection, Under Pump Check Valve, and Dielectric Coating. | A positive use determination for 100% of the property items listed in the property description with the exception of the double-walled tanks and double-walled piping which is given a 50% determination. | 2006-03-02 | 60461.35 | 100
8978 | T1 | HEB Grocery Company LP | HEB - Sa #24 | 6000 W Ave | San Antonio | TX | 78213 | Bexar | CN601297963 | RN101727733 | The following equipment: Stage 1 Vapor Recovery, Stage 2 Vapor Recovery, Spill Containers, Automatic Shut-Off Valves, Overfill Alarms, Vent Restriction Devices, Double Walled Tanks, Double Walled Piping, Under Dispenser Sumps, Sensing Devices, Automatic Tank Gauging, Groundwater or Soil Vapor Monitoring, Monitoring of Secondary Containment, Automatic Line Leak detection, Under Pump Check Valve, and Dielectric Coating. | A positive use determination for 100% of the property items listed in the property description with the exception of the double-walled tanks and double-walled piping which is given a 50% determination. | 2006-03-02 | 50591.45 | 100
8979 | T1 | HEB Grocery Company LP | HEB - Sa #26 | 17460 Ih 35 N | Schertz | TX | 78154 | Bexar | CN601297963 | RN101894038 | The following equipment: Stage 1 Vapor Recovery, Stage 2 Vapor Recovery, Spill Containers, Automatic Shut-Off Valves, Overfill Alarms, Vent Restriction Devices, Double Walled Tanks, Double Walled Piping, Under Dispenser Sumps, Sensing Devices, Automatic Tank Gauging, Groundwater or Soil Vapor Monitoring, Monitoring of Secondary Containment, Automatic Line Leak detection, Under Pump Check Valve, and Dielectric Coating. | A positive use determination for 100% of the property items listed in the property description with the exception of the double-walled tanks and double-walled piping which is given a 50% determination. | 2006-03-02 | 67922.41 | 100
8980 | T1 | HEB Grocery Company LP | HEB - Sa #9 | 735 SW Military | San Antonio | TX | 78221 | Bexar | CN601297963 | RN102435658 | The following equipment: Stage 1 Vapor Recovery, Stage 2 Vapor Recovery, Spill Containers, Automatic Shut-Off Valves, Overfill Alarms, Vent Restriction Devices, Double Walled Tanks, Double Walled Piping, Under Dispenser Sumps, Sensing Devices, Automatic Tank Gauging, Groundwater or Soil Vapor Monitoring, Monitoring of Secondary Containment, Automatic Line Leak detection, Under Pump Check Valve, and Dielectric Coating. | A positive use determination for 100% of the property items listed in the property description with the exception of the double-walled tanks and double-walled piping which is given a 50% determination. | 2006-03-03 | 52142.18 | 100
8981 | T1 | HEB Grocery Company LP | HEB - Sa #21 | 3323 SE Military Dr | San Antonio | TX | 78223 | Bexar | CN601297963 | RN101909752 | The following equipment: Stage 1 Vapor Recovery, Stage 2 Vapor Recovery, Spill Containers, Automatic Shut-Off Valves, Overfill Alarms, Vent Restriction Devices, Double Walled Tanks, Double Walled Piping, Under Dispenser Sumps, Sensing Devices, Automatic Tank Gauging, Groundwater or Soil Vapor Monitoring, Monitoring of Secondary Containment, Automatic Line Leak detection, Under Pump Check Valve, and Dielectric Coating. | A positive use determination for 100% of the property items listed in the property description with the exception of the double-walled tanks and double-walled piping which is given a 50% determination. | 2006-03-03 | 60461.35 | 100
8982 | T1 | HEB Grocery Company LP | HEB - Sa #32 | 11600 Bandera Rd | San Antonio | TX | 78250 | Bexar | CN601297963 | RN101863496 | The following equipment: Stage 1 Vapor Recovery, Stage 2 Vapor Recovery, Spill Containers, Automatic Shut-Off Valves, Overfill Alarms, Vent Restriction Devices, Double Walled Tanks, Double Walled Piping, Under Dispenser Sumps, Sensing Devices, Automatic Tank Gauging, Groundwater or Soil Vapor Monitoring, Monitoring of Secondary Containment, Automatic Line Leak detection, Under Pump Check Valve, and Dielectric Coating. | A positive use determination for 100% of the property items listed in the property description with the exception of the double-walled tanks and double-walled piping which is given a 50% determination. | 2006-03-03 | 52142.18 | 100
8983 | T1 | HEB Grocery Company LP | HEB - Sa #3 | 108 Rosoillo | San Antonio | TX | 78207 | Bexar | CN601297963 | RN101733350 | The following equipment: Stage 1 Vapor Recovery, Stage 2 Vapor Recovery, Spill Containers, Automatic Shut-Off Valves, Overfill Alarms, Vent Restriction Devices, Double Walled Tanks, Double Walled Piping, Under Dispenser Sumps, Sensing Devices, Automatic Tank Gauging, Groundwater or Soil Vapor Monitoring, Monitoring of Secondary Containment, Automatic Line Leak detection, Under Pump Check Valve, and Dielectric Coating. | A positive use determination for 100% of the property items listed in the property description with the exception of the double-walled tanks and double-walled piping which is given a 50% determination. | 2006-03-03 | 49462.07 | 100
8984 | T1 | HEB Grocery Company LP | HEB - SA #29 | 9900 Wurzbach | San Antonio | TX | 78201 | Bexar | CN601297963 | RN101829257 | The following equipment: Stage 1 Vapor Recovery, Stage 2 Vapor Recovery, Spill Containers, Automatic Shut-Off Valves, Overfill Alarms, Vent Restriction Devices, Double Walled Tanks, Double Walled Piping, Under Dispenser Sumps, Sensing Devices, Automatic Tank Gauging, Groundwater or Soil Vapor Monitoring, Monitoring of Secondary Containment, Automatic Line Leak detection, Under Pump Check Valve, and Dielectric Coating. | A positive use determination for 100% of the property items listed in the property description with the exception of the double-walled tanks and double-walled piping which is given a 50% determination. | 2006-03-03 | 68388.38 | 100
8985 | T1 | HEB Grocery Company LP | HEB - SA #40 | 10660 W FM 471 | San Antonio | TX | 78251 | Bexar | CN601297963 | RN101804649 | The following equipment: Stage 1 Vapor Recovery, Stage 2 Vapor Recovery, Spill Containers, Automatic Shut-Off Valves, Overfill Alarms, Vent Restriction Devices, Double Walled Tanks, Double Walled Piping, Under Dispenser Sumps, Sensing Devices, Automatic Tank Gauging, Groundwater or Soil Vapor Monitoring, Monitoring of Secondary Containment, Automatic Line Leak detection, Under Pump Check Valve, and Dielectric Coating. | A positive use determination for 100% of the property items listed in the property description with the exception of the double-walled tanks and double-walled piping which is given a 50% determination. | 2006-03-03 | 59851 | 100
8986 | T1 | HEB Grocery Company LP | HEB - Sa #15 | 910 Kitty Hawk | San Antonio | TX | 78148 | Bexar | CN601297963 | RN103144689 | The following equipment: Stage 1 Vapor Recovery, Stage 2 Vapor Recovery, Spill Containers, Automatic Shut-Off Valves, Overfill Alarms, Vent Restriction Devices, Double Walled Tanks, Double Walled Piping, Under Dispenser Sumps, Sensing Devices, Automatic Tank Gauging, Groundwater or Soil Vapor Monitoring, Monitoring of Secondary Containment, Automatic Line Leak detection, Under Pump Check Valve, and Dielectric Coating. | A positive use determination for 100% of the property items listed in the property description with the exception of the double-walled tanks and double-walled piping which is given a 50% determination. | 2006-03-03 | 60461.35 | 100
8987 | T1 | HEB Grocery Company LP | HEB - Sa #5 | 2118 FREDERICKSBURG Rd | San Antonio | TX | 78201 | Bexar | CN601297963 | RN103024394 | The following equipment: Stage 1 Vapor Recovery, Stage 2 Vapor Recovery, Spill Containers, Automatic Shut-Off Valves, Overfill Alarms, Vent Restriction Devices, Double Walled Tanks, Double Walled Piping, Under Dispenser Sumps, Sensing Devices, Automatic Tank Gauging, Groundwater or Soil Vapor Monitoring, Monitoring of Secondary Containment, Automatic Line Leak detection, Under Pump Check Valve, and Dielectric Coating. | A positive use determination for 100% of the property items listed in the property description with the exception of the double-walled tanks and double-walled piping which is given a 50% determination. | 2006-03-03 | 50951.45 | 100
8988 | T1 | HEB Grocery Company LP | HEB - Leon Springs | 24165H 10W | San Antonio | TX | 78006 | Bexar | CN601297963 | RN104211982 | The following equipment: Stage 1 Vapor Recovery, Stage 2 Vapor Recovery, Spill Containers, Automatic Shut-Off Valves, Overfill Alarms, Vent Restriction Devices, Double Walled Tanks, Double Walled Piping, Under Dispenser Sumps, Sensing Devices, Automatic Tank Gauging, Groundwater or Soil Vapor Monitoring, Monitoring of Secondary Containment, Automatic Line Leak detection, Under Pump Check Valve, and Dielectric Coating. | A positive use determination for 100% of the property items listed in the property description with the exception of the double-walled tanks and double-walled piping which is given a 50% determination. | 2006-03-03 | 65617.41 | 100
8989 | T1 | HEB Grocery Company LP | HEB - Sa #18 | 1520 Austin Hwy | San Antonio | TX | 78218 | Bexar | CN601297963 | RN103772521 | The following equipment: Stage 1 Vapor Recovery, Stage 2 Vapor Recovery, Spill Containers, Automatic Shut-Off Valves, Overfill Alarms, Vent Restriction Devices, Double Walled Tanks, Double Walled Piping, Under Dispenser Sumps, Sensing Devices, Automatic Tank Gauging, Groundwater or Soil Vapor Monitoring, Monitoring of Secondary Containment, Automatic Line Leak detection, Under Pump Check Valve, and Dielectric Coating. | A positive use determination for 100% of the property items listed in the property description with the exception of the double-walled tanks and double-walled piping which is given a 50% determination. | 2006-03-03 | 52142.18 | 100
8990 | T1 | HEB Grocery Company LP | HEB - Harlingen #4 | 1213 S Commerce | Harlingen | TX | 78550 | Cameron | CN601297963 | RN101683142 | The following equipment: Stage 1 Vapor Recovery, Stage 2 Vapor Recovery, Spill Containers, Automatic Shut-Off Valves, Overfill Alarms, Vent Restriction Devices, Double Walled Tanks, Double Walled Piping, Under Dispenser Sumps, Sensing Devices, Automatic Tank Gauging, Groundwater or Soil Vapor Monitoring, Monitoring of Secondary Containment, Automatic Line Leak detection, Under Pump Check Valve, and Dielectric Coating. | A positive use determination for 100% of the property items listed in the property description with the exception of the double-walled tanks and double-walled piping which is given a 50% determination. | 2006-03-03 | 48227.65 | 100
8991 | T1 | HEB Grocery Company LP | HEB - Brownsville #3 | 1628 Central Blvd | Brownsville | TX | 78550 | Cameron | CN601297963 | RN101685782 | The following equipment: Stage 1 Vapor Recovery, Stage 2 Vapor Recovery, Spill Containers, Automatic Shut-Off Valves, Overfill Alarms, Vent Restriction Devices, Double Walled Tanks, Double Walled Piping, Under Dispenser Sumps, Sensing Devices, Automatic Tank Gauging, Groundwater or Soil Vapor Monitoring, Monitoring of Secondary Containment, Automatic Line Leak detection, Under Pump Check Valve, and Dielectric Coating. | A positive use determination for 100% of the property items listed in the property description with the exception of the double-walled tanks and double-walled piping which is given a 50% determination. | 2006-03-03 | 52142.18 | 100
8992 | T1 | HEB Grocery Company LP | HEB - Harlingen #2 | 613 S Exwy 83 | Harlingen | TX | 78550 | Cameron | CN601297963 | RN101685626 | The following equipment: Stage 1 Vapor Recovery, Stage 2 Vapor Recovery, Spill Containers, Automatic Shut-Off Valves, Overfill Alarms, Vent Restriction Devices, Double Walled Tanks, Double Walled Piping, Under Dispenser Sumps, Sensing Devices, Automatic Tank Gauging, Groundwater or Soil Vapor Monitoring, Monitoring of Secondary Containment, Automatic Line Leak detection, Under Pump Check Valve, and Dielectric Coating. | A positive use determination for 100% of the property items listed in the property description with the exception of the double-walled tanks and double-walled piping which is given a 50% determination. | 2006-03-03 | 50951.45 | 100
8993 | T1 | HEB Grocery Company LP | HEB -- San Beito | 1141 S W 77 | Sen Benito | TX | 78556 | Cameron | CN601297963 | RN101679371 | The following equipment: Stage 1 Vapor Recovery, Stage 2 Vapor Recovery, Spill Containers, Automatic Shut-Off Valves, Overfill Alarms, Vent Restriction Devices, Double Walled Tanks, Double Walled Piping, Under Dispenser Sumps, Sensing Devices, Automatic Tank Gauging, Groundwater or Soil Vapor Monitoring, Monitoring of Secondary Containment, Automatic Line Leak detection, Under Pump Check Valve, and Dielectric Coating. | A positive use determination for 100% of the property items listed in the property description with the exception of the double-walled tanks and double-walled piping which is given a 50% determination. | 2006-03-03 | 48227.65 | 100
8994 | T1 | HEB Grocery Company LP | HEB - Brownsville #4 | 2950 Southmost Rd | Brownsville | TX | 78521 | Cameron | CN601297963 | RN101683266 | The following equipment: Stage 1 Vapor Recovery, Stage 2 Vapor Recovery, Spill Containers, Automatic Shut-Off Valves, Overfill Alarms, Vent Restriction Devices, Double Walled Tanks, Double Walled Piping, Under Dispenser Sumps, Sensing Devices, Automatic Tank Gauging, Groundwater or Soil Vapor Monitoring, Monitoring of Secondary Containment, Automatic Line Leak detection, Under Pump Check Valve, and Dielectric Coating. | A positive use determination for 100% of the property items listed in the property description with the exception of the double-walled tanks and double-walled piping which is given a 50% determination. | 2006-03-03 | 60461.35 | 100
8995 | T1 | HEB Grocery Company LP | HEB - Port Isabel | 1679 Hwy 100 | Port Isabel | TX | 78578 | Cameron | CN601297963 | RN101684405 | The following equipment: Stage 1 Vapor Recovery, Stage 2 Vapor Recovery, Spill Containers, Automatic Shut-Off Valves, Overfill Alarms, Vent Restriction Devices, Double Walled Tanks, Double Walled Piping, Under Dispenser Sumps, Sensing Devices, Automatic Tank Gauging, Groundwater or Soil Vapor Monitoring, Monitoring of Secondary Containment, Automatic Line Leak detection, Under Pump Check Valve, and Dielectric Coating. | A positive use determination for 100% of the property items listed in the property description with the exception of the double-walled tanks and double-walled piping which is given a 50% determination. | 2006-03-03 | 60461.35 | 100
8996 | T1 | HEB Grocery Company LP | HEB - Brownsville #5 | 2155 Paredes Line Rd | Brownsville | TX | 78526 | Cameron | CN601297963 | RN101686673 | The following equipment: Stage 1 Vapor Recovery, Stage 2 Vapor Recovery, Spill Containers, Automatic Shut-Off Valves, Overfill Alarms, Vent Restriction Devices, Double Walled Tanks, Double Walled Piping, Under Dispenser Sumps, Sensing Devices, Automatic Tank Gauging, Groundwater or Soil Vapor Monitoring, Monitoring of Secondary Containment, Automatic Line Leak detection, Under Pump Check Valve, and Dielectric Coating. | A positive use determination for 100% of the property items listed in the property description with the exception of the double-walled tanks and double-walled piping which is given a 50% determination. | 2006-03-03 | 52142.18 | 100
8997 | T1 | HEB Grocery Company LP | HEB - Brownsville #2 | 2250 Boca Chica | Brownsville | TX | 78250 | Cameron | CN601297963 | RN101681955 | The following equipment: Stage 1 Vapor Recovery, Stage 2 Vapor Recovery, Spill Containers, Automatic Shut-Off Valves, Overfill Alarms, Vent Restriction Devices, Double Walled Tanks, Double Walled Piping, Under Dispenser Sumps, Sensing Devices, Automatic Tank Gauging, Groundwater or Soil Vapor Monitoring, Monitoring of Secondary Containment, Automatic Line Leak detection, Under Pump Check Valve, and Dielectric Coating. | A positive use determination for 100% of the property items listed in the property description with the exception of the double-walled tanks and double-walled piping which is given a 50% determination. | 2006-03-03 | 52142.18 | 100
8998 | T1 | HEB Grocery Company LP | HEB Pretreatment Plant | 4943 Space Center Dr | San Antonio | TX | 78218 | Bexar | CN601297963 | RN104163308 | Full scale waste water treatment plant. Includes an equalization tank, 2 suspended carrier reactors, and a digestor. | A positive use determination for 100% of the waste water treatment plant. | 2006-03-03 | 1622683 | 100
8999 | T1 | Texas Petrochemicals Corporation | Texas Petrochemicals Corporation | 8600 Park Place Blvd | Houston | TX | 77017 | Harris | CN603436122 | RN100219526 | The following three projects. 1. Recover flare gas: Flare Upgrade and Vent Gas Recovery Equipment. 2. Provide for the installation of 2 fenceline FTIRs, purchase one HAWK passive infrared Camera, and implement dry breaks at the loading racks. 3. Measure cooling tower HRVOC emissions: cooling tower analyzers and meters. | A positive use determination of 100% for the three projects listed above. | 2006-03-30 | 5700000 | 100
9000 | T1 | Innovene USA LLC | Innovene Texas City Plant | 2800 FM 519 E | Texas City | TX | 77590 | Galveston | CN602817884 | RN104579487 | Styrene Unit 2: Rail Rack Vent Project and Truck Rack Vent Project. Styrene CEMS analyzer and analyzer upgrade. HRVOC Projects. Pump Seal Modernization. K-201 Seal System. Styrene Unit 2 - HF201 Stack Extension. Carbon Bed Filters. | A positive use determination of 100% for the Styrene Unit 2 - Rail Rack Vent Project and the Truck Rack Vent Project, the Styrene CEMS analyzer and upgrade, the HRVOC projects, the pump seal modernizations, the K-201 Seal System, the Styrene Unit 2 - HF2301 Stack Extension, and the Carbon Bed Filters. | 2006-02-24 | 4034815 | 100
9001 | T1 | Huntsman LLC | Huntsman Odessa Petrochemical | 2400 S Grandview Ave | Odessa | TX | 79766 | Ector | CN600132104 | RN101867554 | Concrete Secondary Containment around the Caustic Storage Tanks(D5.0030 and D5.008) in the water treatment area. | A positive use determination of 100% for the concrete secondary containment installed around caustic tanks D5.0030 and D5.008. | 2006-02-24 | 20900.33 | 100
9002 | T1 | Huntsman LLC | Huntsman Odessa Petrochemical | 2400 S Grandview Ave | Odessa | TX | 79766 | Ector | CN600132104 | RN101867554 | Replace existing burners on A and B boilers (D7.001 A&B) with low NOx burners and install a CEMS. | A positive use determination of 100% for the replacement Low NOx Burners for the A & B Boilers and the Continuous Emissions Monitors. | 2006-02-24 | 279928 | 100
9003 | T1 | Huntsman LLC | Huntsman Odessa Petrochemical | 2400 S Grandview Ave | Odessa | TX | 79766 | Ector | CN600132104 | RN101867554 | Redesign and modify Olefin Recycle Water Stripper (equip. # D9.0054) system piping and control valves. Also Replace feed pumps (D3.-18A&B) with higher pressure pumps. | A positive use determination of 100% for the water stripper piping, pumps, and heat exchangers. | 2006-02-24 | 381500 | 100
9004 | T1 | Huntsman LLC | Huntsman Odessa Petrochemical | 2400 S Grandview Ave | Odessa | TX | 79766 | Ector | CN600132104 | RN101867554 | Replace below ground tank with an above ground vessel to decant process water from butadiene butylene Concentrator stored in tanks (D9.0015R1 & D9.0016R1). Install vapor-balance piping from vessel back to storage tanks. Install secondary containment around vessel (D5.002) | A positive use determination of 100% for the Vent Piping, the Decanter, and the secondary containment. | 2006-04-14 | 70000 | 100
9005 | T1 | Huntsman LLC | Huntsman Odessa Petrochemical | 2400 S Grandview Ave | Odessa | TX | 79766 | Ector | CN600132104 | RN101867554 | This project was for the installation of emission controls associated with the expansion of Huntsman's Linear Low Density Polyethylene Plant. The project includes a collection header to route routine hydrocarbon vents through existing baghouses (BF-900 A&B) for particulate emissions control and then to new Regenerative Thermal Oxidizers (H-907 A&B) to destroy the hydrocarbon emissions. | A positive use determination of 100% for the Vapor Emission Collection Piping. | 2006-02-24 | 1310000 | 100
9006 | T1 | Huntsman LLC | Huntsman Odessa Petrochemical | 2400 S Grandview Ave | Odessa | TX | 79766 | Ector | CN600132104 | RN101867554 | Installed coated concrete containment for Pyrolysis Oil Storage Vessel (D8.0069) and Stripper Oil Vessel (D8.0070) | A positive use determination of 100% for the concrete secondary containment. | 2006-02-24 | 65000 | 100
9007 | T1 | Huntsman LLC | Huntsman Odessa Petrochemical | 2400 S Grandview Ave | Odessa | TX | 79766 | Ector | CN600132104 | RN101867554 | Installed a non-continuous monitoring device, gas chromatograph, for Pellet VOC emissions. | A positive use determination of 100% for the Gas Chromatograph. | 2006-02-28 | 75017 | 100
9008 | T1 | Huntsman LLC | Huntsman Odessa Petrochemical | 2400 S Grandview Ave | Odessa | TX | 79766 | Ector | CN600132104 | RN101867554 | Installed flow meters, and associated support equipment, on final control devices ME-2500 and ME-2505. | A positive use determination of 100% for the two flow meters. | 2006-02-28 | 2130000 | 100
9009 | T1 | Huntsman LLC | Huntsman Odessa Petrochemical | 2400 S Grandview Ave | Odessa | TX | 79766 | Ector | CN600132104 | RN101867554 | Installed flow meters and associated support equipment on the flare line leading to the Olefin Plant Flares (3). | A positive use determination of 100% for the three flow meters for the Olefins Plant Flares.. | 2006-02-28 | 57000 | 100
9010 | T1 | Huntsman LLC | Huntsman Odessa Petrochemical | 2400 S Grandview Ave | Odessa | TX | 79766 | Ector | CN600132104 | RN101867554 | Installed a flow meter on the flare line leading to Linear Low Density Plant Flare (1H-1802). | A positive use determination of 100% for the flow meter for the Linear Low Density Plant Flare. | 2006-02-28 | 120000 | 100
9011 | T1 | Huntsman LLC | Huntsman Odessa Petrochemical | 2400 S Grandview Ave | Odessa | TX | 79766 | Ector | CN600132104 | RN101867554 | Secondary containment for fuel dispensing tank. Installed drip pans for control of oil and diesel leaks and spills at the West Complex locomotive fuel dispensing location. | A positive use determination of 100% for the drip pans installed at the West Complex locomotive fuel dispensing location. | 2006-02-28 | 26400 | 100
9012 | T1 | Huntsman LLC | Huntsman Odessa Petrochemical | 2400 S Grandview Ave | Odessa | TX | 79766 | Ector | CN600132104 | RN101867554 | Installed redesigned vent collection piping from APAO Storage Tanks leading to low pressure flare. | A positive use determination of 100% for the project to redesign vent collection piping from the APAO Storage Tanks leading to the Low Pressure Flare. | 2006-02-28 | 125537 | 100
9013 | T1 | Huntsman LLC | Huntsman Jefferson County | 4241 Savannah Ave | Port Arthur | TX | 77640 | Jefferson | CN603603093 | RN103033189 | This project provides for curbing and drainage around the air compressors (15C101-104) to divert oil/water to existing box sumps. Also extended the slab under the cooling towers. | A positive use determination of 100% for the project to install curbing and drainage around air compressors (15C101 - 104) and extend the slab under the cooling towers. | 2006-03-01 | 39000 | 100
9014 | T1 | Huntsman LLC | Huntsman Jefferson County | 4241 Savannah Ave | Port Arthur | TX | 77640 | Jefferson | CN603603093 | RN103033189 | This project provides for the retrofit of 34 Gas Turbine Generator at Motiva with lean head end liners. | A positive use determination of 100% for the lean head end liners. | 2006-03-03 | 21000 | 100
9015 | T1 | Huntsman LLC | Huntsman Jefferson County | 4241 Savannah Ave | Port Arthur | TX | 77640 | Jefferson | CN603603093 | RN103033189 | This project provides for concrete paving and curbing around the sump drain area and a new weir gate to allow drainage from the AU. | A positive use determination of 100% for the AU Wash Rack Improvements. | 2000-03-06 | 50000 | 100
9016 | T1 | Huntsman LLC | Huntsman Jefferson County | 4241 Savannah Ave | Port Arthur | TX | 77640 | Jefferson | CN603603093 | RN103033189 | This project provides curbing around API Separator pumps to prevent fluids from flowing onto gravel area. Installed a drain sump to collect fluids. | A positive use determination of 100% for the API Separator Pumps and the associated sump. | 2006-03-07 | 20000 | 100
9017 | T1 | Huntsman LLC | Huntsman Jefferson County | 4241 Savannah Ave | Port Arthur | TX | 77640 | Jefferson | CN603603093 | RN103033189 | This project will provide for the installation for low NOx Burners on the C Furnace. | A positive determination of 100% for the low NOx burners. | 2006-03-17 | 170000 | 100
9018 | T1 | Huntsman LLC | Huntsman Jefferson County | 4241 Savannah Ave | Port Arthur | TX | 77640 | Jefferson | CN603603093 | RN103033189 | This project provides an oil pressure switch on gearbox lube system to shut down motor on low lube pressure. | A positive use determination of 100% for the oil switch installed on the gearbox lube system. | 2006-03-07 | 40000 | 100
9019 | T1 | Huntsman LLC | Huntsman Jefferson County | 4241 Savannah Ave | Port Arthur | TX | 77640 | Jefferson | CN603603093 | RN103033189 | This project provides a hot tap at a 10' elevation of tank 33755 and line number 10"-WP-T-150AA-5295-NI. This provides for a water treatment/recovery system. | A positive use determination of 100% for the hot tap provided by the A&O LOU/AU Water Treat Tank 33755 project. | 2006-03-07 | 18000 | 100
9020 | T1 | Huntsman LLC | Huntsman Jefferson County | 4241 Savannah Ave | Port Arthur | TX | 77640 | Jefferson | CN603603093 | RN103033189 | This project provides for containment of oil leakage from AC-1 and BC-1 compressors. | A positive use determination of 100% for the project which provides for containment of oil leakage from AC-1 and BC-1 compressors. | 2006-03-07 | 19000 | 100
9021 | T1 | Huntsman LLC | Huntsman Jefferson County | 4241 Savannah Ave | Port Arthur | TX | 77640 | Jefferson | CN603603093 | RN103033189 | This project provides for a vibration shutdown switch for PN 21 benzene transfer pump to prevent a major oil leak from the failed bearing. | A positive use determination of 100% for the PN21 Vibration Shutdown Switch. | 2006-03-09 | 14000 | 100
9022 | T1 | Huntsman LLC | Huntsman Jefferson County | 4241 Savannah Ave | Port Arthur | TX | 77640 | Jefferson | CN603603093 | RN103033189 | This project provides for a secondary coating over seams on the API Separator roof using AMP-100 Polyurea in an attempt to reduce fugitive emissions from the API. | A positive use determination of 100% for the project to apply a secondary coat on seams of the API Separator. | 2006-03-09 | 95000 | 100
9023 | T1 | Huntsman LLC | Huntsman Jefferson County | 2401 Spur 136 | Port Neches | TX | 77651 | Jefferson | CN600130322 | RN104964267 | This Project installed two new vent recovery compressors.. | A positive use determination of 100% for the project to install two new vent recovery compressors. | 2006-04-14 | 145000 | 100
9024 | T1 | Huntsman LLC | Huntsman Jefferson County | 2401 Spur 136 | Port Neches | TX | 77651 | Jefferson | CN600130322 | RN104964267 | This project provides for the modification of the TLV pump such that there is better control of water and reduce flaring of hydrocarbons. | A positive use determination of 100% for the modification to the TLV pump. | 2006-03-09 | 15000 | 100
9025 | T1 | Huntsman LLC | Huntsman Jefferson County | 2401 Spur 136 | Port Neches | TX | 77651 | Jefferson | CN600130322 | RN104964267 | C4 Plant - Tank 77 Bypass: bypasses Tank 77 and reduces emissions from over pressuring of the tank. | A positive use determination of 100% for the Tank 77 Bypass project. | 2006-03-09 | 161000 | 100
9026 | T1 | Huntsman LLC | Huntsman Jefferson County | 2401 Spur 136 | Port Neches | TX | 77651 | Jefferson | CN600130322 | RN104964267 | C4 Plant - Install Check on 6G244. Installed a check valve on 6G244 bypass to prevent a PRV from relieving at times when the pump is down with the bypass open.. | A positive use determination of 100% for the check valve installed on 6G244 bypass. | 2006-03-09 | 18000 | 100
9027 | T1 | Huntsman LLC | Huntsman Jefferson County | 2401 Spur 136 | Port Neches | TX | 77651 | Jefferson | CN600130322 | RN104964267 | Installed level indicator in the central control room for N3-F-29. This is an attempt to avoid overfilling of vessel which causes back pressure on the plant flare and results in environmental impact of flaring. | A positive use determination of 100% for the level indicator installed in the Central Control Room. | 2006-03-09 | 61100 | 100
9028 | T1 | Huntsman LLC | Huntsman Jefferson County | 2401 Spur 136 | Port Neches | TX | 77651 | Jefferson | CN600130322 | RN104964267 | This project provides for three SRI GC fenceline monitors to replace unreliable monitors in the fenceline monitoring network. | A positive use determination of 100% for the three SRI GC Fenceline Monitors. | 2006-03-09 | 88000 | 100
9029 | T1 | Huntsman LLC | Huntsman Jefferson County | 6001 Hwy 366 | Port Neches | TX | 77651 | Jefferson | CN603603093 | RN100219252 | P-G6-1A/B Vent Seal Pot to Reabsorder. Provided for continued operation should a seal on the glycol reactor feed pumps (P-G6-1A/B) start to leak. This project will route a previous manual atmospheric vent to the reabsorber F-G6-1. | A positive use determination of 100% for the P-G6-1A/B Vent Seal Pot to the Reabsorber. | 2006-03-09 | 1200 | 100
9030 | T1 | Huntsman LLC | Huntsman Jefferson County | 6001 Hwy 366 | Port Neches | TX | 77651 | Jefferson | CN603603093 | RN100219252 | O & O Plant - F-E6-25 Flare KO Pot to new Tank: This project provides for re-routing of wastewater from F-E6-25 to new tank via vacuum truck to prevent carryover to the flare system at E-7. | A positive use determination of 100% for the project to connect F-E6-25 Flare KO Pot to a new tank. | 2006-03-09 | 33200 | 100
9031 | T1 | Huntsman LLC | Huntsman Jefferson County | 2401 Spur 136 | Port Neches | TX | 77651 | Jefferson | CN600130322 | RN104964267 | JWWTP Levee Repairs: This project provides for stabilization of the east and north levees of the JWWTP aeration basin to correct erosion. | A positive use determination of 100% for the JWWTP. | 2006-03-09 | 223126 | 100
9032 | T1 | Merisol USA LLC | Merisol Greens Bayou | 1914 Haden Rd | Houston | TX | 77015 | Harris | CN600127583 | RN100214576 | Spare filter leafs for the primary filters for injection well WDW-319 | A positive use determination for 100% of spare filter leafs for injection well WDW-319. | 2006-03-06 | 37987 | 100
9033 | T1 | Merisol USA LLC | Merisol Greens Bayou | 1914 Haden Rd | Houston | TX | 77015 | Harris | CN600127583 | RN100214576 | Piping, pumps, and collection vessels for rainwater segregation from odorous chemicals. | A positive use determination for 100% of the piping, pumps, and collection vessels for rainwater segregation. | 2006-03-06 | 83943510 | 100
9034 | T1 | Merisol USA LLC | Merisol Greens Bayou | 1914 Haden Rd | Houston | TX | 77015 | Harris | CN600127583 | RN100214576 | A new housing for the mist eliminators for Industrial Hazardous Waste Boiler #4.. | A positive use determination for 100% of the mist eliminator housing on IHW Boiler #4. | 2006-03-06 | 26582 | 100
9035 | T1 | Merisol USA LLC | Merisol Greens Bayou | 1914 Haden Rd | Houston | TX | 77015 | Harris | CN600127583 | RN100214576 | A remote specific gravity adjustment for the disposal well feed. | A positive use determination for 100% of the remote specific gravity adjustment. | 2006-03-06 | 10118 | 100
9036 | T1 | Texas Genco Ii LP | TH Wharton | 16301 Sh 249 | Houston | TX | 77064 | Harris | CN602755415 | RN100542885 | Low Emission Combustor Systems installed on gas fired turbines GT 33, GT 34 and GT 41.. | A positive use determination for 100% of the low emission combustor systems on gas turbines GT 33, GT 34 and GT 41. | 2006-03-07 | 4182945 | 100
9037 | T1 | Texas Genco Ii LP | S R Berton Electric Generating Station | 2012 Miller Cutoff Rd | La Porte | TX | 77571 | Harris | CN602755415 | RN100825389 | Asbestos Abatement: Asbestos containing building and insulating materials were removed. Associated costs include asbestos removal, HEPA vacuum equipment, negative air pressure enclosures, glove bags, personal protective equipment, decontamination facilities, testing, disposal, etc. | A positive use determination for 100% of the asbestos abatement project. | 2006-03-07 | 105545 | 100
9038 | T1 | Innovene USA LLC | Innovene Battleground Facility | 1230 Battleground Rd | La Porte | TX | 77571 | Harris | CN602817884 | RN102537289 | The following projects: 1. ERU 3 inerts Purge to MTR. 2-inch line installed from ERU-3 inerts purge heater to MS-2873 feed line and pressure safety valve on AK4 line. 2. HRVOC Shaft Seal Upgrade for N2 Blowers (C100 thru 103P & C133 thru C136P) 3. C737 & C749 Ethylene Recycle Compressors Reliability and VOC improvement. Includes surround cooling style purged packing cases, purged scrapper cases, upgraded packing material, filtered zeolite water for cooling, and o-ring style valve conversion kits. 4. Vent Propylene Emission Reduction. Includes low pressure vent header for Lines 1, 2 & 3 vents; compressor to pressurize low pressure vents; suction knockout surge drum, filter, & pressure swing adaptor for compressor; reroute several propylene feed lines, nitrogen lines, utilities & vents; and extend hydrocarbon detection and fire water to PSA process. 5. Low flow shutdown switch and V-648 knockout pot outlet piping upgrade on Pump P567. 6. HRVOC Cooling Tower Monitoring includes sample loops, 5 gas chromatographs, and 7 flow meters. 7. Sealing System Upgrade for compressors C-105P and C-138P. 8. HRVOC Atmospheric Vents - purge column revamp. Includes screener modification, nitrogen system modification, and purge column thermocouple. | A positive use determination for 100% of the 8 projects listed above. | 2006-03-07 | 8754550 | 100
9039 | T1 | Innovene USA LLC | Innovene Battleground Facility | 1230 Battleground Rd | La Porte | TX | 77571 | Harris | CN602817884 | RN102537289 | 1. Polyethylene flare upgrades: flow meters in flare header, 4 hydrocarbon detectors, flare stack monitor, flare monitoring flow meter, pressure safety valve and flare header modifications. 2. ERU 2 Vent Piping replacement. 3. Four catalyst activator flow meters. 4. Recycle compressors R601/2/3/4/7/8/9/10 and LPVR discharge check valves. 5. Repiping for C550 compressor. 6. Fines Knock out scrubber next to blower BL-F741G. 7.Tank Fam Unloading Station converting to hard pipe. 8. High pressure air lock on R601 and powder conveying hopper on R-602. | A positive use determination for 100% of the 8 property items listed above. | 2006-03-08 | 2681896 | 100
9040 | T1 | Innovene USA LLC | Innovene Battleground Facility | 1230 Battleground Rd | La Porte | TX | 77571 | Harris | CN602817884 | RN102537289 | The following projects: 1. PE Waste Water Solids Removal Upgrade includes floating skimmer pump, HYCOR strainer, screw conveyor, pump controls, discharge piping, and paving. 2. RO Unit Wastewater Piping to neutralizer pit. 3. New pH Building at outfall. 4. New Sanitary Package Plant with 20 minute chlorine contact chamber and clarifier. 5. RO Unit Wastewater Piping from KROFTA units to outfall. 6. Kason Cross-Flo Sieve & 2 Skimmer Pumps installed at wash rack. 7. Process Pond Analyzer Building Replacement. 8. Domestic Potable Water System Upgrade. 9. E-167/168 Wastewater Flow Redirected to Line 1 & 2 wash tanks. | A positive use determination for 100% of the 9 property items described above. | 2006-03-08 | 1993139 | 100
9041 | T1 | Innovene USA LLC | Innovene Battleground Facility | 1230 Battleground Rd | La Porte | TX | 77571 | Harris | CN602817884 | RN102537289 | The following items: 1. FCM 2, 3, 4, 5, Hot-end Dust Seals. 2. Meco Seals on A140C Flake Dryers D-515 and D-519. 3.Meco Seals on Polymer Dryer R604. 4. Meco Seals on Rotary Polymer Dryers D519 and D520. 5. P-1072 Seal Upgrade to Tandem Gas Seal 6. Rupture Pin on R701/2 Vent Header. 7. Meco Double Mechanical Seal on D528 Rotary Polymer Dryer. 8. Mechanical Seal Piping Upgrade C-R711G & C-R722G. 9. D514 and D515 Meco Seal Upgrade. 10. D505 and D506 Meco Seal Upgrade. | A positive use determination for 100% of the 10 seal replacement projects listed above. | 2006-03-08 | 1469412 | 100
9042 | T1 | Innovene USA LLC | Innovene Battleground Facility | 1230 Battleground Rd | La Porte | TX | 77571 | Harris | CN602817884 | RN102537289 | The following projects: 1. Dike for Alkyls vent tanks V-1421 and V-1422. 2. New sump for track D-1. 3. Solids Separation/Dewatering Sump. 4. 002 Rain Pond Improvements Area 150. 5. Two Electric Hoists in Rain Pond. 6. R701 Drainage Ditches. 7. Sump Pump at 003 Outfall Pump for sampling. 8. Wastewater Sump for P234P enlarged. 9. Waste Management Storage Facility. 10. BMC Waste Water Project to reduce aluminum discharge from PE and PP plants. 11. Improve Skimming System at the PP Rain Pond. | A positive use determination for 100% of the 11 projects listed above. | 2006-03-10 | 7576519 | 100
9043 | T1 | Mitsubishi Caterpillar Forklift America | Mitsubishi Caterpillar Forklift | 2121 W Sam Houston Pkwy | Houston | TX | 77043 | Harris | CN600130108 | RN100219161 | The following four powder coat booths: CAT, MIT, Black, and Other Color. Any drying ovens are excluded. | A positive use determination for 100% of four powder coat booths exclusive of drying ovens. | 2006-04-24 | 556760 | 100
9044 | T1 | Intercontinental Terminals Company | Intercontinental Terminals | 1943 Battleground Rd | Deer Park | TX | 77536 | Harris | CN601470222 | RN100210806 | Project 1: Separate stormwater discharge system and a contaminated wastewater collection/chemical drainage system for the (6) 100,000 gallon barrel storage tanks (100-24 through 100-29). The storage tank manifolds have curbed concrete containment system with chemical drain. PROJECT 1a: Internal Floating Roofs with double seals installed on tanks 100-24, 27, 28 and 29. Project 2: The tank farm includes a separate stormwater discharge system and a contaminated wastewater collection/chemical drainage system for (4) 30,000 barrel storage tanks 30-8, 9, 10 AND 11.The storage tank manifolds have curbed concrete containment system with chemical drain. Project 3: Installed HRVOC control and monitoring systems. Project 4. Concrete Containment for tank car/tank truck loading system. | A positive use determination for 100% of the projects described above. | 2006-03-13 | 2554656 | 100
9045 | T1 | Marathon Petroleum Company LLC | Marathon Petroleum Texas Refining Div | 502 10Th St S | Texas City | TX | 77590 | Galveston | CN600244933 | RN100210608 | Four new HRVOC monitors including four separate buildings and associated HRVOC analyzer systems. Installed at Main Plant Flare, Alky Flare, #7 Cooling Tower, and #8 Cooling Tower. | A positive use determination for 100% of the 4 HRVOC monitoring systems as described above. | 2006-03-13 | 1770000 | 100
9046 | T1 | BASF Corporation | Freeport | 602 Copper Rd | Freeport | TX | 77541 | Brazoria | CN600124895 | RN102535143 | See attached table of property. | A positive use determination for 100% of the property on the attached table. | 2006-03-13 | 13380582 | 100
9047 | T1 | Wilsonart International Inc | Wilsonart | 10501 Hk Dodgen LP Nw | Temple | TX | 76503 | Bell | CN600128235 | RN105425201 | See attached list of property. | A positive use determination for 100% of the property shown on the attached list. | 2006-04-04 | 816172 | 100
9048 | T1 | Wilsonart International Inc | Wilsonart | 3301 Center St | Temple | TX | 76503 | Bell | CN600128235 | RN102162419 | 1. Fabricate and install exhaust duct for sawdust dust collection on flooring plank line 3. 2. Labor/Materials/Install Costs - sawdust collection for floor planking line 3. 3. Two Vacuum Cleaners for Production Floor. 4. Dust extraction hoods for edge routers on line 2. 5. Bermed slab for Trash Compactor area. | A positive use determination for 100% of the fabrication and labor costs for the exhaust duct for sawdust collection, the dust extraction hoods for edge routers, and the bermed slab for the trash compactor area. A negative use determination for the two vacuum sweepers. | 2006-04-07 | 109135.45 | 100
9049 | T1 | Wilsonart International Inc | Wilsonart | 600 S Gen Bruce Dr | Temple | TX | 76503 | Bell | CN600128235 | RN102760972 | Dust collection system for fabrication shop. Fabrication and installation of 10" duct to edgebander from dust collector. Shredder with hopper feeder for on-site waste . | A positive use determination for 100% of the fabrication shop dust collection system, the 10 inch duct for edgebander, and the new waste shredder. | 2006-04-04 | 12902.31 | 100
9050 | T1 | Wilsonart International Inc | Wilsonart | 10601 Hk Dodgen LP Nw | Temple | TX | 76503 | Bell | CN600128235 | RN105425201 | Aerosol Adhesive Storage Building. Tote/Pallet Storage Building. Tank farm containment wall modification. Dust collector FJH164H55 with reverse pulse and ductwork . | A positive use determination for 100% of the tank farm containment wall, the Aerosol Adhesive Storage Building, and the dust collector FJH164H55 project. The request for the tote/pallet storage building is withdrawn at the request of the applicant. This use determination replaces the previously issued determination. | 2006-06-03 | 143019 | 100
9051 | T1 | Universal Forest Products Texas LP | Universal Forest - Plant 224 | 1000 Hwy 81 S | Grandview | TX | 76050 | Johnson | CN602996290 | RN104609748 | Peerless 30 Unit Bin - includes concrete & installation. Peerless Transfer Fan - includes installation & electrical. Cyclone - including electrical. Rotochopper Wood Waste Processor - includes electrical & installation. Auger Loading System for waste handling. Dust Collection System - includes blower fan, installation and electrical. | A positive use determination for 100% of the property items described above. | 2006-03-17 | 296852 | 100
9052 | T1 | BASF Corporation | BASF Pasadena Site | 4403 Laporte Fwy | Pasadena | TX | 77506 | Harris | CN600124895 | RN100225689 | Installed pumps with dual mechanical seals in the 2PH Unit. Low NOx Burners for the F8 Boiler. Flue Gas Recirculation for NOx Measurement at the F-8 Boiler. Continuous Emission Monitors for NOx Measurement @ the F8 Boiler. New Flare Tip for the Low Pressure Flare, Dual Mechanical Seal Pumps in the Plastizer Unit. After Condenser in the Plastizer Unit. | A positive use determination of 100% for the seven projects. | 2006-03-10 | 2625000 | 100
9053 | T1 | Exxon Mobil Corporation | ExxonMobil Refinery - Baytown | 2800 Decker Dr | Baytown | TX | 77522 | Harris | CN600123939 | RN102579307 | This project will install sampling connections between the seal and flare stack at FS-4, FS-14, FS-15, FS-17, FS-19, FS-20, FS-22, FS-25, FS-26, & FS-27. Facilities include 14 hot-taps into existing flare lines and stainless steel tubing to bring sample gases to grade. Sample collection points will extend 10" into the pipe. New access platforms will be installed and several modified to allow insertion and removal of sample quills. Valves will be provided for low-point drains and connection to a portable sampling system. | A positive use determination of 100% for the sampling connections. | 2006-03-10 | 625700 | 100
9054 | T1 | Exxon Mobil Corporation | ExxonMobil Refinery - Baytown | 2800 Decker Dr | Baytown | TX | 77522 | Harris | CN600123939 | RN102579307 | This project installs a new grass roots cold flare system at the CLEU's. Facilities include a derrick-supported stack, cold/warm blowdown drums, flare gas superheater, method vaporizer, water seal drum, 30-36" headers from CLEUs 1, 2, & 3, emissions monitoring system and associated instrumentation, electrical, and control modifications. | A positive use determination of 100% for the new cold flare system at the CLEU's. | 2006-03-10 | 31800000 | 100
9055 | T1 | Exxon Mobil Corporation | ExxonMobil Refinery - Baytown | 2800 Decker Dr | Baytown | TX | 77522 | Harris | CN600123939 | RN102579307 | This project upgrades the Wet Gas Scrubber at FCCU-2. Facilities include a new separator drum bottom cone with stainless steel liner, three venturi nozzles, three new 6,500 gpm slurry pumps with 900 instrumentation, electrical and control center modifications. | A positive use determination of 100% for the project that upgrades the Wet Gas Scrubber at FCCU-2. | 2006-03-10 | 3800000 | 100
9056 | T1 | Exxon Mobil Corporation | ExxonMobil Refinery - Baytown | 2800 Decker Dr | Baytown | TX | 77522 | Harris | CN600123939 | RN102579307 | This project installs continuous pressure monitoring instrumentation at ATM pressure relief valves and reroutes ATM thermal relief valves to closed systems at CLEU3, Oil movements, Docks and Booster Station 4 that contain or have potential to contain HRVOCs. | A positive use determination of 100% for the project that installs continuous pressure monitoring instrumentation at ATM pressure relief valves and reroutes ATM thermal relief valves to closed systems at CLEU3, Oil movements, Docks and Booster Station 4 that contain or have potential to contain HRVOCs. | 2006-03-10 | 1000000 | 100
9057 | T1 | Exxon Mobil Corporation | ExxonMobil Chemical - Bayport | 5000 Bayway Dr | Baytown | TX | 77522 | Harris | CN600123939 | RN102574803 | Install flare gas and cooling water flow meters and analyzers to continuously monitor HRVOC emissions. | A positive use determination of 100% for the project to install flare gas and cooling water flow meters and analyzers. | 2006-03-10 | 5088000 | 100
9058 | T1 | Exxon Mobil Corporation | ExxonMobil Chemical - Bayport | 5000 Bayway Dr | Baytown | TX | 77522 | Harris | CN600123939 | RN102574803 | Installed these pressure instruments to determine the time and duration of each pressure relief event from granular blenders BL-1A, BL-1C, BL-1D, BL3-5A, BL3-5B. | A positive use determination of 100% for the pressure instrumentation. | 2006-03-10 | 32000 | 100
9059 | T1 | Exxon Mobil Corporation | ExxonMobil Chemical - Bayport | 5000 Bayway Dr | Baytown | TX | 77522 | Harris | CN600123939 | RN102574803 | This project installed pumps, piping and controls to route FS-9 & FS-24 seal drum effluent to BTRF NESHAP. Ensures compliance with 'No Oil Sewer'. | A positive use determination of 100% for the project to ensure "No Oil to the Sewer". | 2006-03-10 | 488000 | 100
9060 | T1 | Exxon Mobil Corporation | ExxonMobil Chemical - Bayport | 5000 Bayway Dr | Baytown | TX | 77522 | Harris | CN600123939 | RN102574803 | This project installed scrubber facilities to water wash the Paraffins Treating Unit Vent Gas. Reduces NOx emissions. | A positive use determination of 100% for the project to install the scrubber facilities at the Paraffins Treating Unit. | 2006-03-10 | 896000 | 100
9061 | T1 | Exxon Mobil Corporation | ExxonMobil Chemical - Bayport | 3525 Decker Dr | Baytown | TX | 77522 | Harris | CN600123939 | RN102212925 | This project installed flare gas and cooling water flow meters and analyzers to continuously monitor HRVOC emissions. | A positive use determination of 100% for the project to install flare gas and cooling water flow meters and analyzers to monitor HRVOCs at the Baytown Olefins Plant. | 2006-03-10 | 3280000 | 100
9062 | T1 | Exxon Mobil Corporation | ExxonMobil Chemical - Bayport | 3525 Decker Dr | Baytown | TX | 77522 | Harris | CN600123939 | RN102212925 | This project installs Ultra Low NOx Burners in six steam furnaces and makes deNOx steam modifications to two furnaces to achieve 360 tons per year of NOx reductions. Also installed continuous emission monitoring system analyzers at BOP. | A positive use determination of 100% for the project to install low NOx burners on six steam furnaces and make deNOx modifications to 2 furnaces. | 2006-03-10 | 11000000 | 100
9063 | T1 | Exxon Mobil Corporation | ExxonMobil Chemical - Bayport | 3525 Decker Dr | Baytown | TX | 77522 | Harris | CN600123939 | RN102212925 | This project purchased a ThermaCAM GasFindIR infrared camera for detecting low level hydrocarbon leaks and for use as an alternative fugitive monitoring system. | A positive use determination of 100% for the project to purchase the ThermaCAM GASFIndR infrared camera. | 2006-03-10 | 93000 | 100
9064 | T1 | Exxon Mobil Corporation | ExxonMobil Chemical - Bayport | 3525 Decker Dr | Baytown | TX | 77522 | Harris | CN600123939 | RN102212925 | This project installed a Quantum PLC to provide re-flash alarm capability. The PLC will monitor four separate flare pilots and indicate low or hot temperature. | A positive use determination of 100% for the project to install a Quantum PLC. | 2006-03-10 | 58000 | 100
9065 | T1 | Albemarle Catalysts Co | Albemarle Bayport Catalysts Plant | 13000 Bay Park Rd | Pasadena | TX | 77507 | Harris | CN602686180 | RN100211523 | The following items: Impregnation 1 Vent Fan and Hood System. ZSM-5 Filter Vent Hood PP. Tote Bin Vent Dust Collector and Fan. Baghouse Pulser Upgrade. | A positive use determination for 100% of the property items listed above. | 2006-03-17 | 237116 | 100
9066 | T1 | Exxon Mobil Corporation | ExxonMobil Chemical - Bayport | 5000 Bayway Dr | Baytown | TX | 77522 | Harris | CN600123939 | RN102574803 | Install new pressure instrument on the ethylene supply header and new conduit for signal into TDC-3000 to meet HRVOC requirements. | A positive use determination of 100% for the project to install new pressure instrumentation on the ethylene supply header. | 2006-03-10 | 10000 | 100
9067 | T1 | Eastman Chemical Company | Tyler Pipeline Terminal | 2146 N NE LP 323 | Tyler | TX | 75708 | Smith | CN601214406 | Insufficient Information | Provided secondary containment to eight existing tanks: Asphalt dikes were constructed to provide secondary containment to waste oil tank T-L02 and diesel tank T-18. Concrete curbing was installed to provide secondary containment to T-L01, TK-30, TK-31, TK32, TK-33 and TK-34. | A positive use determination for secondary containment for 8 existing tanks. | 2006-03-17 | 41486 | 100
9068 | T1 | Alon USA | Alon USA Big Spring Refinery | 1E 200 Refinery Rd 20 | Big Spring | TX | 79720 | Howard | CN600881783 | RN100250869 | See the attached table. | A positive use determination for 100% of the property items on the attached table. | 2006-04-06 | 4485000 | 100
9069 | T1 | Norbord Texas LP | Nexfor Norbord | 2301 SE Stallings Dr | Nacogdoches | TX | 75961 | Nacogdoches | CN601545031 | RN100543040 | Three Dryer Regenerative Thermal Oxidizers. | A positive use determination for 100% of three dryer regenerative thermal oxidizers. | 2006-03-20 | 6265000 | 100
9070 | T1 | Jacob Stern & Sons Inc | Jacob Stern Houston | 2104 75Th St | Houston | TX | 77261 | Harris | CN600268205 | RN105461164 | Replaced concrete pads located around short tanks. | A positive use determination for 100% of the concrete pads around short tanks. | 2006-03-20 | 189161 | 100
9071 | T1 | Stolthaven (Houston) Inc | Stolthaven | 15630 Jacintoport Blvd | Houston | TX | 77015 | Harris | CN600124820 | RN100210475 | Several Projects. 1. Internal floating roofs with secondary seals in tanks: P25-3, F6.1,F6-2, F7.5-1, F7.5-2, F7.5-3, F7.5-4, F12-1, F12-2, F12-3, F12-4, Q30-13. Q30-14, B30-3, B30-11, AND B-30 -12. 2. Carbon absorption system. 3. Storage tank vent system to flare. 4. Paving, concrete work, and site preparation for stormwater containment. 5. Dikes for secondary containment. 6. Storm water drainage system for tanks and chemical sewer system. 7. Stormwater drainage system used to contain water runoff. | A positive use determination for 100% of the 7 projects listed above. | 2006-03-21 | 2903037 | 100
9072 | T1 | Sunoco Polyolefins LP | Sunoco Bayport Chemical Plant | 9802 Fairmont Pkwy | Pasadena | TX | 77507 | Harris | CN601179914 | RN103773206 | Installed on-line analyzer on the polypropylene line flare header and an analyzer on the cooling water return header. The analyzers (2) are located in one building near the sampling point. The building requires instrumentation air, inert gas, power, HVAC, lighting, racks for calibration gases, and alarms. Flow transmitters were installed on the flare and cooling tower headers, as well as pressure and temperature transmitters on the flare head. | A positive use determination of 100% for the Cooling Tower and Flare Highly Reactive Volatile Organic Compound Monitoring System. | 2006-03-16 | 716000 | 100
9073 | T1 | Aristech Chemical Corporation | Aristech La Porte Plant | 8811 Strang Rd | La Porte | TX | 77571 | Harris | CN600132096 | RN102888328 | Installed on-line analyzers on the B-Line (two each), the C-Line (one each) flare headers, and an analyzer on the B-Line and C-Line cooling water return headers, for a total of five analyzers. The analyzers are housed in buildings at the sampling points. The buildings require instrument air, inert gas, power, hvac, lighting, racks for calibration gases and alarms. A total of 4 analyzer buildings were required. Flow transmitters were installed on the flare and cooling tower headers, as well as pressure and temperature transmitters on the flare header. | A positive use determination of 100% for the Cooling Tower and Flare Highly Reactive Volatile Organic Compound Monitoring System. | 2006-03-17 | 1656000 | 100
9074 | T1 | Goodyear Tire & Rubber Company | Goodyear Chemical Plant | Ih 10 @ Smith Rd | Beaumont | TX | 77720 | Jefferson | CN600616049 | RN102561925 | Reduce Wing Chemical Environmental Emissions; Replacement of pumps, valves and seals in piping services in order to control fugitive emissions. Opacity Measurement for Consumat Operator: Installation of continuous emission monitor system - opacity measure. 880 Wastewater Stripper: Vapor/Liquid recovery system used to strip VOCs from waste water | A positive use determination of 100% for the three projects. | 2006-03-12 | 489774.3 | 100
9075 | T1 | Goodyear Tire & Rubber Company | Goodyear Chemical Plant | 2000 Goodyear Dr | Houston | TX | 77001 | Harris | CN600616049 | RN100870898 | The following air related projects: P. Building NOx Reduction - Refrigeration process evaluation and selection of equipment. Purchase of after coolers: replace leaking heat exchangers. Engineering to meet HRVOCs: front-end engineering to meet regulation. Retube Vacuum & Ammonia Condensers: repair leaking heat exchanger. Environmental Studies: review hydrocarbon processes for emission improvements. Purchase and install fenceline FTIR. Purchase and Install Reactor Seals. Modify recycle and blend styrene tanks. Compliance with Harris/Galveston County Non-Attainment SIP: NOx reduction projects. Provide additional power to non-attainment project: stand-alone electrical project. Monitoring requirements for HRVOCs: install on line gas chromatographs. | A positive use determination of 100% for the above listed projects. | 2006-03-17 | 5383128 | 100
9076 | T1 | Goodyear Tire & Rubber Company | Goodyear Chemical Plant | 2000 Goodyear Dr | Houston | TX | 77001 | Harris | CN600616049 | RN100870898 | Secondary Containment: Installation of unloading stations to comply with OPA changes. | A positive use determination of 100% for the above listed projects. | 2006-03-17 | 43539 | 100
9077 | T1 | Midtex Gas Storage L P | Markam Compressor Station. 581 | 7197MFM 1468 N | Bay City | TX | 77414 | Matagorda | CN601092323 | Insufficient Information | Installed an oxidation catalyst on the three existing engines. Installed a new gas fired lean burn engine with an oxidation catalyst. And installed a flare. | A positive use determination of 100% for the Oxidation Catalyst installed on engines, CE-1, -2, -3 & -4, and the installation of FLARE-1. A positive use determination of 20% for the new lean burn gas fired compression engine, CE-4. | 2006-03-17 | 18322363 | 100
9078 | T1 | Kinder Morgan Texas Pipeline LP | San Felipe Compressor Station | Manak Rd | San Felipe | TX | 77473 | Austin | CN602580318 | RN104661293 | Installed two gas fired lean burn engines with oxidation catalyst. | A positive use determination of 100% for the Oxidation Catalyst installed on engines, ENG-1 and ENG-2. A positive use determination of 20% for the new lean burn gas fired compression engines, ENG-1 and ENG-2. | 2006-03-17 | 10700000 | 100
9079 | T1 | Norbord Texas LP | Norbord Texas LP | 500 Nexfor Blvd | Jefferson | TX | 75657 | Marion | CN601545031 | RN102771078 | Installation of a Dryer Regenerative Thermal Oxidizer. | A positive use determination of 100% for the Dryer Regenerative Thermal Oxidizer. | 2006-03-17 | 5331427 | 100
9080 | T1 | Kinder Morgan Production Company LP | Sacroc Power Plant | 3693 County Road 226 | Snyder | TX | 79549 | Scurry | CN601652894 | No Regulated Entity at this Address | The equipment installed are as follows: Two continuous emission monitoring systems. Two Deltak SCR systems. Two GE LM6000 PS Sprint steam injection systems and nozzles including piping/valves. Two Deltak 10" ODx 100' tall carbon steel heat recovery steam generators exhaust stacks with sample ports, platforms and ladders. A cast concrete containment structure for GSU transformers, 3 total 40 CY concrete x 3. | A positive use determination of 100% for the two continuous emission monitoring systems, the two Deltak SCR systems including associated equipment, the two GE LM6000 PS Sprint steam injection systems and nozzles including piping/valves, the two Deltak 10" ODx 100' tall carbon steel heat recovery steam generators exhaust stacks with sample ports, platforms and ladders and the three cast concrete containment structures for GSU transformers. | 2006-03-17 | 4977682 | 100
9081 | T2 | Kinder Morgan Texas Pipeline LP | West Clear Lake Storage Facility | 5200 Genoa Rd Bluff Rd | Pasadena | TX | 77505 | Liberty | CN601542087 | RN102966454 | Installed a new electric compressor to replace four gas fired units. | A positive use determination of 100% for the electric motor. | 2006-04-07 | 3976000 | 100
9082 | T2 | Natural Gas Pipeline Company Of America | Compressor Station 343 | 1007 County Road 109 | Devers | TX | 77538 | Liberty | Insufficient Information | Insufficient Information | Installed a new electric compressor to replace four gas-fired engines. | A positive use determination of 100% for the electric motor. | 2006-04-14 | 11765482 | 100
9083 | T1 | El Paso Electric Company | El Paso Electric - Farmer Substation | 101 County Road | Van Horn | TX | 79855 | Culberson | CN600352819 | Insufficient Information | Equipment: Construction of Crushed Rock Berms, Concrete Barriers and Asphalted Speed Bumps. | A positive use determination of 100% for the Construction of Crushed Rock Berms, Concrete Barriers, and Asphalted Speed Bumps. | 2006-03-09 | 1444 | 100
9084 | T1 | Murphy Farms Of Texhoma Inc | Murphy Farms Hog Finishing Complex | Sherman County Hog Farms | Texhoma | TX |  | Sherman | CN602386336 | Insufficient Information | The following items: Waste Collection and Delivery System - Under floor pits, pull plugs and piping; 2. Lagoon System - waste control system; and 3. Production Buildings: the base cost of the structure - prevents rainwater and run-off from coming into contact with animals and waste. | A positive use determination of 100% for the Waste Collection and Delivery System; the Lagoon System; and the shells of the production buildings. | 2006-04-19 | 5689602 | 100
9085 | T1 | Sartomer Inc C/O Ata | Sartomer Wallisville Rd | 17335 Wallisville Rd | Houston | TX | 77049 | Harris | CN600590046 | RN102342813 | The following three items: Cavity Circulation Pump, Waste Water Blower Spare, and Enhance Plant Flare & Inlet Piping. | A positive use determination of 100% for the Cavity Circulation Pump, the Wastewater Blower Spare, and the Enhance Plant Flare and Inlet Piping Projects. | 2006-03-17 | 42159 | 100
9086 | T1 | Texas Lehigh Cement Company | Texas Lehigh Cement - Buda Pit | 701 Cement Plant Road | Buda | TX | 78610 | Hays | CN600127666 | RN102597846 | The following items: Continuous Emission Monitors; Feed Hood Analyzer Probe & Sample System; NOx Analyzer @ Kiln Feed end; Plant Roads Paving; Tenant Walk Behind Sweeper; Tenant Model 800 Sweeper; Tenant 830-II Power Street Sweeper; Euclid R-35 Used Water Truck; Vactor Truck Guzzler 4116; Replace Fuller Heat Exchanger Tubes (modules); Replace Two Heat Exchanger Modules; 416-4 Drag Chain Conveyor; 416-9 Drag Chain Conveyor; Cleanup Screw Conveyors (raw dust); Cement Truck Vacuum Station; Stormwater Runoff Controls; Automatic Irrigation System; Mobile Equipment Washrack; Water System Discharge/Reuse Project; Potable Water Pressure Tank; and Concrete Under 502 Belt Takeoff. | A positive use determination for all 21 of the items listed on this application. These items are considered to be pollution control property. | 2006-04-18 | 2227898 | 100
9087 | T1 | Chemtura Corporation | Chemtura Corporation Marshall | 710 B Bussey Rd | Marshall | TX | 75670 | Harrison | CN603061417 | RN105127997 | The following: 1. WDW-243 Injection well workover; 2. High level interlocks for RM tanks; 3. T-8 & 12 overflow protection; 4. T-37 & 38 conservation vent; 5. 20" rupture disk; 6. Waste Modifications; 7. Waste Modifications; 8. DIBHP Waste Modification. | A positive use determination of 100% for the WDW-243 Injection well workover; the High level interlocks for RM tanks; the T-8 & 12 overflow protection; the T-37 & 38 conservation vent; the 20" rupture disk; the Waste Modification; the Waste Modifications; and the DIBHP Waste Modification. | 2006-03-30 | 448016.28 | 100
9088 | T1 | Innovene USA LLC | Innovene Chocolate Bayou Works | FM 2917 & FM 2004 | Alvin | TX | 77512 | Brazoria | CN602817884 | RN100238708 | The following items; Cogen CEMS installation; Olefins 2 flare tip replacement; Olefins 1 RV discharge valves; Olefins 2 Gas meter for flare header monitoring; Olefins 2 AF-4601B emission reduction; PP 3 Upgrade of Spare Flare Tip; Olefins Compressor Anti-Surge; Olefins 2 RV & 1 RV isolation valves; NOx reduction @ olefins; Polypropylene plant HRVOC monitoring; Olefins Clear Skies Program - ethylene leakage to flare; Olefins Plant HRVOC monitoring. | A positive use determination of 100% for the property and projects listed in the description above. | 2006-03-21 | 17161630.1 | 100
9089 | T1 | Innovene USA LLC | Innovene Chocolate Bayou Works | FM 2917 & FM 2004 | Alvin | TX | 77512 | Brazoria | CN602817884 | RN100238708 | OLE1/OLE2 Stormwater Drainage Improvement Project and Wastewater Plant Projects. | A positive use determination of 100% for the Stormwater Drainage Improvement and the Wastewater Plant projects. | 2006-03-21 | 3013485 | 100
9090 | T2 | Innovene USA LLC | Innovene Chocolate Bayou Works | FM 2917 & FM 2004 | Alvin | TX | 77512 | Brazoria | CN602817884 | RN100238708 | The following: C7/C8 aromatics recovery from Pygas; Low NOx Burners; SCR; SCR Catalyst; Ammonia Injection Skid; Ammonia Injection Pumps; CEMS; CEMS Shelter; Furnace Exhaust Stacks; Decoking Drum; Stormwater/Process Sewer Sump Pumps & Motors; Stormwater manholes, catch basin & precast trench; Stormwater/process sewer sump; stormwater/process sewer analyzer sample pump; benzene on-stream analyzer; cooling water sump; API separator; Cathodic protection; and (4) Oil filled transformers spill containment. | A positive use determination of 100% for the following: C7/C8 aromatics recovery from Pygas; Low NOx Burners; SCR; SCR Catalyst; Ammonia Injection Skid; Ammonia Injection Pumps; CEMS; CEMS Shelter; Furnace Exhaust Stacks; Decoking Drum; Stormwater/Process Sewer Sump Pumps & Motors; Stormwater manholes, catch basin & precast trench; Stormwater/process sewer sump; stormwater/process sewer analyzer sample pump; benzene on-stream analyzer; cooling water sump; API separator; Cathodic protection; and (4) Oil filled transformers spill containment. | 2006-04-07 | 20841955 | 100
9091 | T1 | Innovene USA LLC | Innovene Stratton Ridge Facility | 5 M S of FM 523 & FM 2004 | Clute | TX | 77531 | Brazoria | CN602817884 | RN102326972 | Warm Flare Project: gas chromatograph, flare flow line meter, and natural gas valve for BTU augmentation. Cold Flare Project: gas chromatograph, flare line flow meter, and natural gas valve for BTU augmentation. Rotating Equipment Seal Upgrade: replace seals on 5 reciprocating compressors with wet tandem seals and seal pots. | A positive use determination for 100% of the warm flare project, cold fare project, and rotating equipment seal upgrade. | 2006-03-22 | 1240124 | 100
9092 | T1 | Delek Refining Ltd | Delek Refining Ltd Tyler | 425 Mcmurrey Dr | Tyler | TX | 75702 | Smith | CN602831232 | RN100222512 | a) Secondary wiper seal on Tank 118. b) Tank Berm height raised for SPCC compliance. c) 12 additional ground water monitoring wells and 8 ground water recovery wells. | A positive use determination for 100% of the secondary wiper seal on tank 118, the berm height increase, 12 ground water monitoring wells, and 8 recovery wells. | 2006-03-22 | 1171862 | 100
9093 | T2 | Spansion LLC | Spansion LLC Fab 25 | 5204 E Ben White Blvd | Austin | TX | 78741 | Travis | CN600411433 | RN100723741 | UPW Highbay Lighting Replacement and Install Motion Sensors. CUB Highbay Lighting Replacement and Install of Motion Sensors. Sub Fab Level 100 Lighting Controls. RODI Forwarding Pumps Variable Speed Drives. This projects lead to a reduction in energy USAge of 1,150,600 kWhr per year. | A negative use determination for the lighting replacement projects. These projects do qualify for a positive use determination under Section 11.31 of the Texas Tax Code. | 2006-03-30 | 190508 | 100
9094 | T1 | Spansion LLC | Spansion LLC Fab 25 | 5204 E Ben White Blvd | Austin | TX | 78741 | Travis | CN600411433 | RN100723741 | The following property: 1. ZFU130 Water Reclaim Project - reclaim ultrafilter and piping. 2. ZFU116 IWN Pit Material Lift for water reclaim system. 3. ZFU141 Water Reclaim Project - piping & controls to supply reclaim water to RODI. 4. ZFU150 Water Reclaim diversion. 5. ZFU166 Water Reclaim diversion for SNK 85, 86, 87. 6. ZFU151 Reclaim Reject RO Ultrafilter Membranes. | A positive use determination for 100% of the 6 water reclamation projects listed above. | 2006-03-23 | 473897 | 100
9095 | T1 | Akzo Nobel Polymer Chemicals LLC | Akzo Nobel Deer Park Site | 730 Battleground Rd | Deer Park | TX | 77536 | Harris | CN600125488 | RN102177391 | A new Flare with Flowmeter to measure the gas flow to the flare. Utilize old flare as backup. Rupture disks with leak detection upstream of relief valves. | A positive use determination for 100% of the new flare, flowmeter and the rupture disks. | 2006-03-23 | 812514 | 100
9096 | T1 | Alamo Cleaners | Alamo Cleaners | 3315 Calder Ave | Beaumont | TX | 77703 | Jefferson | CN605078351 | RN104001110 | Installed 2 Union HL, 860 Petroleum Dry Cleaning Machines; two water chillers model RTS10003AWO; and one Petro-Misters Model 105R Model. | A positive use determination of 60% for the two Union Petroleum Dry to Dry machines and the Petroleum Mister (Re-Claimer); and a positive use determination of 90% for the Water Chillers (Refrigerated Vapor Condensers). | 2006-04-07 | 245000 | 100
9097 | T1 | KMCO Pt Arthur - DBA KMTEX | KMTEX Inc | 2450 S Gulfway Dr | Port Arthur | TX | 77641 | Jefferson | CN604105007 | RN100640283 | Environmental Paving: Includes asphalt paving, patches and overlays of deteriorated or unpaved areas in the drum-yard, roadways, drainage ditches, and operating areas; and sealing seams and cracks in dike walls, and concrete pavement. Over 15,000 linear feet of cracks were sealed and several thousand square feet of pavement patched or paved. | A positive use determination of 100% for the above described paving. | 2006-03-31 | 1127817 | 100
9098 | T1 | KMCO Pt Arthur - DBA KMTEX | KMTEX Inc | 2450 S Gulfway Dr | Port Arthur | TX | 77641 | Jefferson | CN604105007 | RN100640283 | A Hard Sausage Boom pre-positioned at the facility outfall to capture and contain oil spills. | A positive use determination for 100% of the sausage boom for spill response. | 2006-03-23 | 2100 | 100
9099 | T1 | KMCO Pt Arthur - DBA KMTEX | KMTEX Inc | 2450 S Gulfway Dr | Port Arthur | TX | 77641 | Jefferson | CN604105007 | RN100640283 | Installed a new Low NOx Burner on B-1 Boiler. | A positive use determination for 100% of the low NOx burner on Boiler B-1. | 2006-03-23 | 6872 | 100
9100 | T1 | KMCO LP | KMCO LP | 16503 Ramsey Rd | Crosby | TX | 77532 | Harris | CN604105221 | RN101613511 | Poured asphalt (and applied epoxy coating) to seal cracks in process area, driveways, and loading area to prevent groundwater contamination. | A positive use determination of 100% for the project to seal cracks by pouring asphalt and applying an epoxy coating. | 2006-04-14 | 50800 | 100
9101 | T1 | KMCO LP | KMCO LP | 16503 Ramsey Rd | Crosby | TX | 77532 | Harris | CN604105221 | RN101613511 | Removed asbestos containing material from old distillation columns on the plant's southeast boundary. | A positive use determination of 100% for the asbestos abatement project. | 2006-03-31 | 4300 | 100
9102 | T1 | KMCO LP | KMCO LP | 16503 Ramsey Rd | Crosby | TX | 77532 | Harris | CN604105221 | RN101613511 | Surface Impoundment: a 1.5 million gallon pond for emergency containment and vapor control for flammable gases stored on-site. | A positive use determination for 100% of a 1.5 million gallon pond. | 2006-03-23 | 884000 | 100
9103 | T1 | KMCO LP | KMCO LP | 16503 Ramsey Rd | Crosby | TX | 77532 | Harris | CN604105221 | RN101613511 | Waste from several processes are accumulated and stored in 130-bbl tank truck and/or about 10 550-gal metal totes. | A positive use determination of 100% for the Hazardous Waste Accumulation Containers. | 2006-03-31 | 20000 | 100
9104 | T1 | KMCO LP | KMCO LP | 16503 Ramsey Rd | Crosby | TX | 77532 | Harris | CN604105221 | RN101613511 | Concrete slab foundations and diking was poured for 22 tanks in two separate storage areas. | A positive use determination of 100% for the concrete slab foundations and diking which was poured for 22 tanks in two separate storage areas. | 2006-03-31 | 239500 | 100
9105 | T1 | KMCO LP | KMCO LP | 16503 Ramsey Rd | Crosby | TX | 77532 | Harris | CN604105221 | RN101613511 | Microbiological treatment used in onsite tanks and wastewater treatment system to remove/reduce hydrocarbons and hydrocarbon emissions. | A positive use determination of 100% for the microbiological treatment used in onsite tanks and wastewater treatment system to remove/reduce hydrocarbons and hydrocarbon emissions. | 2006-03-31 | 13000 | 100
9106 | T1 | KMCO LP | KMCO LP | 16503 Ramsey Rd | Crosby | TX | 77532 | Harris | CN604105221 | RN101613511 | Modified two boilers to incorporate Flue Gas Recirculation. | A positive use determination for 100% of the flue gas re-circulation on two boilers. | 2006-03-23 | 60000 | 100
9107 | T1 | KMCO LP | KMCO LP | 16503 Ramsey Rd | Crosby | TX | 77532 | Harris | CN604105221 | RN101613511 | Scrubbers to reduce odors and emissions. | A positive use determination for 100% of the scrubbers. | 2006-03-27 | 50000 | 100
9108 | T1 | Equistar Chemicals LP | Equistar Pasadena | 9802 Fairmont Parkway | Pasadena | TX | 77505 | Harris | CN601179914 | RN103773206 | Installed hydrocarbon detection and monitoring systems in both the Polyethylene and Polypropylene Plant areas. | A positive use determination of 100% for the hydrocarbon detection and monitoring systems installed for Polyethylene and polypropylene Plant. | 1999-03-30 | 400000 | 100
9109 | T1 | Macco Division Of ICI Paints | Macco Division Of ICI Paints | 3410 Lucius Mckelvey Dr | Temple | TX | 76504 | Bell | Insufficient Information | Insufficient Information | Installed tank level indicators and alarms on solvent tanks. | A positive use determination of 100% for the Tank Level Indicators and Alarms. | 2006-03-29 | 79799 | 100
9110 | T1 | Macco Division Of ICI Paints | Macco Division Of ICI Paints | 3410 Lucius Mckelvey Dr | Temple | TX | 76504 | Bell | Insufficient Information | Insufficient Information | Installed a building which is used solely for the temporary storage of hazardous waste before disposal. | A positive use determination of 100% for the hazardous waste storage building. | 2006-03-29 | 42000 | 100
9111 | T1 | Macco Division Of ICI Paints | Macco Division Of ICI Paints | 3410 Lucius Mckelvey Dr | Temple | TX | 76504 | Bell | Insufficient Information | Insufficient Information | Replaced the valves on a solvent-based adhesive mixer to eliminate emissions of solvents. | A positive use determination of 100% for the replacement valves for the solvent-based adhesive mixer. | 2006-03-29 | 250000 | 100
9112 | T1 | Sunoco Polyolefins LP | Sunoco Bayport Chemical Plant | 9802 Fairmont Pkwy | Pasadena | TX | 77507 | Harris | CN601179914 | RN103773206 | Polypropylene Emergency Blow Down System: 1. Overhead vent piping (flare) and below ground lines (including instrumentation, electrical and reconstruction costs). 2. Blow Down Vessel (including civil and structural work, heat exchangers, rotary fee, etc.) See Exhibit A for details. | A positive use determination of 100% for the Polypropylene Emergency Blow Down System.. | 2006-03-29 | 2312928 | 100
9113 | T1 | TXU Big Brown Company LP | Big Brown Steam Electric Station | #2 FM Road 2570 | Fairfield | TX | 75840 | Freestone | CN600135511 | RN105100275 | Replaced dry extractive continuous emission monitoring system with wet extractive dilution CEMs on unit 1. | A positive use determination of 100% for the project to replace the CEMS. | 2006-03-22 | 326903 | 100
9114 | T1 | TXU Big Brown Company LP | Big Brown Steam Electric Station | #2 FM Road 2570 | Fairfield | TX | 75840 | Freestone | CN600135511 | RN105100275 | Replaced dry extractive continuous emission monitoring system with wet extractive dilution CEMs on unit 2. | A positive use determination of 100% for the project to replace the CEMS. | 2006-03-22 | 261955 | 100
9115 | T1 | TXU Generating Company | Monticello Ses | 9 M SW of Mt Pleasant | Mount Pleasant | TX | 75455 | Titus | CN601537566 | RN102285921 | Replaced dry extractive continuous emission monitoring system with wet extractive dilution CEMs on unit 1. | A positive use determination of 100% for the project to replace the CEMS. | 2006-03-22 | 217258 | 100
9116 | T1 | TXU Generating Company | Monticello Ses | 9 M SW of Mt Pleasant | Mount Pleasant | TX | 75455 | Titus | CN601537566 | RN102285921 | Replaced dry extractive continuous emission monitoring system with wet extractive dilution CEMs on unit 2. | A positive use determination of 100% for the project to replace the CEMS. | 2006-03-22 | 230474 | 100
9117 | T1 | TXU Generating Company | Monticello Ses | 9 M SW of Mt Pleasant | Mount Pleasant | TX | 75455 | Titus | CN601537566 | RN102285921 | Replaced dry extractive continuous emission monitoring system with wet extractive dilution CEMs on unit 3.. | A positive use determination of 100% for the project to replace the CEMS. | 2006-03-22 | 232292 | 100
9118 | T1 | TXU Generating Company | Martin Lake Ses | 8850 FM 2658 N | Henderson | TX | 75653 | Rusk | CN600135511 | RN105127682 | Replaced dry extractive continuous emission monitoring system with wet extractive dilution CEMs on unit 1. | A positive use determination of 100% for the project to replace the CEMS. | 2006-03-22 | 232292 | 100
9119 | T1 | TXU Generating Company | Martin Lake Ses | 8850 FM 2658 N | Henderson | TX | 75653 | Rusk | CN600135511 | RN105127682 | Replaced dry extractive continuous emission monitoring system with wet extractive dilution CEMs on unit 2. | A positive use determination of 100% for the project to replace the CEMS. | 2006-03-22 | 232292 | 100
9120 | T1 | TXU Generating Company | Martin Lake Ses | 8850 FM 2658 N | Henderson | TX | 75653 | Rusk | CN600135511 | RN105127682 | Replaced dry extractive continuous emission monitoring system with wet extractive dilution CEMs on unit 3. | A positive use determination of 100% for the project to replace the CEMS. | 2006-03-22 | 236671 | 100
9121 | T1 | TXU Generating Company | Sandow SES | PO Box 1111 | Rockdale | TX | 76567 | Milam | CN600128490 | RN102147881 | Replaced dry extractive continuous emission monitoring system with wet extractive dilution CEMs. | A positive use determination of 100% for the project to replace the CEMS. | 2006-03-22 | 236671 | 100
9122 | T1 | TXU Generating Company | Monticello Ses | 9 M SW of Mt Pleasant | Mount Pleasant | TX | 75455 | Titus | CN601537566 | RN102285921 | Installed passive dust control hood design on stacker/reclaimer transfer points to minimize dust. The improved conveyor hoods, with the addition of side skirts and seals replaced aging hoods. | A positive use determination of 100% for the conveyor hoods, side skirts, and seals. | 2006-03-22 | 57888 | 100
9123 | T1 | TXU Generating Company | Monticello Ses | 9 M SW of Mt Pleasant | Mount Pleasant | TX | 75455 | Titus | CN601537566 | RN102285921 | Improved the lignite coal handling dust suppression system performance and reliability by the addition of new hoods, enclosure upgrades with improved seals and side skirts, chemical/foam spray systems and rotoclones. | A positive use determination of 100% for the new hoods, enclosure upgrades with improved seals and side skirts, chemical/foam spray systems and rotoclones. | 2006-03-22 | 2519736.5 | 100
9124 | T1 | TXU Generating Company | Monticello Ses | 9 M SW of Mt Pleasant | Mount Pleasant | TX | 75455 | Titus | CN601537566 | RN102285921 | Installed passive dust control hood design on stacker/reclaimer transfer points to minimize dust. The improved conveyor hoods, with the addition of side skirts and seals replaced aging hoods. | A positive use determination of 100% for the conveyor hoods, side skirts, and seals. | 2006-03-22 | 75377.62 | 100
9125 | T1 | TXU Generating Company | Monticello Ses | 9 M SW of Mt Pleasant | Mount Pleasant | TX | 75455 | Titus | CN601537566 | RN102285921 | Improved the lignite coal handling dust suppression system performance and reliability by the addition of conveyor enclosure upgrades with improved side skirts, and chemical/foam spray systems. | A positive use determination of 100% for the conveyor enclosure upgrades with improved side skirts, and chemical/foam spray systems. | 2006-03-22 | 2310112 | 100
9126 | T1 | TXU Generating Company | Monticello Ses | 9 M SW of Mt Pleasant | Mount Pleasant | TX | 75455 | Titus | CN601537566 | RN102285921 | Installed UCC Model 5024 paddle mixer/unloaders on "A" fly ash silo with silo floor reinforcement. | A positive use determination of 100% for the UCC Model 5024 paddle mixer/unloaders on "A" fly ash silo with silo floor reinforcement. | 2006-03-22 | 759859 | 100
9127 | T1 | TXU Generating Company | Martin Lake Ses | 8850 FM 2658 N | Henderson | TX | 75653 | Rusk | CN600135511 | RN105127682 | Replaced the bowl on the upper Adsorber tower loop in the B module flue gas de-sulfurization system for Unit 1. Project included replacement of the carbon steel bowl and organic liner with stainless steel materials. Replaced the flue gas de-sulfurization system Adsorber tower liner and structural members in the B module tower 200 flue gas desulfurization system for unit 1. Project included replacement of large sections of the carbon steel tower shell with in kind materials, replacement of the organic liner coating with stainless steel materials and structural members. | A positive use determination of 100% for the project to replace the bowl on the upper Adsorber tower loop in the B module flue gas de-sulfurization system for Unit 1and the project to replace the flue gas de-sulfurization system Adsorber tower liner and structural members in the B module tower 200 flue gas desulfurization system for unit 1. | 2006-03-22 | 1350286 | 100
9128 | T1 | TXU Generating Company | Martin Lake Ses | 8850 FM 2658 N | Henderson | TX | 75653 | Rusk | CN600135511 | RN105127682 | 1. Replaced the bowl on the upper Adsorber tower loop in the B module flue gas de-sulfurization system for Unit 2. Project included replacement of the carbon steel bowl and organic liner with stainless steel materials. 2. Replaced the flue gas de-sulfurization system Adsorber tower liner and structural members in the B module tower 200 flue gas desulfurization system for unit 2. Project included replacement of large sections of the carbon steel tower shell with in kind materials, replacement of the organic liner coating with stainless steel materials and structural members. 3. Replaced the flue gas de-sulfurization system Adsorber tower liner and structural members in the B module tower 300 flue gas desulfurization system for unit 2. Project included replacement of large sections of the carbon steel tower shell with in kind materials, replacement of the organic liner coating with stainless steel materials and structural members. | A positive use determination of 100% for the project to replace the bowl on the upper Adsorber tower loop in the B module flue gas de-sulfurization system for Unit 2 and the project to replace the flue gas de-sulfurization system Adsorber tower liner and structural members in the B module tower 200 flue gas desulfurization system for unit 2, and the project to replace the flue gas de-sulfurization system Adsorber tower liner and structural members in the B module tower 300 flue gas desulfurization system for unit 2. | 2006-03-22 | 3038151.12 | 100
9129 | T1 | TXU Generating Company | Martin Lake Ses | 8850 FM 2658 N | Henderson | TX | 75653 | Rusk | CN600135511 | RN105127682 | 1. Replaced the bowl on the upper Adsorber tower loop in the B module flue gas de-sulfurization system for Unit 3. Project included replacement of the carbon steel bowl and organic liner with stainless steel materials. 2. Replaced the flue gas de-sulfurization system Adsorber tower liner and structural members in the B module tower 200 flue gas desulfurization system for unit 3. Project included replacement of large sections of the carbon steel tower shell with in kind materials, replacement of the organic liner coating with stainless steel materials and structural members. | A positive use determination of 100% for the project to replace the bowl on the upper Adsorber tower loop in the B module flue gas de-sulfurization system for Unit 3 and the project to replace the flue gas de-sulfurization system Adsorber tower liner and structural members in the B module tower 200 flue gas desulfurization system for Unit 3. | 2006-03-22 | 1748582.3 | 100
9130 | T1 | J M Huber Corporation | JM Huber Marble Falls Plant | 90 Ave N | Marble Falls | TX | 78654 | Burnet | CN600358204 | Insufficient Information | 1. Stormwater Retention/Impoundment Project: The impound is designed to capture run-off from the area of Unit 3, the truck scales, and the truck parking lot. This will bring the plant into compliance with state regulations. 2. Water Truck: Used to control dust from operations. | A positive use determination of 100% for the Stormwater Retention/Impoundment Project and the Water Truck. | 2006-03-24 | 99700 | 100
9131 | T1 | DuCharme McMillen | Itw - Minigrip | 1650 N Heideke St | Sequin | TX | 78155 | Guadalupe | CN600347843 | RN100656339 | Installed a Resin Reclaim System which allows the company to process scrap bags. | A positive use determination of 100% for the Resin Reclaim Recycle System. | 2006-03-24 | 761544 | 100
9132 | T1 | Jeld-Wen Inc | Jeld-Wen - Sulphur Springs | 902 Hillcrest Dr N | Sulphur Springs | TX | 75482 | Hopkins | CN600617534 | RN102854072 | Installed a regenerative thermal oxidizer system which will be used to control pentane emissions. Installed a bag house which is used to control particulate emissions. | A positive use determination of 100% for the regenerative thermal oxidizer, the Bag House and the cyclone. | 2006-03-29 | 550000 | 100
9133 | T1 | Equistar Chemicals LP | Equistar Pasadena | 9802 Fairmont Parkway | Pasadena | TX | 77505 | Harris | CN601179914 | RN103773206 | Modified an existing dust collection filter and added a dust removal system with fan, vent hood, ductwork, and electrical at two dryer/blender dump chutes and at the weigh station in order to reduce dust. | A positive use determination of 100% for the dust removal system. | 2001-03-07 | 143000 | 100
9134 | T1 | Millennium Petrochemicals Inc | Millennium La Porte | 1350 Miller Cut-Off Rd | La Porte | TX | 77571 | Harris | CN602625402 | RN100224450 | Installed HRVOC monitoring equipment including sensors, analyzers, skid-mounter analyzer buildings to reduce HRVOC emissions from its processes at La Porte. | A positive use determination of 100% for the HRVOC monitoring equipment including sensors, analyzers, and skid-mounter analyzer buildings. | 2006-03-29 | 2297000 | 100
9135 | T1 | Rectorseal Corporation The | Rectorseal Corporation - Spenwick | 2601 Spenwick | Houston | TX | 77055 | Harris | CN602538647 | RN100701812 | The following items: Spill Containment Project; Environmental Paving; Tank Farm Project (spill containment); Ground Water Monitoring Wells; Drum Crusher; Batching Tank Dust Collector; Grinding Equipment; and Dike Projects (spill containment). | A positive use determination of 100% for the following projects: Spill Containment Project; Environmental Paving; Tank Farm Project (spill containment); Ground Water Monitoring Wells; Drum Crusher; Batching Tank Dust Collector; Grinding Equipment; and Dike Projects (spill containment). | 2006-03-29 | 2000000 | 100
9136 | T1 | Kwikset Corporation | Kwikset Corporation | 2600 N Hwy 91 | Denison | TX | 75020 | Grayson | CN600455406 | RN101997310 | Install a 250 gpm wastewater treatment plant. | A positive use determination of 100% for the following 250 gpm Wastewater Treatment Plant. | 2006-03-29 | 795000 | 100
9137 | T1 | East Side Honda | East Side Honda | 12527 I-10 East | Baytown | TX | 77520 | Chambers | Insufficient Information | Insufficient Information | Required to construct a detention pond for rain fall. Expanded existing lake to comply. Approximately 75% of the 40.032 acres tract is the lake. | A negative determination. This property is specifically excluded from receiving a positive use determination under section 11.31(a) of the Texas Tax Code. | 2006-04-07 | 183536 | 100
9138 | T1 | Kaneka Texas Corporation | Kaneka - Pasadena Plant | 6250 Underwood Rd | Pasadena | TX | 77507 | Harris | CN604059352 | RN100218841 | The company is installing a vent gas recovery system which will capture all vent streams and transfer them to the thermal oxidizer where they will be incinerated onsite. Also installed were a exhaust stack tower and scrubber. The company is constructing a wastewater collection system consisting of tanks and pumps. Also installed was a wastewater Stripping Exhaust Gas Mist Separator. | A positive use determination of 100% for the vent gas recovery system, the thermal oxidizer, the exhaust stack tower and scrubber, the wastewater collection system consisting of tanks and pumps and the wastewater Stripping Exhaust Gas Mist Separator. | 2006-03-29 | 4180000 | 100
9139 | T1 | Linde Gas Inc | Linde Syngas Unit | 11603 Strang Rd | La Porte | TX | 77571 | Harris | CN602616856 | RN100217207 | Installed continuous emission monitoring systems for NOx control. Installed HRVOC monitoring device. | A positive use determination of 100% for the continuous emission monitoring systems for NOx control and the HRVOC monitoring device. | 2006-03-29 | 399052 | 100
9140 | T1 | Chevron Phillips Chemical Co LP | Cheveron Phillips Chemical Borger | State Spur 119 North | Borger | TX |  | Hutchinson | CN600303614 | RN105915854 | The following nine items: 1. Unit 5 Containment Pond. 2. Copoly Rail Storm Water Diversion. 3. B-32 & B-33 Site Drainage. 4. Overflow Sump Pump Replacement. 5. Waste Water To Dixon Creek Flow Transmitter. 6. Micro-Motion for LULU Brine Outlet Line. 7. Ryton Heat Treater Scrubber Containment Pan Installation. 8. Site Drainage Renovations @ Filter Press. 9. Ryton Dry Weather Sump Pumps. | A positive use determination of 100% for the nine projects listed on the application. | 2006-03-30 | 467958 | 100
9141 | T1 | Chevron Phillips Chemical Co LP | Cheveron Phillips Chemical Borger | State Spur 119 North | Borger | TX |  | Hutchinson | CN600303614 | RN105915854 | The following 11 projects: 1. Upgrade flowmeters on North Flare. 2. E 3-4 Pump Replacement. 3. A-3 Mixer Replacement. 4. A-4 Mixer Replacement. 5. A-5 Mixer Replacement. 6. A-6 Mixer Replacement. 7. Smoke Monitor fro Philtex South Flare. 8. Replace H2S Flare Knockout Pot. 9. Replace North Flare Flame Detector. 10. Revise H2S Flare Header in IC3SH Unit. 11. Installation of H2S Monitors at Ryton Slurry Tanks. | A positive use determination of 100% for the eleven projects listed on the application. | 2006-03-30 | 232067 | 100
9142 | T1 | Chevron Phillips Chemical Co LP | Chevron Phillips Port Arthur | 2001 S Gulfway Dr | Port Arthur | TX | 77640 | Jefferson | CN600303614 | RN100825249 | The following 6 items: 1. Replace CEMS Data Loggers. 2. Dry Gas Seals for Pumps. 3. Install Block Valves on Tank 815. 4. Sample Station for EU 1544. 5. CFPU 1740 - Upgrade Sampling Stations. 6. BVRU Reliability Upgrade. | A positive use determination of 100% for the six projects listed on the application. | 2006-03-30 | 643487 | 100
9143 | T1 | Chevron Phillips Chemical Co LP | Chevron Phillips Pasadena | 1400 Jefferson Rd | Pasadena | TX | 77506 | Harris | CN600303614 | RN100215615 | The following 6 items: 1. K-Resin Seal Upgrade North Styrene Pump. 2. K-Resin & Neohexene (NHX) Analyzer Process Safety Valves. 3. PP HAC Analyzer PSVs. 4. PE7 Flash Gas Comp Poppet Valves. 5. PE6/PP Flare Uninterruptible Power System Replacement. 6. K-Resin Solvent Tank and Spill Containment. | A positive use determination of 100% for the six projects listed on the application. | 2006-03-30 | 1146180 | 100
9144 | T2 | Chevron Phillips Chemical Co LP | Chevron Phillips Pasadena | 1400 Jefferson Rd | Pasadena | TX | 77506 | Harris | CN600303614 | RN100215615 | Automated Plant Shutdown System on individual plant processes when certain process parameters exceed certain limits. Includes the Logic Manager, DCS Interface, Dedicated Uninterruptible Power Supply, Input Instruments, Output Instruments, and Pumps & Piping. | A positive use determination for 100% of the Automated Plant Shutdown System. | 2006-04-17 | 3736755 | 100
9145 | T1 | Lattimore Materials Company LP | Lattimore Melissa Ready Mix Plant | 7790 Hwy 5 N | Melissa | TX | 75450 | Collin | CN600316129 | RN102933504 | Installed the property: paving; clear water pit; and sump pump. | A positive use determination of 100% for the paving; clear water pit; and sump pump. | 2006-03-31 | 38234 | 100
9146 | T1 | Lattimore Materials Company LP | Lattimore Plano Ready Mix | 1200 Ave N | Plano | TX | 75074 | Collin | CN600316129 | RN102459864 | Installed a sump pump. | A positive use determination of 100% for the sump pump. | 2006-03-31 | 9327 | 100
9147 | T1 | Lattimore Materials Company LP | Lattimore Bridgeport Crusher | Hwy 380 & Hwy 101 | Bridgeport | TX | 76426 | Wise | CN600316129 | RN103886206 | Installed a slurry pump | A positive use determination of 100% for the slurry pump. | 2006-03-31 | 11245 | 100
9148 | T1 | Lattimore Materials Company LP | Lattimore Cleburne Sand Plant | 5116 FM 2174 | Glenrose | TX | 76043 | Hood | CN600316129 | RN103917761 | Installed a sump pump | A positive use determination of 100% for the sump pump. | 2006-03-31 | 15536 | 100
9149 | T1 | Lattimore Materials Company LP | Lattimore Crowley Ready Mix Plant | 10501 Cleburne Rd | Crowley | TX | 76036 | Tarrant | CN600316129 | RN104577713 | Installed a flyash silo dust collector and a cement silo dust collector. | A positive use determination of 100% for the flyash silo dust collector and the cement silo dust collector. | 2006-03-31 | 10367 | 100
9150 | T1 | Lattimore Materials Company LP | Lattimore Sherman Ready Mix | 6102 Teresa Dr | Sherman | TX | 75090 | Grayson | CN600316129 | RN100250208 | Constructed fuel containment walls. | A positive use determination of 100% for the fuel containment walls. | 2006-03-31 | 1368 | 100
9151 | T1 | Lattimore Materials Company LP | Lattimore Mansfield Ready Mix | 2538 Chamber St | Venus | TX | 76084 | Johnson | CN600316129 | RN100250190 | Installed paving | A positive use determination of 100% for the paving. | 2006-03-31 | 71032 | 100
9152 | T1 | Lattimore Materials Company LP | Lattimore Rockwall Ready Mix | 2640 Sh 276 | Rockwall | TX | 75087 | Rockwall | CN603943606 | RN101844439 | Installed a slurry pump. | A positive use determination of 100% for the slurry pump. | 2006-03-31 | 6636 | 100
9153 | T1 | Lattimore Materials Company LP | Lattimore Coppell Ready Mix | 1800 Beltline Rd E | Dallas | TX | 75019 | Dallas | CN600316129 | RN102535440 | Installed paving. | A positive use determination of 100% for the paving. | 2006-03-31 | 10964 | 100
9154 | T1 | Dana Container Inc | Dana Container La Porte Terminal | 902 Sens Rd | La Porte | TX | 77571 | Harris | CN600871560 | RN102320918 | Installed a flare to act as a final control device at the Tank Truck Washing and Cleaning Facility. Used to destroy vapors from the tank trucks. | A positive use determination of 100% for the Flare. | 2006-04-07 | 409000 | 100
9155 | T1 | Chevron Products Company | Chevron Products Company | 12523 American Petroleum | Galena Park | TX | 77547 | Harris | CN600132484 | RN100706811 | Project to remove "stick flare" (Vapor Recovery (VRU) backup control equipment) and install 15,000 gpm Vapor Combustion Unit capable of 10 mg/liter emissions. The new VCU will become the backup control device for the existing VCU. | A positive use determination for the Vapor Recovery Unit Project. | 2006-04-07 | 420000 | 100
9156 | T1 | Baker Petrolite | Baker Petrolite Baypark | 13200 Bay Park Rd | Pasadena | TX | 77507 | Harris | CN600127195 | RN100223536 | The following projects: BPK 1. added controls and redundancy to ensure 100% on-stream time for Vapor Combustor. BPK 2. Oxide Header Isolation and Valve Upgrade. BPK 3. Reactor Wash Solvent Preheater - Heat Exchange. BPK 4. Reactor Wash Body Preheater - Temp Elevation. BPK 5. Reactor Wash Solvent Preheater - Control Valve. BPK 6. Reactor Wash Solvent Preheater - Temp Control. BPK 7. Reactor Wash Solvent Preheater - piping and fittings. | A positive use determination of 100% for projects BPK 1, 2, 3, 4, 5, 6, and 7. | 2006-04-07 | 253121 | 100
9157 | T1 | South Coast Terminals LP | South Coast Wallisville Rd | 7101 Wallisville Rd | Houston | TX | 77020 | Harris | CN602743825 | RN102876976 | Sulfur analyzer: Used to meet specified accuracy and precision fro sulfur in on-road diesel fuel additives and/or diesel fuel. | A negative determination for the sulfur analyzer. This property is not considered to be pollution control property. In order to qualify for a positive determination yes answers to boxes 3 and 5 must be the result of running the property through the DFC. In this case no answers are the result. | 2006-04-07 | 58310 | 100
9158 | T1 | National Semiconductor | National Semiconductor Arlington | 1111 W Bardin Rd | Arlington | TX | 76017 | Tarrant | CN600759666 | RN101466324 | Secondary containment, leak detection, monitoring equipment, and pump replacements. | A positive use determination is issued for the property listed in this application. The percentage of the determination is that listed in the property description. | 2006-04-07 | 912932 | 100
9159 | T1 | Agrifos Fertilizer Llp | Agrifos Fertilizer Llp | 2001 Jackson Rd | Pasadena | TX | 77506 | Harris | CN601105273 | No Regulated Entity at this Location | The following projects: 1. SPA Containment Slab. 2.Prayon Clarifier Tank. 3. Teller Scrubber Stack Extension. 4. Mills Baghouse Stack Extension. 5. Chlorine Dioxide Monitor. 6. Spare SPA Scrubber Fan Wheel. 6. DeDuster Tank. 7. LK Scrubber Upgrade. 8. East/West Ditch Pumps. 9. 800 Unit Fans & Scrubber. 10. #3 Pond Diesel Pump. 11. SPA Scrubber Packing. 12. Replace 2 inch line from Thio to Cominco Scrubber. | A positive use determination of 100% for the following projects: 1. SPA Containment Slab. 2.Prayon Clarifier tank. 3. Teller Scrubber Stack Extension. 4. Mills Baghouse Stack Extension. 5. Chlorine Dioxide Monitor. 6. Spare SPA Scrubber Fan Wheel. 6. DeDuster Tank. 7. LK Scrubber Upgrade. 8. East/West Ditch Pumps. 9. 800 Unit Fans & Scrubber. 10. #3 Pond Diesel Pump. 11. SPA Scrubber Packing. and 12. Replace 2 inch line from Thio to Cominco Scrubber. | 2006-04-07 | 793747 | 100
9160 | T1 | Sequa Corp. Precoat Metals Div. | Precoat Metals | 16402 Jacintoport Blvd | Houston | TX | 77015 | Harris | CN602858490 | RN100217926 | Installation of waste heat boiler eliminates need for a natural gas fired boiler which reduces NOx. Made efficiency improvements to the incinerator burners. | Withdrawn by applicant | 2007-03-20 | 546295 | 100
9161 | T1 | Tyler Pipe Company | Tyler Pipe Company | 11721 Hwy 69 N | Tyler | TX | 75706 | Smith | CN602536609 | RN102679867 | The following items: Recuperator; Bin Vent; Cupola Emission Control; Baghouse; Scrubber System; Thermal Oxidizer; Vacuum Unit; Sweepers; Conveyor Enclosures; and Storm Water Vortex Units. | A positive use determination of 100% for the Recuperator; Bin Vent; Cupola Emission Control; Baghouse; Scrubber System; Thermal Oxidizer; Vacuum Unit; Sweepers; Conveyor Enclosures; and Storm Water Vortex Units. | 2005-04-14 | 9752720 | 100
9162 | T1 | Saint-Gobain Vetroex America Inc | Saint-Gobain Vetrotex America Inc | 4515 Allendale Rd | Wichita Falls | TX | 76310 | Wichita | CN600129753 | RN100218601 | The following items; external ductwork; air scrubbers; secondary containment; wastewater conveyance; monitoring and control equipment; and cathodic anodes. | A positive use determination of 100% for the Exhaust Ductwork; the Air Scrubbers; the Secondary Containment; the wastewater conveyances; the Monitoring and Control Equipment; and the Cathodic Anodes. | 2006-04-07 | 1012543 | 100
9163 | T1 | SCF Marine Inc | SCF Marine Inc | 1801 Engineers Rd. | Belle Chasse | LA | 70037 | Harris | Insufficient Information | Insufficient Information | Vapor Control & Overfill Protection Systems on barge fleet. Equipment includes spill rails, drip pans, liquid level gauges, sight glasses, pressure gauges, tank venting systems, overfill sensors and alarms, alarm control panels; spill valves, spill abatement equipment, and zinc tank coatings. | A positive use determination of 100% for the Barge Vapor Control and Overfill Protection. | 2006-04-07 | 1827871 | 100
9164 | T1 | SCF Marine Inc | SCF Marine Inc | 1801 Engineers Rd. | Belle Chasse | LA | 70037 | Harris | Insufficient Information | Insufficient Information | Double hull barges built since January 1, 1994. | A positive use determination of 30% for the Double Hulled Barges. | 2006-04-07 | 15232256 | 100
9165 | T1 | Samsung Austin Semiconductor LLC | Samsung Austin | 12100 Samsung Blvd | Austin | TX | 78754 | Travis | CN602914442 | RN100518026 | The following items: air monitoring systems; air pollution controls; air pollution scrubbers; toxic gas recycling; process water recycling; and wastewater treatment. See application for complete listing. | A positive use determination of 100% for the Air Pollution Monitoring Systems; the Air Pollution Controls; the Air Pollution Scrubbers; the Toxic Gas Recycling Systems; the Process Water Recycling; and the Wastewater Treatment Equipment. | 2006-04-07 | 14977662 | 100
9166 | T1 | Teccor Electronics Inc | Teccor Electronics (Littlefuse) | 1800 Hurd Dr | Irving | TX | 75038 | Dallas | CN600305114 | RN102198868 | Installed an acid exhaust scrubber. | A positive use determination of 100% for the Acid Exhaust Scrubber. | 2006-04-07 | 54662 | 100
9167 | T1 | Dal Tile Corporation | Dal Tile Conroe | 10399 Silver Springs Rd | Conroe | TX | 77303 | Montgomery | CN600128797 | RN102078912 | Installed a wet scrubber to reduce emissions of HF and HCL. | A positive use determination of 100% for the Wet Scrubber. | 2006-04-07 | 1100000 | 100
9168 | T1 | Kirby Inland Marine LP | Kirby Inland Marine, LP | 18350 Market Street | Channelview | TX | 77530 | Harris | CN600611206 | RN103786240 | Double hull barges built since January 1, 1994. | A positive use determination of 30% for the Double Hulled Barges. | 2006-04-07 | 66552778 | 100
9169 | T1 | Kirby Inland Marine LP | Kirby Inland Marine, LP | 18350 Market Street | Channelview | TX | 77530 | Harris | CN600611206 | RN103786240 | Vapor Control & Overfill Protection Systems on barge fleet. Equipment includes spill rails, drip pans, liquid level gauges, sight glasses, pressure gauges, tank venting systems, overfill sensors and alarms, alarm control panels; spill valves, spill abatement equipment, and zinc tank coatings. | A positive use determination of 100% for the Barge Vapor Control and Overfill Protection. | 2006-04-07 | 7986333 | 100
9170 | T1 | Maryland Marine, Inc. | Maryland Marine, Inc. | 16322 Dezavala | Channelview | TX | 77530 | Harris | Insufficient Information | Insufficient Information | Double hull barges built since January 1, 1994. | A positive use determination of 30% for the Double Hulled Barges. | 2006-04-07 | 33461568 | 100
9171 | T1 | Maryland Marine, Inc. | Maryland Marine, Inc. | 16322 Dezavala | Channelview | TX | 77530 | Harris | Insufficient Information | Insufficient Information | Vapor Control & Overfill Protection Systems on barge fleet. Equipment includes spill rails, drip pans, liquid level gauges, sight glasses, pressure gauges, tank venting systems, overfill sensors and alarms, alarm control panels; spill valves, spill abatement equipment, and zinc tank coatings. | A positive use determination of 100% for the Barge Vapor Control and Overfill Protection. | 2006-04-07 | 4015388 | 100
9172 | T1 | El Paso Electric Company | El Paso Electric - Santa Fe | 601 S Santa Fe St | El Paso | TX | 79901 | El Paso | CN600352819 | RN100677863 | Construction of crushed rock berms, concrete barriers, and asphalted speed bumps. | A positive use determination of 100% for the construction of crushed rock berms, concrete barriers, and asphalted speed bumps. | 2006-04-07 | 10440 | 100
9173 | T1 | El Paso Electric Company | El Paso Farah Substation | 7598 Viscount | El Paso | TX | 79901 | El Paso | CN600352819 | Insufficient Information | Construction of crushed rock berms, concrete barriers, and asphalted speed bumps. | A positive use determination of 100% for the construction of crushed rock berms, concrete barriers, and asphalted speed bumps. | 2006-04-07 | 4360 | 100
9174 | T1 | El Paso Electric Company | El Paso Fabens Substation | 100 2Nd St Nw | Fabens | TX | 79838 | El Paso | CN600352819 | Insufficient Information | Construction of crushed rock berms, concrete barriers, and asphalted speed bumps. | A positive use determination of 100% for the construction of crushed rock berms, concrete barriers, and asphalted speed bumps. | 2006-04-07 | 1064 | 100
9175 | T1 | El Paso Electric Company | El Paso Copper Substation | 651 Hawkins | El Paso | TX | 79915 | El Paso | CN600352819 | RN100215490 | Construction of crushed rock berms, concrete barriers, and asphalted speed bumps. | A positive use determination of 100% for the construction of crushed rock berms, concrete barriers, and asphalted speed bumps. | 2006-04-07 | 914 | 100
9176 | T1 | El Paso Electric Company | El Paso Socorro Substation | 10661 Socorro | El Paso | TX | 79927 | El Paso | CN600352819 | Insufficient Information | Construction of crushed rock berms, concrete barriers, and asphalted speed bumps. | A positive use determination of 100% for the construction of crushed rock berms, concrete barriers, and asphalted speed bumps. | 2006-04-07 | 1600 | 100
9177 | T1 | El Paso Electric Company | El Paso Mann Substation | Vista De Oro Dr | El Paso | TX | 79935 | El Paso | CN600352819 | Insufficient Information | Construction of crushed rock berms, concrete barriers, and asphalted speed bumps. | A positive use determination of 100% for the construction of crushed rock berms, concrete barriers, and asphalted speed bumps. | 2006-04-07 | 2259 | 100
9178 | T1 | El Paso Electric Company | El Paso Austin North Substation | 5707 Montana Ave | El Paso | TX | 79925 | El Paso | CN600352819 | Insufficient Information | Construction of crushed rock berms, concrete barriers, and asphalted speed bumps. | A positive use determination of 100% for the construction of crushed rock berms, concrete barriers, and asphalted speed bumps. | 2006-04-07 | 2320 | 100
9179 | T1 | El Paso Electric Company | El Paso Mission Substation | 322 Waymore Dr | El Paso | TX | 79902 | El Paso | CN600352819 | Insufficient Information | Construction of crushed rock berms, concrete barriers, and asphalted speed bumps. | A positive use determination of 100% for the construction of crushed rock berms, concrete barriers, and asphalted speed bumps. | 2006-04-07 | 1792 | 100
9180 | T1 | El Paso Electric Company | El Paso Summit Substation | 2801 Van Buren Ave | El Paso | TX | 79930 | El Paso | CN600352819 | Insufficient Information | Construction of crushed rock berms, concrete barriers, and asphalted speed bumps. | A positive use determination of 100% for the construction of crushed rock berms, concrete barriers, and asphalted speed bumps. | 2006-04-07 | 1792 | 100
9181 | T1 | El Paso Electric Company | El Paso Altura Substation | 3400 Frankfort Ave | El Paso | TX | 79930 | El Paso | CN600352819 | Insufficient Information | Construction of crushed rock berms, concrete barriers, and asphalted speed bumps. | A positive use determination of 100% for the construction of crushed rock berms, concrete barriers, and asphalted speed bumps. | 2006-04-07 | 1350 | 100
9182 | T1 | El Paso Electric Company | El Paso Dallas Substation | 1631 E San Antonio | El Paso | TX | 79901 | El Paso | CN600352819 | Insufficient Information | Construction of crushed rock berms, concrete barriers, and asphalted speed bumps. | A positive use determination of 100% for the construction of crushed rock berms, concrete barriers, and asphalted speed bumps. | 2006-04-07 | 2985 | 100
9183 | T1 | El Paso Electric Company | El Paso Dyer Substation | 2799 Gateway S | El Paso | TX | 79903 | El Paso | CN600352819 | Insufficient Information | Construction of crushed rock berms, concrete barriers, and asphalted speed bumps. | A positive use determination of 100% for the construction of crushed rock berms, concrete barriers, and asphalted speed bumps. | 2006-04-07 | 1420 | 100
9184 | T1 | El Paso Electric Company | El Paso Milagro Substation | 10052 Electric St | El Paso | TX | 79924 | El Paso | CN600352819 | Insufficient Information | Construction of crushed rock berms, concrete barriers, and asphalted speed bumps. | A positive use determination of 100% for the construction of crushed rock berms, concrete barriers, and asphalted speed bumps. | 2006-04-07 | 3160 | 100
9185 | T1 | El Paso Electric Company | El Paso Ascarte Substation | 6948 North Loop | El Paso | TX | 79915 | El Paso | CN600352819 | Insufficient Information | Construction of crushed rock berms, concrete barriers, and asphalted speed bumps. | A positive use determination of 100% for the construction of crushed rock berms, concrete barriers, and asphalted speed bumps. | 2006-04-07 | 4278 | 100
9186 | T1 | El Paso Electric Company | El Paso Cromo Substation | 5703 Cromo Dr | El Paso | TX | 79912 | El Paso | CN600352819 | RN105379689 | Construction of crushed rock berms, concrete barriers, and asphalted speed bumps. | A positive use determination of 100% for the construction of crushed rock berms, concrete barriers, and asphalted speed bumps. | 2006-04-07 | 350 | 100
9187 | T1 | El Paso Electric Company | El Paso Mesa Substation | 144 W Castellano Dr | El Paso | TX | 79912 | El Paso | CN600352819 | Insufficient Information | Construction of crushed rock berms, concrete barriers, and asphalted speed bumps. | A positive use determination of 100% for the construction of crushed rock berms, concrete barriers, and asphalted speed bumps. | 2006-04-07 | 1558 | 100
9188 | T1 | El Paso Electric Company | El Paso Thron Substation | 603 Woodlark Place | El Paso | TX | 79912 | El Paso | CN600352819 | RN100677863 | Construction of crushed rock berms, concrete barriers, and asphalted speed bumps. | A positive use determination of 100% for the construction of crushed rock berms, concrete barriers, and asphalted speed bumps. | 2006-04-07 | 3290 | 100
9189 | T1 | El Paso Electric Company | El Paso Sunset North Substation | 1601 N Oregon St | El Paso | TX | 79902 | El Paso | CN600352819 | Insufficient Information | Construction of crushed rock berms, concrete barriers, and asphalted speed bumps. | A positive use determination of 100% for the construction of crushed rock berms, concrete barriers, and asphalted speed bumps. | 2006-04-07 | 1058 | 100
9190 | T1 | Pasadena Refining System Inc | Pasadena Refining System Inc | 111 Red Bluff Rd | Pasadena | TX | 77501 | Harris | CN602779951 | RN100716661 | Installed the following: Chlorine Scrubber for Reformer #3 CCR; Low NOx burners in Alky Depropanizer; Sulfur Analyzer; Wasson-ECE Refinery Gas Analyzer, S Zorb low sulfur gasoline unit; and the HRVOC project. | A positive use determination of 100% for the Chlorine Scrubber for Reformer #3 CCR; Low NOx burners in Alky Depropanizer; Sulfur Analyzer; Wasson-ECE Refinery Gas Analyzer; and the HRVOC project. A negative determination for the S Zorb low sulfur gasoline unit. This item is considered to be production equipment and not pollution control property. | 2006-04-11 | 18953580 | 100
9191 | T1 | E I Du Pont De Nemours & Co Inc | Dupont Beaumont | Hwy 347 S | Beaumont | TX | 77705 | Jefferson | CN600128284 | RN100216035 | Installed a vapor combustor to destroy vent gases from ACRN absorber column. | A positive use determination of 100% for the vapor combustor installed to destroy vent gases from the ARCN absorber column. | 2006-04-11 | 4000000 | 100
9192 | T1 | TXU Electric Delivery Company | TXU Rogers Substation | Sh 36 E Thru Rogers | Rogers | TX | 76569 | Bell | CN603313842 | Insufficient Information | Secondary containment system: A concrete pad with oil water separator around the transformer extending 4 feet outside the transformer radiators. A metal railing is installed around the concrete pad to channel any oil to the oil water separator. | A positive use determination for 100% of the secondary containment system. | 2006-04-12 | 17707 | 100
9193 | T1 | TXU Electric Delivery Company | TXU Killeen Switch Substation | 8732 Featherline Rd | Killeen | TX | 76540 | Bell | CN603313842 | Insufficient Information | Secondary containment system: A concrete pad with oil water separator around the transformer extending 4 feet outside the transformer radiators. A metal railing is installed around the concrete pad to channel any oil to the oil water separator. | A positive use determination for 100% of the secondary containment system. | 2006-04-12 | 20711 | 100
9194 | T1 | TXU Electric Delivery Company | TXU Harker Heights Substation | 1.5 Mi Roy Reynolds Rd W | Harker Heights | TX | 76541 | Bell | CN603313842 | Insufficient Information | Secondary containment system: A concrete pad with oil water separator around the transformer extending 4 feet outside the transformer radiators. A metal railing is installed around the concrete pad to channel any oil to the oil water separator. | A positive use determination for 100% of the secondary containment system. | 2006-04-12 | 44701 | 100
9195 | T1 | TXU Electric Delivery Company | TXU Rolater Substation | I-45 Service Rd | Frisco | TX | 75034 | Collin | CN603313842 | Insufficient Information | Secondary containment system: A concrete pad with oil water separator around the transformer extending 4 feet outside the transformer radiators. A metal railing is installed around the concrete pad to channel any oil to the oil water separator. | A positive use determination for 100% of the secondary containment system. | 2006-04-12 | 31720 | 100
9196 | T1 | TXU Electric Delivery Company | TXU Anna Substation | 2 Mi W of Hwy 75 | Weston | TX | 75097 | Collin | CN603313842 | Insufficient Information | Secondary containment system: A concrete pad with oil water separator around the transformer extending 4 feet outside the transformer radiators. A metal railing is installed around the concrete pad to channel any oil to the oil water separator. | A positive use determination for 100% of the secondary containment system. | 2006-04-12 | 23307 | 100
9197 | T1 | TXU Electric Delivery Company | TXU Comanche D Substation | 120 W Mary St | Comanche | TX | 76441 | Comanche | CN603313842 | Insufficient Information | Secondary containment system: A concrete pad with oil water separator around the transformer extending 4 feet outside the transformer radiators. A metal railing is installed around the concrete pad to channel any oil to the oil water separator. | A positive use determination for 100% of the secondary containment system. | 2006-04-12 | 16597 | 100
9198 | T1 | TXU Electric Delivery Company | TXU Westmoreland Substation | 2510 S Westmoreland | Dallas | TX | 75211 | Dallas | CN603313842 | Insufficient Information | Secondary containment system: A concrete pad with oil water separator around the transformer extending 4 feet outside the transformer radiators. A metal railing is installed around the concrete pad to channel any oil to the oil water separator. | A positive use determination for 100% of the secondary containment system. | 2006-04-12 | 9630 | 100
9199 | T1 | TXU Electric Delivery Company | TXU Westmoreland North Substation | I-45 Service Rd | Dallas | TX | 75211 | Dallas | CN603313842 | Insufficient Information | Secondary containment system: A concrete pad with oil water separator around the transformer extending 4 feet outside the transformer radiators. A metal railing is installed around the concrete pad to channel any oil to the oil water separator. | A positive use determination for 100% of the secondary containment system. | 2006-04-12 | 18161 | 100
9200 | T1 | TXU Electric Delivery Company | TXU Seagoville Switch Station | 1706 Simmonds Rd | Seagoville | TX | 75159 | Dallas | CN603313842 | Insufficient Information | Secondary containment system: A concrete pad with oil water separator around the transformer extending 4 feet outside the transformer radiators. A metal railing is installed around the concrete pad to channel any oil to the oil water separator. | A positive use determination for 100% of the secondary containment system. | 2006-04-12 | 35261 | 100
9201 | T1 | TXU Electric Delivery Company | TXU Richardson East Substation | 618 N Plano Rd | Richardson | TX | 75081 | Dallas | CN603313842 | RN109669937 | Secondary containment system: A concrete pad with oil water separator around the transformer extending 4 feet outside the transformer radiators. A metal railing is installed around the concrete pad to channel any oil to the oil water separator. | A positive use determination for 100% of the secondary containment system. | 2006-04-12 | 21927 | 100
9202 | T1 | TXU Electric Delivery Company | TXU Norwood Irving #1 Substation | 116 N Loop 12 | Irving | TX | 75061 | Dallas | CN603313842 | Insufficient Information | Secondary containment system: A concrete pad with oil water separator around the transformer extending 4 feet outside the transformer radiators. A metal railing is installed around the concrete pad to channel any oil to the oil water separator. | A positive use determination for 100% of the secondary containment system. | 2006-04-12 | 13611 | 100
9203 | T1 | TXU Electric Delivery Company | TXU North Parkway Substation | 18800 Dallas Parkway | Dallas | TX | 75287 | Dallas | CN603313842 | RN109631697 | Secondary containment system: A concrete pad with oil water separator around the transformer extending 4 feet outside the transformer radiators. A metal railing is installed around the concrete pad to channel any oil to the oil water separator. | A positive use determination for 100% of the secondary containment system. | 2006-04-12 | 38715 | 100
9204 | T1 | TXU Electric Delivery Company | TXU Mesquite Western Electric Ss | 3000 Skyline | Mesquite | TX | 75149 | Dallas | CN603313842 | RN109627133 | Secondary containment system: A concrete pad with oil water separator around the transformer extending 4 feet outside the transformer radiators. A metal railing is installed around the concrete pad to channel any oil to the oil water separator. | A positive use determination for 100% of the secondary containment system. | 2006-04-12 | 28370 | 100
9205 | T1 | TXU Electric Delivery Company | TXU Mayfield Road Substation | 2255 Mayfield Rd | Grand Prairie | TX | 75052 | Dallas | CN603313842 | RN109628701 | Secondary containment system: A concrete pad with oil water separator around the transformer extending 4 feet outside the transformer radiators. A metal railing is installed around the concrete pad to channel any oil to the oil water separator. | A positive use determination for 100% of the secondary containment system. | 2006-04-12 | 13870 | 100
9206 | T1 | TXU Electric Delivery Company | TXU Lawson Rd Substation | 4595 Lawson Rd | Mesquite | TX | 75149 | Dallas | CN603313842 | Insufficient Information | Secondary containment system: A concrete pad with oil water separator around the transformer extending 4 feet outside the transformer radiators. A metal railing is installed around the concrete pad to channel any oil to the oil water separator. | A positive use determination for 100% of the secondary containment system. | 2006-04-12 | 32140 | 100
9207 | T1 | TXU Electric Delivery Company | TXU Cedar Hill Substation | 7751 W Camp Wisdom | Cedar Hill | TX | 75236 | Dallas | CN603313842 | Insufficient Information | Secondary containment system: A concrete pad with oil water separator around the transformer extending 4 feet outside the transformer radiators. A metal railing is installed around the concrete pad to channel any oil to the oil water separator. | A positive use determination for 100% of the secondary containment system. | 2006-04-12 | 31721 | 100
9208 | T1 | TXU Electric Delivery Company | TXU Carrollton Tarpley Rd Substation | 2508 Tarley Rd | Carrollton | TX | 75006 | Dallas | CN603313842 | Insufficient Information | Secondary containment system: A concrete pad with oil water separator around the transformer extending 4 feet outside the transformer radiators. A metal railing is installed around the concrete pad to channel any oil to the oil water separator. | A positive use determination for 100% of the secondary containment system. | 2006-04-12 | 67727 | 100
9209 | T1 | TXU Electric Delivery Company | TXU Roanoke Auto #2 Substation | Henrietta Creek Rd | Fort Worth | TX | 76262 | Denton | CN603313842 | RN109632976 | Secondary containment system: A concrete pad with oil water separator around the transformer extending 4 feet outside the transformer radiators. A metal railing is installed around the concrete pad to channel any oil to the oil water separator. | A positive use determination for 100% of the secondary containment system. | 2006-04-12 | 29847 | 100
9210 | T1 | TXU Electric Delivery Company | TXU Roanoke Switch 138 Substation | Henrietta Creek Rd | Fort Worth | TX | 76262 | Denton | CN603313842 | RN109632976 | Secondary containment system: A concrete pad with oil water separator around the transformer extending 4 feet outside the transformer radiators. A metal railing is installed around the concrete pad to channel any oil to the oil water separator. | A positive use determination for 100% of the secondary containment system. | 2006-04-12 | 21947 | 100
9211 | T1 | TXU Electric Delivery Company | TXU Roanoke Auto #1 Substation | Henrietta Creek Rd | Fort Worth | TX | 76262 | Denton | CN603313842 | RN109632976 | Secondary containment system: A concrete pad with oil water separator around the transformer extending 4 feet outside the transformer radiators. A metal railing is installed around the concrete pad to channel any oil to the oil water separator. | A positive use determination for 100% of the secondary containment system. | 2006-04-12 | 35703 | 100
9212 | T1 | TXU Electric Delivery Company | TXU Carrollton Frankford Rd Substation | 1632 W Frankford Rd | Carrollton | TX | 75007 | Denton | CN603313842 | Insufficient Information | Secondary containment system: A concrete pad with oil water separator around the transformer extending 4 feet outside the transformer radiators. A metal railing is installed around the concrete pad to channel any oil to the oil water separator. | A positive use determination for 100% of the secondary containment system. | 2006-04-12 | 36727 | 100
9213 | T1 | TXU Electric Delivery Company | TXU Ennis Substation | 1400 N Sherman | Ennis | TX | 75119 | Ellis | CN603313842 | Insufficient Information | Secondary containment system: A concrete pad with oil water separator around the transformer extending 4 feet outside the transformer radiators. A metal railing is installed around the concrete pad to channel any oil to the oil water separator. | A positive use determination for 100% of the secondary containment system. | 2006-04-12 | 22317 | 100
9214 | T1 | TXU Electric Delivery Company | TXU Sherman Line Material Substation | 1/4 Mi S of Hwy 58 On 289 | Sherman | TX | 75090 | Grayson | CN603313842 | Insufficient Information | Secondary containment system: A concrete pad with oil water separator around the transformer extending 4 feet outside the transformer radiators. A metal railing is installed around the concrete pad to channel any oil to the oil water separator. | A positive use determination for 100% of the secondary containment system. | 2006-04-12 | 32711 | 100
9215 | T1 | TXU Electric Delivery Company | TXU Decordova Dam Substation | FM 3210 @ Lake Granbury | Granbury | TX | 76048 | Hood | CN603313842 | Insufficient Information | Secondary containment system: A concrete pad with oil water separator around the transformer extending 4 feet outside the transformer radiators. A metal railing is installed around the concrete pad to channel any oil to the oil water separator. | A positive use determination for 100% of the secondary containment system. | 2006-04-12 | 27217 | 100
9216 | T1 | TXU Electric Delivery Company | TXU Crockett Substation | 4 Mi N of Palestine On 19 | Crockett | TX | 75835 | Houston | CN603313842 | Insufficient Information | Secondary containment system: A concrete pad with oil water separator around the transformer extending 4 feet outside the transformer radiators. A metal railing is installed around the concrete pad to channel any oil to the oil water separator. | A positive use determination for 100% of the secondary containment system. | 2006-04-12 | 16207 | 100
9217 | T1 | TXU Electric Delivery Company | TXU Iron Bridge Substation | 4774 CR 3706 | Willis Point | TX | 75860 | Hunt | CN603313842 | Insufficient Information | Secondary containment system: A concrete pad with oil water separator around the transformer extending 4 feet outside the transformer radiators. A metal railing is installed around the concrete pad to channel any oil to the oil water separator. | A positive use determination for 100% of the secondary containment system. | 2006-04-12 | 20707 | 100
9218 | T1 | TXU Electric Delivery Company | TXU Fomey Switch Auto Substation | 1041 W Pacific | Fomey | TX | 75126 | Kaufman | CN603313842 | Insufficient Information | Secondary containment system: A concrete pad with oil water separator around the transformer extending 4 feet outside the transformer radiators. A metal railing is installed around the concrete pad to channel any oil to the oil water separator. | A positive use determination for 100% of the secondary containment system. | 2006-04-12 | 29920 | 100
9219 | T1 | TXU Electric Delivery Company | TXU Fomey Switch #4 Substation | 1041 W Pacific | Fomey | TX | 75126 | Kaufman | CN603313842 | Insufficient Information | Secondary containment system: A concrete pad with oil water separator around the transformer extending 4 feet outside the transformer radiators. A metal railing is installed around the concrete pad to channel any oil to the oil water separator. | A positive use determination for 100% of the secondary containment system. | 2006-04-12 | 9120 | 100
9220 | T1 | TXU Electric Delivery Company | TXU Park Row Substation | 3330 Pinewood St | Grand Prairie | TX | 76010 | Tarrant | CN603313842 | Insufficient Information | Secondary containment system: A concrete pad with oil water separator around the transformer extending 4 feet outside the transformer radiators. A metal railing is installed around the concrete pad to channel any oil to the oil water separator. | A positive use determination for 100% of the secondary containment system. | 2006-04-12 | 20617 | 100
9221 | T1 | TXU Electric Delivery Company | TXU Northcrest Substation | 1706 E Crest | Northcrest | TX | 76705 | McLennan | CN603313842 | Insufficient Information | Secondary containment system: A concrete pad with oil water separator around the transformer extending 4 feet outside the transformer radiators. A metal railing is installed around the concrete pad to channel any oil to the oil water separator. | A positive use determination for 100% of the secondary containment system. | 2006-04-12 | 15689 | 100
9222 | T1 | TXU Electric Delivery Company | TXU M & M Mars #1 Substation | 7820 Mars Dr | Waco | TX | 76710 | McLennan | CN603313842 | Insufficient Information | Secondary containment system: A concrete pad with oil water separator around the transformer extending 4 feet outside the transformer radiators. A metal railing is installed around the concrete pad to channel any oil to the oil water separator. | A positive use determination for 100% of the secondary containment system. | 2006-04-12 | 8187 | 100
9223 | T1 | TXU Electric Delivery Company | TXU Lake Creek Substation | 4278 E Lake Creek Rd | Reisel | TX | 76682 | McLennan | CN603313842 | Insufficient Information | Secondary containment system: A concrete pad with oil water separator around the transformer extending 4 feet outside the transformer radiators. A metal railing is installed around the concrete pad to channel any oil to the oil water separator. | A positive use determination for 100% of the secondary containment system. | 2006-04-12 | 13239 | 100
9224 | T1 | TXU Electric Delivery Company | TXU Waco South Substation | 2512 S Jack Kultgen | Waco | TX | 76710 | McLennan | CN603313842 | Insufficient Information | Secondary containment system: A concrete pad with oil water separator around the transformer extending 4 feet outside the transformer radiators. A metal railing is installed around the concrete pad to channel any oil to the oil water separator. | A positive use determination for 100% of the secondary containment system. | 2006-04-12 | 27309 | 100
9225 | T1 | TXU Electric Delivery Company | TXU Waco South Substation | 2512 S Jack Kultgen | Waco | TX | 76710 | McLennan | CN603313842 | Insufficient Information | Secondary containment system: A concrete pad with oil water separator around the transformer extending 4 feet outside the transformer radiators. A metal railing is installed around the concrete pad to channel any oil to the oil water separator. | A positive use determination for 100% of the secondary containment system. | 2006-04-12 | 29814 | 100
9226 | T1 | TXU Electric Delivery Company | TXU Waco LaSalle Substation | 4201 E Loop 340 | Waco | TX | 76705 | McLennan | CN603313842 | Insufficient Information | Secondary containment system: A concrete pad with oil water separator around the transformer extending 4 feet outside the transformer radiators. A metal railing is installed around the concrete pad to channel any oil to the oil water separator. | A positive use determination for 100% of the secondary containment system. | 2006-04-12 | 28101 | 100
9227 | T1 | TXU Electric Delivery Company | TXU Temple Pecan Creek Substation | 5968 FM 438 | Temple | TX | 76501 | Bell | CN603313842 | Insufficient Information | Secondary containment system: A concrete pad with oil water separator around the transformer extending 4 feet outside the transformer radiators. A metal railing is installed around the concrete pad to channel any oil to the oil water separator. | A positive use determination for 100% of the secondary containment system. | 2006-04-12 | 28101 | 100
9228 | T1 | TXU Electric Delivery Company | TXU Marak Substation | 5745 FM 2269 | Buckholts | TX | 76518 | Milam | CN603313842 | Insufficient Information | Secondary containment system: A concrete pad with oil water separator around the transformer extending 4 feet outside the transformer radiators. A metal railing is installed around the concrete pad to channel any oil to the oil water separator. | A positive use determination for 100% of the secondary containment system. | 2006-04-12 | 19371 | 100
9229 | T1 | TXU Electric Delivery Company | TXU Morgan Creek Substation | 5 Mi S Colorado City 205 | Colorado City | TX | 79612 | Mitchell | CN603313842 | RN109633040 | Secondary containment system: A concrete pad with oil water separator around the transformer extending 4 feet outside the transformer radiators. A metal railing is installed around the concrete pad to channel any oil to the oil water separator. | A positive use determination for 100% of the secondary containment system. | 2006-04-12 | 71877 | 100
9230 | T1 | TXU Electric Delivery Company | TXU Nacogdoches Substation | Hwy 21 W of Town | Nacogdoches | TX | 75961 | Nacogdoches | CN603313842 | Insufficient Information | Secondary containment system: A concrete pad with oil water separator around the transformer extending 4 feet outside the transformer radiators. A metal railing is installed around the concrete pad to channel any oil to the oil water separator. | A positive use determination for 100% of the secondary containment system. | 2006-04-12 | 22730 | 100
9231 | T1 | TXU Electric Delivery Company | TXU South Nacogdoches Substation | Loop 224 South | Nacogdoches | TX | 75961 | Nacogdoches | CN603313842 | Insufficient Information | Secondary containment system: A concrete pad with oil water separator around the transformer extending 4 feet outside the transformer radiators. A metal railing is installed around the concrete pad to channel any oil to the oil water separator. | A positive use determination for 100% of the secondary containment system. | 2006-04-12 | 21940 | 100
9232 | T1 | TXU Electric Delivery Company | TXU Mineral Wells Substation | 1500 SE 7Th St | Mineral Wells | TX | 76067 | Palo Pinto | CN603313842 | Insufficient Information | Secondary containment system: A concrete pad with oil water separator around the transformer extending 4 feet outside the transformer radiators. A metal railing is installed around the concrete pad to channel any oil to the oil water separator. | A positive use determination for 100% of the secondary containment system. | 2006-04-12 | 17332 | 100
9233 | T1 | TXU Electric Delivery Company | TXU Royse Switch Substation | 1400 West Hwy 66 | Royse City | TX | 75089 | Rockwall | CN603313842 | Insufficient Information | Secondary containment system: A concrete pad with oil water separator around the transformer extending 4 feet outside the transformer radiators. A metal railing is installed around the concrete pad to channel any oil to the oil water separator. | A positive use determination for 100% of the secondary containment system. | 2006-04-12 | 11721 | 100
9234 | T1 | TXU Electric Delivery Company | TXU Tyler Substation | 913 W Erwin | Tyler | TX | 75702 | Smith | CN603313842 | Insufficient Information | Secondary containment system: A concrete pad with oil water separator around the transformer extending 4 feet outside the transformer radiators. A metal railing is installed around the concrete pad to channel any oil to the oil water separator. | A positive use determination for 100% of the secondary containment system. | 2006-04-12 | 19711 | 100
9235 | T1 | TXU Electric Delivery Company | TXU Flint Substation | 1200 CR 137 | Smith | TX | 75762 | Smith | CN603313842 | Insufficient Information | Secondary containment system: A concrete pad with oil water separator around the transformer extending 4 feet outside the transformer radiators. A metal railing is installed around the concrete pad to channel any oil to the oil water separator. | A positive use determination for 100% of the secondary containment system. | 2006-04-12 | 26412 | 100
9236 | T1 | TXU Electric Delivery Company | TXU Keller Wall Price Substation | 2950 Keller Hicks Rd | Fort Worth | TX | 76248 | Tarrant | CN603313842 | Insufficient Information | Secondary containment system: A concrete pad with oil water separator around the transformer extending 4 feet outside the transformer radiators. A metal railing is installed around the concrete pad to channel any oil to the oil water separator. | A positive use determination for 100% of the secondary containment system. | 2006-04-12 | 16212 | 100
9237 | T1 | TXU Electric Delivery Company | TXU Handley Switch Station | 6608 E Rosedale | Fort Worth | TX | 76112 | Tarrant | CN603313842 | RN109632075 | Secondary containment system: A concrete pad with oil water separator around the transformer extending 4 feet outside the transformer radiators. A metal railing is installed around the concrete pad to channel any oil to the oil water separator. | A positive use determination for 100% of the secondary containment system. | 2006-04-12 | 21809 | 100
9238 | T1 | TXU Electric Delivery Company | TXU Forrest Hill Switch Substation | 2601 Joel E St Rd | Fort Worth | TX | 76140 | Tarrant | CN603313842 | Insufficient Information | Secondary containment system: A concrete pad with oil water separator around the transformer extending 4 feet outside the transformer radiators. A metal railing is installed around the concrete pad to channel any oil to the oil water separator. | A positive use determination for 100% of the secondary containment system. | 2006-04-12 | 10837 | 100
9239 | T1 | TXU Electric Delivery Company | TXU Colleyville Substation | 5915 Ld Locket Rd | Colleyville | TX | 76034 | Tarrant | CN603313842 | Insufficient Information | Secondary containment system: A concrete pad with oil water separator around the transformer extending 4 feet outside the transformer radiators. A metal railing is installed around the concrete pad to channel any oil to the oil water separator. | A positive use determination for 100% of the secondary containment system. | 2006-04-12 | 14767 | 100
9240 | T1 | TXU Electric Delivery Company | TXU Bryan Ave Substation | 3200 Bryan Ave | Fort Worth | TX | 76110 | Tarrant | CN603313842 | Insufficient Information | Secondary containment system: A concrete pad with oil water separator around the transformer extending 4 feet outside the transformer radiators. A metal railing is installed around the concrete pad to channel any oil to the oil water separator. | A positive use determination for 100% of the secondary containment system. | 2006-04-12 | 68411 | 100
9241 | T1 | TXU Electric Delivery Company | TXU Round Rock South Substation | FM 1325 @ CR 172 | Round Rock | TX | 78664 | Williamson | CN603313842 | RN109627364 | Secondary containment system: A concrete pad with oil water separator around the transformer extending 4 feet outside the transformer radiators. A metal railing is installed around the concrete pad to channel any oil to the oil water separator. | A positive use determination for 100% of the secondary containment system. | 2006-04-12 | 85607 | 100
9242 | T1 | TXU Electric Delivery Company | TXU Belton Lake Substation | 9251 Hwy 317 | Belton | TX | 76504 | Bell | CN603313842 | RN109628628 | Secondary containment system: Earthen berm with oil water separator located inside or outside the substation to hold all oil contained in largest piece of equipment. | A positive use determination for 100% of the secondary containment system. | 2006-04-12 | 16137 | 100
9243 | T1 | TXU Electric Delivery Company | TXU Seagoville Switch Substation | 1706 Simmonds Rd | Seagoville | TX | 75159 | Dallas | CN603313842 | Insufficient Information | Secondary containment system: Earthen berm with oil water separator located inside or outside the substation to hold all oil contained in largest piece of equipment. | A positive use determination for 100% of the secondary containment system. | 2006-04-12 | 11763 | 100
9244 | T1 | TXU Electric Delivery Company | TXU Carrollton Tarpley Rd Substation | 2508 Tarpley Rd | Carrollton | TX | 75006 | Dallas | CN603313842 | Insufficient Information | Secondary containment system: Earthen berm with oil water separator located inside or outside the substation to hold all oil contained in largest piece of equipment. | A positive use determination for 100% of the secondary containment system. | 2006-04-12 | 19307 | 100
9245 | T1 | TXU Electric Delivery Company | TXU Roanoke Switch 138 Substation | Henrietta Creek Rd | Fort Worth | TX | 76262 | Denton | CN603313842 | RN109632976 | Secondary containment system: Earthen berm with oil water separator located inside or outside the substation to hold all oil contained in largest piece of equipment. | A positive use determination for 100% of the secondary containment system. | 2006-04-12 | 38771 | 100
9246 | T1 | TXU Electric Delivery Company | TXU Roanoke Switch Cap Substation | Henrietta Creek Rd | Fort Worth | TX | 76262 | Denton | CN603313842 | RN109632976 | Secondary containment system: Earthen berm with oil water separator located inside or outside the substation to hold all oil contained in largest piece of equipment. | A positive use determination for 100% of the secondary containment system. | 2006-04-12 | 9610 | 100
9247 | T1 | TXU Electric Delivery Company | TXU Decordova Ses Substation | 2 Mi NW of FM 3210 | Granbury | TX | 76048 | Hood | CN603313842 | Insufficient Information | Secondary containment system: Earthen berm with oil water separator located inside or outside the substation to hold all oil contained in largest piece of equipment. | A positive use determination for 100% of the secondary containment system. | 2006-04-12 | 38708 | 100
9248 | T1 | TXU Electric Delivery Company | TXU Decordova Dam | FM 3210 @ Lake Granbury | Granbury | TX | 76048 | Hood | CN603313842 | Insufficient Information | Secondary containment system: Earthen berm with oil water separator located inside or outside the substation to hold all oil contained in largest piece of equipment. | A positive use determination for 100% of the secondary containment system. | 2006-04-12 | 44733 | 100
9249 | T1 | TXU Electric Delivery Company | TXU Waco LaSalle Substation | 4201 E Loop 340 | Waco | TX | 76705 | McLennan | CN603313842 | Insufficient Information | Secondary containment system: Earthen berm with oil water separator located inside or outside the substation to hold all oil contained in largest piece of equipment. | A positive use determination for 100% of the secondary containment system. | 2006-04-12 | 11870 | 100
9250 | T1 | TXU Electric Delivery Company | TXU Waco East Substation | 601 Martin Luther King Jr | Waco | TX | 76704 | McLennan | CN603313842 | RN109629055 | Secondary containment system: Earthen berm with oil water separator located inside or outside the substation to hold all oil contained in largest piece of equipment. | A positive use determination for 100% of the secondary containment system. | 2006-04-12 | 56947 | 100
9251 | T1 | TXU Electric Delivery Company | TXU Northeast Substation | 1706 E Crest | Northeast | TX | 76705 | McLennan | CN603313842 | Insufficient Information | Secondary containment system: Earthen berm with oil water separator located inside or outside the substation to hold all oil contained in largest piece of equipment. | A positive use determination for 100% of the secondary containment system. | 2006-04-12 | 15871 | 100
9252 | T1 | TXU Electric Delivery Company | TXU Lake Creek Substation | 4278 E Lake Creek Rd | Reisel | TX | 76682 | McLennan | CN603313842 | Insufficient Information | Secondary containment system: Earthen berm with oil water separator located inside or outside the substation to hold all oil contained in largest piece of equipment. | A positive use determination for 100% of the secondary containment system. | 2006-04-12 | 28137 | 100
9253 | T1 | TXU Electric Delivery Company | TXU Lake Creek Substation | 4278 E Lake Creek Rd | Reisel | TX | 76682 | McLennan | CN603313842 | Insufficient Information | Secondary containment system: Earthen berm with oil water separator located inside or outside the substation to hold all oil contained in largest piece of equipment. | A positive use determination for 100% of the secondary containment system. | 2006-04-12 | 5871 | 100
9254 | T1 | TXU Electric Delivery Company | TXU Marak Substation | 5745 FM 2269 | Buckholts | TX | 76518 | Milam | CN603313842 | Insufficient Information | Secondary containment system: Earthen berm with oil water separator located inside or outside the substation to hold all oil contained in largest piece of equipment. | A positive use determination for 100% of the secondary containment system. | 2006-04-12 | 15707 | 100
9255 | T1 | TXU Electric Delivery Company | TXU Sherry Switch Station | 1901 Sherry St | Arlington | TX | 76010 | Tarrant | CN603313842 | Insufficient Information | Secondary containment system: Earthen berm with oil water separator located inside or outside the substation to hold all oil contained in largest piece of equipment. | A positive use determination for 100% of the secondary containment system. | 2006-04-12 | 29187 | 100
9256 | T1 | TXU Electric Delivery Company | TXU Handley Switch Substation | 6608 E Rosedale | Fort Worth | TX | 76112 | Tarrant | CN603313842 | RN109632075 | Secondary containment system: Earthen berm with oil water separator located inside or outside the substation to hold all oil contained in largest piece of equipment. | A positive use determination for 100% of the secondary containment system. | 2006-04-12 | 41931 | 100
9257 | T1 | TXU Electric Delivery Company | TXU Flower Mound S Substation | 2198 Lakeside Pkwy | Flower Mound | TX | 75028 | Denton | CN603313842 | Insufficient Information | Secondary containment system: Earthen berm with oil water separator located inside or outside the substation to hold all oil contained in largest piece of equipment. | A positive use determination for 100% of the secondary containment system. | 2006-04-12 | 17890 | 100
9258 | T1 | TXU Electric Delivery Company | TXU Ennis South East Substation | 700 Rudd Rd | Ennis | TX | 75119 | Ellis | CN603313842 | Insufficient Information | Secondary containment system: Earthen berm with oil water separator located inside or outside the substation to hold all oil contained in largest piece of equipment. | A positive use determination for 100% of the secondary containment system. | 2006-04-12 | 10222 | 100
9259 | T1 | TXU Electric Delivery Company | TXU Flint Substation | 1200 CR 137 | Flint | TX | 75762 | Smith | CN603313842 | Insufficient Information | Secondary containment system: Earthen berm with oil water separator located inside or outside the substation to hold all oil contained in largest piece of equipment. | A positive use determination for 100% of the secondary containment system. | 2006-04-12 | 17356 | 100
9260 | T1 | TXU Electric Delivery Company | TXU Keller Wall Price Substation | 2950 Keller Hicks Rd | Fort Worth | TX | 76248 | Tarrant | CN603313842 | Insufficient Information | Secondary containment system: Earthen berm with oil water separator located inside or outside the substation to hold all oil contained in largest piece of equipment. | A positive use determination for 100% of the secondary containment system. | 2006-04-12 | 17374 | 100
9261 | T1 | TXU Electric Delivery Company | TXU Colleyville Substation | 5915 L D Locket Rd | Colleyville | TX | 76034 | Tarrant | CN603313842 | Insufficient Information | Secondary containment system: Earthen berm with oil water separator located inside or outside the substation to hold all oil contained in largest piece of equipment. | A positive use determination for 100% of the secondary containment system. | 2006-04-12 | 14665 | 100
9262 | T1 | Chevron Phillips Chemical Co LP | Chevron Phillips Cedar Bayou | 9500 I-10 East | Baytown | TX | 77521 | Harris | CN600303614 | RN100825249 | The following projects: 1. Low NOx Burners on Dowtherm process heater H-3. 2. Flare 1593 Stack Camera. Monitor. 3. Flare 1592 Infrared Camera. 4. Utilities 1092 and EU-1592 Oily Sewer System added sealed manhole covers, carbon canisters, sewer vent seals, and lift station/sumps seals to meet benzene waste control requirements. 5. HRVOC Flow and Composition Monitoring and Instrumentation for all HRVOC flares, cooling towers, and uncontrolled process vents. 6. CB Chemical Tote and Drum Storage Area Ramp. 7. PEU 1792 Cooling Tower Water pH Control Skid adding sulfuric acid feed system to water treatment system. | A positive use determination for 100% of the 7 property items listed above. | 2006-04-14 | 6779198 | 100
9263 | T1 | Kik International | Kik International - Houston | 2921 Corder St | Houston | TX | 77054 | Harris | CN600554679 | RN100880327 | See attached table. | A positive use determination for the property and percentages shown on the attached table. | 2006-05-26 | 3388955 | 100
9264 | T1 | LSA Cleanpart Texas LP | LSA Cleanpart Texas | 631 Intl Dr #200 | Richardson | TX | 75081 | Dallas | CN604057620 | RN104994629 | The following items: 1. Copper Neutralization System. 2. Water Treatment System. 3. DI Holding Tank. 4. DI System. 5. Implant Dust Collector. 6. Implant Blaster. 7. TWAS Dust Collector. 8. Vent Hood (5). 9. Ashing Furnace and Controller. 10. Bag In/Bag Out Filtration System. | A positive use determination for 100% of the ten pollution control property items listed above. | 2006-04-17 | 263484 | 100
9265 | T1 | GE Engine Services Inc | GE Engine Services | 6200 42Nd St | McAllen | TX | 78503 | Hidalgo | CN600603393 | RN102799871 | Wastewater Treatment Plant with the following items: Evaporator including internal demister; Pumps; Evaporator Residue Tanks; FRP Tanks; Plastic Tanks; Filter Press & Sludge Dryer; Lamella; Bulk Bag Lime Station; Metals Analysis Instrument; Mixers; Argon Gas Line for Metals Analysis Instrument; Stands, Tanks, Sumps; Chem Line; Hoist & Supports; Chem Room; Wax Room; Scrubber Modifications; Doors; Structural Steel; Upgrade Sprinkler System; Demolish Water Lines (Phase 2 WWTP); Electrical Work & Supplies; WWTP Controls; Chem Line Controls; Mechanical Materials; and WWTP Design/Construction Management. | A positive use determination for 100% of the property items for the wastewater treatment plant. | 2006-04-17 | 2007453 | 100
9266 | T1 | Grey Wolf Inc | Grey Wolf Inc Rig #517 | 2.1 Mi SW of Bailey's Pra | Bailey's Prairie | TX | 77515 | Brazoria | CN601355498 | Not Regulated by TCEQ | Drilling Mud Recycling System: that includes only the following components: 1) Shaker Tank, 2) Shale Shaker, 3) De-Silter, 4) De-Sander, and 5) De-Gasser. The Mud Pumps are not included in the request. Drilling Rig Spill Response Equipment that includes only the following components: 1) Ram Type Blowout Preventer, 2) Closing Unit, and 3) Choke Manifold System. Not included in the request is the Annular Blowout Preventer. | A positive use determination of 100% for the Drilling Mud Recycling System: that includes only the following components: 1) Shaker Tank, 2) Shale Shaker, 3) De-Silter, 4) De-Sander, and 5) De-Gasser. The Mud Pumps are not included in the request. A positive use determination of 100% for the Drilling Rig Spill Response Equipment that includes only the following components: 1) Ram Type Blowout Preventer, 2) Closing Unit, and 3) Choke Manifold System. Not included in the request is the Annular Blowout Preventer. | 2006-04-14 | 1346000 | 100
9267 | T1 | Grey Wolf Inc | Grey Wolf Inc Rig #4 | 6.5 Mi NE Near Huppergate | Encino | TX | 78353 | Brooks | CN601355498 | Not Regulated by TCEQ | Drilling Mud Recycling System: that includes only the following components: 1) Shaker Tank, 2) Shale Shaker, 3) De-Silter, 4) De-Sander, and 5) De-Gasser. The Mud Pumps are not included in the request. Drilling Rig Spill Response Equipment that includes only the following components: 1) Ram Type Blowout Preventer, 2) Closing Unit, and 3) Choke Manifold System. Not included in the request is the Annular Blowout Preventer. | A positive use determination of 100% for the Drilling Mud Recycling System: that includes only the following components: 1) Shaker Tank, 2) Shale Shaker, 3) De-Silter, 4) De-Sander, and 5) De-Gasser. The Mud Pumps are not included in the request. A positive use determination of 100% for the Drilling Rig Spill Response Equipment that includes only the following components: 1) Ram Type Blowout Preventer, 2) Closing Unit, and 3) Choke Manifold System. Not included in the request is the Annular Blowout Preventer. | 2006-04-14 | 1346000 | 100
9268 | T1 | Grey Wolf Inc | Grey Wolf Inc Rig #93 | 5 Mi SE On Hurst Rd | Nordheim | TX | 78141 | Dewitt | CN601355498 | Not Regulated by TCEQ | Drilling Mud Recycling System: that includes only the following components: 1) Shaker Tank, 2) Shale Shaker, 3) De-Silter, 4) De-Sander, and 5) De-Gasser. The Mud Pumps are not included in the request. Drilling Rig Spill Response Equipment that includes only the following components: 1) Ram Type Blowout Preventer, 2) Closing Unit, and 3) Choke Manifold System. Not included in the request is the Annular Blowout Preventer. | A positive use determination of 100% for the Drilling Mud Recycling System: that includes only the following components: 1) Shaker Tank, 2) Shale Shaker, 3) De-Silter, 4) De-Sander, and 5) De-Gasser. The Mud Pumps are not included in the request. A positive use determination of 100% for the Drilling Rig Spill Response Equipment that includes only the following components: 1) Ram Type Blowout Preventer, 2) Closing Unit, and 3) Choke Manifold System. Not included in the request is the Annular Blowout Preventer. | 2006-04-14 | 2074000 | 100
9269 | T1 | Grey Wolf Inc | Grey Wolf Inc Rig: #082 | 2.9 Mi NW Near CR 402 | Buffalo | TX | 75831 | Freestone | CN601355498 | Not Regulated by TCEQ | Drilling Mud Recycling System: that includes only the following components: 1) Shaker Tank, 2) Shale Shaker, 3) De-Silter, 4) De-Sander, and 5) De-Gasser. The Mud Pumps are not included in the request. Drilling Rig Spill Response Equipment that includes only the following components: 1) Ram Type Blowout Preventer, 2) Closing Unit, and 3) Choke Manifold System. Not included in the request is the Annular Blowout Preventer. | A positive use determination of 100% for the Drilling Mud Recycling System: that includes only the following components: 1) Shaker Tank, 2) Shale Shaker, 3) De-Silter, 4) De-Sander, and 5) De-Gasser. The Mud Pumps are not included in the request. A positive use determination of 100% for the Drilling Rig Spill Response Equipment that includes only the following components: 1) Ram Type Blowout Preventer, 2) Closing Unit, and 3) Choke Manifold System. Not included in the request is the Annular Blowout Preventer. | 2006-04-14 | 2801000 | 100
9270 | T1 | Grey Wolf Inc | Grey Wolf Inc Rig: #519 | 5.2 Mi SE On Hwy 84 | Fairfield | TX | 75840 | Freestone | CN601355498 | Not Regulated by TCEQ | Drilling Mud Recycling System: that includes only the following components: 1) Shaker Tank, 2) Shale Shaker, 3) De-Silter, 4) De-Sander, and 5) De-Gasser. The Mud Pumps are not included in the request. Drilling Rig Spill Response Equipment that includes only the following components: 1) Ram Type Blowout Preventer, 2) Closing Unit, and 3) Choke Manifold System. Not included in the request is the Annular Blowout Preventer. | A positive use determination of 100% for the Drilling Mud Recycling System: that includes only the following components: 1) Shaker Tank, 2) Shale Shaker, 3) De-Silter, 4) De-Sander, and 5) De-Gasser. The Mud Pumps are not included in the request. A positive use determination of 100% for the Drilling Rig Spill Response Equipment that includes only the following components: 1) Ram Type Blowout Preventer, 2) Closing Unit, and 3) Choke Manifold System. Not included in the request is the Annular Blowout Preventer. | 2006-04-14 | 2074000 | 100
9271 | T1 | Grey Wolf Inc | Grey Wolf Inc Rig: #866 | 2 Mi E On Hwy 85 | Dilley | TX | 78017 | Frio | CN601355498 | Not Regulated by TCEQ | Drilling Mud Recycling System: that includes only the following components: 1) Shaker Tank, 2) Shale Shaker, 3) De-Silter, 4) De-Sander, and 5) De-Gasser. The Mud Pumps are not included in the request. Drilling Rig Spill Response Equipment that includes only the following components: 1) Ram Type Blowout Preventer, 2) Closing Unit, and 3) Choke Manifold System. Not included in the request is the Annular Blowout Preventer. | A positive use determination of 100% for the Drilling Mud Recycling System: that includes only the following components: 1) Shaker Tank, 2) Shale Shaker, 3) De-Silter, 4) De-Sander, and 5) De-Gasser. The Mud Pumps are not included in the request. A positive use determination of 100% for the Drilling Rig Spill Response Equipment that includes only the following components: 1) Ram Type Blowout Preventer, 2) Closing Unit, and 3) Choke Manifold System. Not included in the request is the Annular Blowout Preventer. | 2006-04-14 | 1346000 | 100
9272 | T1 | Grey Wolf Inc | Grey Wolf Inc Rig: #075 | 17.7 Mi SW Willie Smith | Marshall | TX | 75670 | Harrison | CN601355498 | Not Regulated by TCEQ | Drilling Mud Recycling System: that includes only the following components: 1) Shaker Tank, 2) Shale Shaker, 3) De-Silter, 4) De-Sander, and 5) De-Gasser. The Mud Pumps are not included in the request. Drilling Rig Spill Response Equipment that includes only the following components: 1) Ram Type Blowout Preventer, 2) Closing Unit, and 3) Choke Manifold System. Not included in the request is the Annular Blowout Preventer. | A positive use determination of 100% for the Drilling Mud Recycling System: that includes only the following components: 1) Shaker Tank, 2) Shale Shaker, 3) De-Silter, 4) De-Sander, and 5) De-Gasser. The Mud Pumps are not included in the request. A positive use determination of 100% for the Drilling Rig Spill Response Equipment that includes only the following components: 1) Ram Type Blowout Preventer, 2) Closing Unit, and 3) Choke Manifold System. Not included in the request is the Annular Blowout Preventer. | 2006-04-14 | 1346000 | 100
9273 | T1 | Grey Wolf Inc | Grey Wolf Inc Rig: #738 | 6 Mi NW FM 1998 | Waskom | TX | 75692 | Harrison | CN601355498 | Not Regulated by TCEQ | Drilling Mud Recycling System: that includes only the following components: 1) Shaker Tank, 2) Shale Shaker, 3) De-Silter, 4) De-Sander, and 5) De-Gasser. The Mud Pumps are not included in the request. Drilling Rig Spill Response Equipment that includes only the following components: 1) Ram Type Blowout Preventer, 2) Closing Unit, and 3) Choke Manifold System. Not included in the request is the Annular Blowout Preventer. | A positive use determination of 100% for the Drilling Mud Recycling System: that includes only the following components: 1) Shaker Tank, 2) Shale Shaker, 3) De-Silter, 4) De-Sander, and 5) De-Gasser. The Mud Pumps are not included in the request. A positive use determination of 100% for the Drilling Rig Spill Response Equipment that includes only the following components: 1) Ram Type Blowout Preventer, 2) Closing Unit, and 3) Choke Manifold System. Not included in the request is the Annular Blowout Preventer. | 2006-04-14 | 910000 | 100
9274 | T1 | Grey Wolf Inc | Grey Wolf Inc Rig: #840 | 14.2 Mi SW FM 2625 | Marshall | TX | 75670 | Harrison | CN601355498 | Not Regulated by TCEQ | Drilling Mud Recycling System: that includes only the following components: 1) Shaker Tank, 2) Shale Shaker, 3) De-Silter, 4) De-Sander, and 5) De-Gasser. The Mud Pumps are not included in the request. Drilling Rig Spill Response Equipment that includes only the following components: 1) Ram Type Blowout Preventer, 2) Closing Unit, and 3) Choke Manifold System. Not included in the request is the Annular Blowout Preventer. | A positive use determination of 100% for the Drilling Mud Recycling System: that includes only the following components: 1) Shaker Tank, 2) Shale Shaker, 3) De-Silter, 4) De-Sander, and 5) De-Gasser. The Mud Pumps are not included in the request. A positive use determination of 100% for the Drilling Rig Spill Response Equipment that includes only the following components: 1) Ram Type Blowout Preventer, 2) Closing Unit, and 3) Choke Manifold System. Not included in the request is the Annular Blowout Preventer. | 2006-04-14 | 2074000 | 100
9275 | T1 | Grey Wolf Inc | Grey Wolf Inc Rig: #864 | 3.6 Mi NW Lareforma Rd | Puerto Rico | TX | 78563 | Hidalgo | CN601355498 | Not Regulated by TCEQ | Drilling Mud Recycling System: that includes only the following components: 1) Shaker Tank, 2) Shale Shaker, 3) De-Silter, 4) De-Sander, and 5) De-Gasser. The Mud Pumps are not included in the request. Drilling Rig Spill Response Equipment that includes only the following components: 1) Ram Type Blowout Preventer, 2) Closing Unit, and 3) Choke Manifold System. Not included in the request is the Annular Blowout Preventer. | A positive use determination of 100% for the Drilling Mud Recycling System: that includes only the following components: 1) Shaker Tank, 2) Shale Shaker, 3) De-Silter, 4) De-Sander, and 5) De-Gasser. The Mud Pumps are not included in the request. A positive use determination of 100% for the Drilling Rig Spill Response Equipment that includes only the following components: 1) Ram Type Blowout Preventer, 2) Closing Unit, and 3) Choke Manifold System. Not included in the request is the Annular Blowout Preventer. | 2006-04-14 | 1346000 | 100
9276 | T1 | Grey Wolf Inc | Grey Wolf Inc Rig: #508 | 1.7 Mi SW Limestone Rd | China | TX | 77613 | Jefferson | CN601355498 | Not Regulated by TCEQ | Drilling Mud Recycling System: that includes only the following components: 1) Shaker Tank, 2) Shale Shaker, 3) De-Silter, 4) De-Sander, and 5) De-Gasser. The Mud Pumps are not included in the request. Drilling Rig Spill Response Equipment that includes only the following components: 1) Ram Type Blowout Preventer, 2) Closing Unit, and 3) Choke Manifold System. Not included in the request is the Annular Blowout Preventer. | A positive use determination of 100% for the Drilling Mud Recycling System: that includes only the following components: 1) Shaker Tank, 2) Shale Shaker, 3) De-Silter, 4) De-Sander, and 5) De-Gasser. The Mud Pumps are not included in the request. A positive use determination of 100% for the Drilling Rig Spill Response Equipment that includes only the following components: 1) Ram Type Blowout Preventer, 2) Closing Unit, and 3) Choke Manifold System. Not included in the request is the Annular Blowout Preventer. | 2006-04-14 | 2801000 | 100
9277 | T1 | Grey Wolf Inc | Grey Wolf Inc Rig: #310 | 10.8 Mi SE Hwy 285 | Hebbronville | TX | 78361 | Jim Hogg | CN601355498 | Not Regulated by TCEQ | Drilling Mud Recycling System: that includes only the following components: 1) Shaker Tank, 2) Shale Shaker, 3) De-Silter, 4) De-Sander, and 5) De-Gasser. The Mud Pumps are not included in the request. Drilling Rig Spill Response Equipment that includes only the following components: 1) Ram Type Blowout Preventer, 2) Closing Unit, and 3) Choke Manifold System. Not included in the request is the Annular Blowout Preventer. | A positive use determination of 100% for the Drilling Mud Recycling System: that includes only the following components: 1) Shaker Tank, 2) Shale Shaker, 3) De-Silter, 4) De-Sander, and 5) De-Gasser. The Mud Pumps are not included in the request. A positive use determination of 100% for the Drilling Rig Spill Response Equipment that includes only the following components: 1) Ram Type Blowout Preventer, 2) Closing Unit, and 3) Choke Manifold System. Not included in the request is the Annular Blowout Preventer. | 2006-04-14 | 910000 | 100
9278 | T1 | Grey Wolf Inc | Grey Wolf Inc Rig: #010 | S Hwy 281 | Alice | TX | 78332 | Jim Wells | CN601355498 | Not Regulated by TCEQ | Drilling Mud Recycling System: that includes only the following components: 1) Shaker Tank, 2) Shale Shaker, 3) De-Silter, 4) De-Sander, and 5) De-Gasser. The Mud Pumps are not included in the request. Drilling Rig Spill Response Equipment that includes only the following components: 1) Ram Type Blowout Preventer, 2) Closing Unit, and 3) Choke Manifold System. Not included in the request is the Annular Blowout Preventer. | A positive use determination of 100% for the Drilling Mud Recycling System: that includes only the following components: 1) Shaker Tank, 2) Shale Shaker, 3) De-Silter, 4) De-Sander, and 5) De-Gasser. The Mud Pumps are not included in the request. A positive use determination of 100% for the Drilling Rig Spill Response Equipment that includes only the following components: 1) Ram Type Blowout Preventer, 2) Closing Unit, and 3) Choke Manifold System. Not included in the request is the Annular Blowout Preventer. | 2006-04-14 | 910000 | 100
9279 | T1 | Grey Wolf Inc | Grey Wolf Inc Rig: #648 | S Hwy 281 | Alice | TX | 78332 | Jim Wells | CN601355498 | Not Regulated by TCEQ | Drilling Mud Recycling System: that includes only the following components: 1) Shaker Tank, 2) Shale Shaker, 3) De-Silter, 4) De-Sander, and 5) De-Gasser. The Mud Pumps are not included in the request. Drilling Rig Spill Response Equipment that includes only the following components: 1) Ram Type Blowout Preventer, 2) Closing Unit, and 3) Choke Manifold System. Not included in the request is the Annular Blowout Preventer. | A positive use determination of 100% for the Drilling Mud Recycling System: that includes only the following components: 1) Shaker Tank, 2) Shale Shaker, 3) De-Silter, 4) De-Sander, and 5) De-Gasser. The Mud Pumps are not included in the request. A positive use determination of 100% for the Drilling Rig Spill Response Equipment that includes only the following components: 1) Ram Type Blowout Preventer, 2) Closing Unit, and 3) Choke Manifold System. Not included in the request is the Annular Blowout Preventer. | 2006-04-14 | 910000 | 100
9280 | T1 | Grey Wolf Inc | Grey Wolf Inc Rig: #037 | 6 Mi SW Munson Ranch Rd | Angleton | TX | 77515 | Jim Wells | CN601355498 | Not Regulated by TCEQ | Drilling Mud Recycling System: that includes only the following components: 1) Shaker Tank, 2) Shale Shaker, 3) De-Silter, 4) De-Sander, and 5) De-Gasser. The Mud Pumps are not included in the request. Drilling Rig Spill Response Equipment that includes only the following components: 1) Ram Type Blowout Preventer, 2) Closing Unit, and 3) Choke Manifold System. Not included in the request is the Annular Blowout Preventer. | A positive use determination of 100% for the Drilling Mud Recycling System: that includes only the following components: 1) Shaker Tank, 2) Shale Shaker, 3) De-Silter, 4) De-Sander, and 5) De-Gasser. The Mud Pumps are not included in the request. A positive use determination of 100% for the Drilling Rig Spill Response Equipment that includes only the following components: 1) Ram Type Blowout Preventer, 2) Closing Unit, and 3) Choke Manifold System. Not included in the request is the Annular Blowout Preventer. | 2006-04-14 | 2801000 | 100
9281 | T1 | Grey Wolf Inc | Grey Wolf Inc Rig: #037 | 6 Mi SW Munson Ranch Rd | Angleton | TX | 77515 | Brazoria | CN601355498 | Not Regulated by TCEQ | Drilling Mud Recycling System: that includes only the following components: 1) Shaker Tank, 2) Shale Shaker, 3) De-Silter, 4) De-Sander, and 5) De-Gasser. The Mud Pumps are not included in the request. Drilling Rig Spill Response Equipment that includes only the following components: 1) Ram Type Blowout Preventer, 2) Closing Unit, and 3) Choke Manifold System. Not included in the request is the Annular Blowout Preventer. | A positive use determination of 100% for the Drilling Mud Recycling System: that includes only the following components: 1) Shaker Tank, 2) Shale Shaker, 3) De-Silter, 4) De-Sander, and 5) De-Gasser. The Mud Pumps are not included in the request. A positive use determination of 100% for the Drilling Rig Spill Response Equipment that includes only the following components: 1) Ram Type Blowout Preventer, 2) Closing Unit, and 3) Choke Manifold System. Not included in the request is the Annular Blowout Preventer. | 2006-04-14 | 2801000 | 100
9282 | T1 | Grey Wolf Inc | Grey Wolf Inc Rig: #042 | 4 Mi SW FM 1941 | Stowell | TX | 77661 | Jim Wells | CN601355498 | Not Regulated by TCEQ | Drilling Mud Recycling System: that includes only the following components: 1) Shaker Tank, 2) Shale Shaker, 3) De-Silter, 4) De-Sander, and 5) De-Gasser. The Mud Pumps are not included in the request. Drilling Rig Spill Response Equipment that includes only the following components: 1) Ram Type Blowout Preventer, 2) Closing Unit, and 3) Choke Manifold System. Not included in the request is the Annular Blowout Preventer. | A positive use determination of 100% for the Drilling Mud Recycling System: that includes only the following components: 1) Shaker Tank, 2) Shale Shaker, 3) De-Silter, 4) De-Sander, and 5) De-Gasser. The Mud Pumps are not included in the request. A positive use determination of 100% for the Drilling Rig Spill Response Equipment that includes only the following components: 1) Ram Type Blowout Preventer, 2) Closing Unit, and 3) Choke Manifold System. Not included in the request is the Annular Blowout Preventer. | 2006-04-14 | 2801000 | 100
9283 | T1 | Grey Wolf Inc | Grey Wolf Inc Rig: #042 | 4 Mi SW FM 1941 | Stowell | TX | 77661 | Chambers | CN601355498 | Not Regulated by TCEQ | Drilling Mud Recycling System: that includes only the following components: 1) Shaker Tank, 2) Shale Shaker, 3) De-Silter, 4) De-Sander, and 5) De-Gasser. The Mud Pumps are not included in the request. Drilling Rig Spill Response Equipment that includes only the following components: 1) Ram Type Blowout Preventer, 2) Closing Unit, and 3) Choke Manifold System. Not included in the request is the Annular Blowout Preventer. | A positive use determination of 100% for the Drilling Mud Recycling System: that includes only the following components: 1) Shaker Tank, 2) Shale Shaker, 3) De-Silter, 4) De-Sander, and 5) De-Gasser. The Mud Pumps are not included in the request. A positive use determination of 100% for the Drilling Rig Spill Response Equipment that includes only the following components: 1) Ram Type Blowout Preventer, 2) Closing Unit, and 3) Choke Manifold System. Not included in the request is the Annular Blowout Preventer. | 2006-04-14 | 2801000 | 100
9284 | T1 | Grey Wolf Inc | Grey Wolf Inc Rig: #301 | 5.3 Mi N | Fordyce | RD | 78595 | Jim Wells | CN601355498 | Not Regulated by TCEQ | Drilling Mud Recycling System: that includes only the following components: 1) Shaker Tank, 2) Shale Shaker, 3) De-Silter, 4) De-Sander, and 5) De-Gasser. The Mud Pumps are not included in the request. Drilling Rig Spill Response Equipment that includes only the following components: 1) Ram Type Blowout Preventer, 2) Closing Unit, and 3) Choke Manifold System. Not included in the request is the Annular Blowout Preventer. | A positive use determination of 100% for the Drilling Mud Recycling System: that includes only the following components: 1) Shaker Tank, 2) Shale Shaker, 3) De-Silter, 4) De-Sander, and 5) De-Gasser. The Mud Pumps are not included in the request. A positive use determination of 100% for the Drilling Rig Spill Response Equipment that includes only the following components: 1) Ram Type Blowout Preventer, 2) Closing Unit, and 3) Choke Manifold System. Not included in the request is the Annular Blowout Preventer. | 2006-04-14 | 910000 | 100
9285 | T1 | Grey Wolf Inc | Grey Wolf Inc Rig: #301 | 5.3 Mi N | Fordyce | RD | 78595 | Hidalgo | CN601355498 | Not Regulated by TCEQ | Drilling Mud Recycling System: that includes only the following components: 1) Shaker Tank, 2) Shale Shaker, 3) De-Silter, 4) De-Sander, and 5) De-Gasser. The Mud Pumps are not included in the request. Drilling Rig Spill Response Equipment that includes only the following components: 1) Ram Type Blowout Preventer, 2) Closing Unit, and 3) Choke Manifold System. Not included in the request is the Annular Blowout Preventer. | A positive use determination of 100% for the Drilling Mud Recycling System: that includes only the following components: 1) Shaker Tank, 2) Shale Shaker, 3) De-Silter, 4) De-Sander, and 5) De-Gasser. The Mud Pumps are not included in the request. A positive use determination of 100% for the Drilling Rig Spill Response Equipment that includes only the following components: 1) Ram Type Blowout Preventer, 2) Closing Unit, and 3) Choke Manifold System. Not included in the request is the Annular Blowout Preventer. | 2006-04-14 | 910000 | 100
9286 | T1 | Grey Wolf Inc | Grey Wolf Inc Rig: #041 | 1.5 S Near Hwy 72 | Runge | TX | 78151 | Jim Wells | CN601355498 | Not Regulated by TCEQ | Drilling Mud Recycling System: that includes only the following components: 1) Shaker Tank, 2) Shale Shaker, 3) De-Silter, 4) De-Sander, and 5) De-Gasser. The Mud Pumps are not included in the request. Drilling Rig Spill Response Equipment that includes only the following components: 1) Ram Type Blowout Preventer, 2) Closing Unit, and 3) Choke Manifold System. Not included in the request is the Annular Blowout Preventer. | A positive use determination of 100% for the Drilling Mud Recycling System: that includes only the following components: 1) Shaker Tank, 2) Shale Shaker, 3) De-Silter, 4) De-Sander, and 5) De-Gasser. The Mud Pumps are not included in the request. A positive use determination of 100% for the Drilling Rig Spill Response Equipment that includes only the following components: 1) Ram Type Blowout Preventer, 2) Closing Unit, and 3) Choke Manifold System. Not included in the request is the Annular Blowout Preventer. | 2006-04-14 | 2074000 | 100
9287 | T1 | Grey Wolf Inc | Grey Wolf Inc Rig: #041 | 1.5 S Near Hwy 72 | Runge | TX | 78151 | Karnes | CN601355498 | Not Regulated by TCEQ | Drilling Mud Recycling System: that includes only the following components: 1) Shaker Tank, 2) Shale Shaker, 3) De-Silter, 4) De-Sander, and 5) De-Gasser. The Mud Pumps are not included in the request. Drilling Rig Spill Response Equipment that includes only the following components: 1) Ram Type Blowout Preventer, 2) Closing Unit, and 3) Choke Manifold System. Not included in the request is the Annular Blowout Preventer. | A positive use determination of 100% for the Drilling Mud Recycling System: that includes only the following components: 1) Shaker Tank, 2) Shale Shaker, 3) De-Silter, 4) De-Sander, and 5) De-Gasser. The Mud Pumps are not included in the request. A positive use determination of 100% for the Drilling Rig Spill Response Equipment that includes only the following components: 1) Ram Type Blowout Preventer, 2) Closing Unit, and 3) Choke Manifold System. Not included in the request is the Annular Blowout Preventer. | 2006-04-14 | 2074000 | 100
9288 | T1 | Grey Wolf Inc | Grey Wolf Inc Rig: #016 | 1 Mi W On CR 60 | Lassara | TX | 78561 | Jim Wells | CN601355498 | Not Regulated by TCEQ | Drilling Mud Recycling System: that includes only the following components: 1) Shaker Tank, 2) Shale Shaker, 3) De-Silter, 4) De-Sander, and 5) De-Gasser. The Mud Pumps are not included in the request. Drilling Rig Spill Response Equipment that includes only the following components: 1) Ram Type Blowout Preventer, 2) Closing Unit, and 3) Choke Manifold System. Not included in the request is the Annular Blowout Preventer. | A positive use determination of 100% for the Drilling Mud Recycling System: that includes only the following components: 1) Shaker Tank, 2) Shale Shaker, 3) De-Silter, 4) De-Sander, and 5) De-Gasser. The Mud Pumps are not included in the request. A positive use determination of 100% for the Drilling Rig Spill Response Equipment that includes only the following components: 1) Ram Type Blowout Preventer, 2) Closing Unit, and 3) Choke Manifold System. Not included in the request is the Annular Blowout Preventer. | 2006-04-14 | 1346000 | 100
9289 | T1 | Grey Wolf Inc | Grey Wolf Inc Rig: #016 | 1 Mi W On CR 60 | Lassara | TX | 78561 | Willacy | CN601355498 | Not Regulated by TCEQ | Drilling Mud Recycling System: that includes only the following components: 1) Shaker Tank, 2) Shale Shaker, 3) De-Silter, 4) De-Sander, and 5) De-Gasser. The Mud Pumps are not included in the request. Drilling Rig Spill Response Equipment that includes only the following components: 1) Ram Type Blowout Preventer, 2) Closing Unit, and 3) Choke Manifold System. Not included in the request is the Annular Blowout Preventer. | A positive use determination of 100% for the Drilling Mud Recycling System: that includes only the following components: 1) Shaker Tank, 2) Shale Shaker, 3) De-Silter, 4) De-Sander, and 5) De-Gasser. The Mud Pumps are not included in the request. A positive use determination of 100% for the Drilling Rig Spill Response Equipment that includes only the following components: 1) Ram Type Blowout Preventer, 2) Closing Unit, and 3) Choke Manifold System. Not included in the request is the Annular Blowout Preventer. | 2006-04-14 | 1346000 | 100
9290 | T1 | Grey Wolf Inc | Grey Wolf Inc Rig: #311 | 3 Mi NE Near CR 324 | Runge | TX | 78561 | Karnes | CN601355498 | Not Regulated by TCEQ | Drilling Mud Recycling System: that includes only the following components: 1) Shaker Tank, 2) Shale Shaker, 3) De-Silter, 4) De-Sander, and 5) De-Gasser. The Mud Pumps are not included in the request. Drilling Rig Spill Response Equipment that includes only the following components: 1) Ram Type Blowout Preventer, 2) Closing Unit, and 3) Choke Manifold System. Not included in the request is the Annular Blowout Preventer. | A positive use determination of 100% for the Drilling Mud Recycling System: that includes only the following components: 1) Shaker Tank, 2) Shale Shaker, 3) De-Silter, 4) De-Sander, and 5) De-Gasser. The Mud Pumps are not included in the request. A positive use determination of 100% for the Drilling Rig Spill Response Equipment that includes only the following components: 1) Ram Type Blowout Preventer, 2) Closing Unit, and 3) Choke Manifold System. Not included in the request is the Annular Blowout Preventer. | 2006-04-14 | 910000 | 100
9291 | T1 | Grey Wolf Inc | Grey Wolf Inc Rig: #078 | 6.1 Mi SE Near FM 443 | Marquez | TX | 77865 | Leon | CN601355498 | Not Regulated by TCEQ | Drilling Mud Recycling System: that includes only the following components: 1) Shaker Tank, 2) Shale Shaker, 3) De-Silter, 4) De-Sander, and 5) De-Gasser. The Mud Pumps are not included in the request. Drilling Rig Spill Response Equipment that includes only the following components: 1) Ram Type Blowout Preventer, 2) Closing Unit, and 3) Choke Manifold System. Not included in the request is the Annular Blowout Preventer. | A positive use determination of 100% for the Drilling Mud Recycling System: that includes only the following components: 1) Shaker Tank, 2) Shale Shaker, 3) De-Silter, 4) De-Sander, and 5) De-Gasser. The Mud Pumps are not included in the request. A positive use determination of 100% for the Drilling Rig Spill Response Equipment that includes only the following components: 1) Ram Type Blowout Preventer, 2) Closing Unit, and 3) Choke Manifold System. Not included in the request is the Annular Blowout Preventer. | 2006-04-14 | 2740000 | 100
9292 | T1 | Grey Wolf Inc | Grey Wolf Inc Rig: #034 | 27.1 Mi NE Near CR 107 | Alice | TX | 78332 | Live Oak | CN601355498 | Not Regulated by TCEQ | Drilling Mud Recycling System: that includes only the following components: 1) Shaker Tank, 2) Shale Shaker, 3) De-Silter, 4) De-Sander, and 5) De-Gasser. The Mud Pumps are not included in the request. Drilling Rig Spill Response Equipment that includes only the following components: 1) Ram Type Blowout Preventer, 2) Closing Unit, and 3) Choke Manifold System. Not included in the request is the Annular Blowout Preventer. | A positive use determination of 100% for the Drilling Mud Recycling System: that includes only the following components: 1) Shaker Tank, 2) Shale Shaker, 3) De-Silter, 4) De-Sander, and 5) De-Gasser. The Mud Pumps are not included in the request. A positive use determination of 100% for the Drilling Rig Spill Response Equipment that includes only the following components: 1) Ram Type Blowout Preventer, 2) Closing Unit, and 3) Choke Manifold System. Not included in the request is the Annular Blowout Preventer. | 2006-04-14 | 910000 | 100
9293 | T1 | Grey Wolf Inc | Grey Wolf Inc Rig: #043 | 9.8 Mi NW Near Rr 2119 | Toyah | TX | 79785 | Reeves | CN601355498 | Not Regulated by TCEQ | Drilling Mud Recycling System: that includes only the following components: 1) Shaker Tank, 2) Shale Shaker, 3) De-Silter, 4) De-Sander, and 5) De-Gasser. The Mud Pumps are not included in the request. Drilling Rig Spill Response Equipment that includes only the following components: 1) Ram Type Blowout Preventer, 2) Closing Unit, and 3) Choke Manifold System. Not included in the request is the Annular Blowout Preventer. | A positive use determination of 100% for the Drilling Mud Recycling System: that includes only the following components: 1) Shaker Tank, 2) Shale Shaker, 3) De-Silter, 4) De-Sander, and 5) De-Gasser. The Mud Pumps are not included in the request. A positive use determination of 100% for the Drilling Rig Spill Response Equipment that includes only the following components: 1) Ram Type Blowout Preventer, 2) Closing Unit, and 3) Choke Manifold System. Not included in the request is the Annular Blowout Preventer. | 2006-04-14 | 2074000 | 100
9294 | T1 | Grey Wolf Inc | Grey Wolf Inc Rig: #504 | 11.2 Mi NE Near Hwy 979 | Franklin | TX | 77585 | Robertson | CN601355498 | Not Regulated by TCEQ | Drilling Mud Recycling System: that includes only the following components: 1) Shaker Tank, 2) Shale Shaker, 3) De-Silter, 4) De-Sander, and 5) De-Gasser. The Mud Pumps are not included in the request. Drilling Rig Spill Response Equipment that includes only the following components: 1) Ram Type Blowout Preventer, 2) Closing Unit, and 3) Choke Manifold System. Not included in the request is the Annular Blowout Preventer. | A positive use determination of 100% for the Drilling Mud Recycling System: that includes only the following components: 1) Shaker Tank, 2) Shale Shaker, 3) De-Silter, 4) De-Sander, and 5) De-Gasser. The Mud Pumps are not included in the request. A positive use determination of 100% for the Drilling Rig Spill Response Equipment that includes only the following components: 1) Ram Type Blowout Preventer, 2) Closing Unit, and 3) Choke Manifold System. Not included in the request is the Annular Blowout Preventer. | 2006-04-14 | 2074000 | 100
9295 | T1 | Grey Wolf Inc | Grey Wolf Inc Rig: #314 | 2.3 Mi NE Near FM 1798 | Minden | TX | 75667 | Rusk | CN601355498 | Not Regulated by TCEQ | Drilling Mud Recycling System: that includes only the following components: 1) Shaker Tank, 2) Shale Shaker, 3) De-Silter, 4) De-Sander, and 5) De-Gasser. The Mud Pumps are not included in the request. Drilling Rig Spill Response Equipment that includes only the following components: 1) Ram Type Blowout Preventer, 2) Closing Unit, and 3) Choke Manifold System. Not included in the request is the Annular Blowout Preventer. | A positive use determination of 100% for the Drilling Mud Recycling System: that includes only the following components: 1) Shaker Tank, 2) Shale Shaker, 3) De-Silter, 4) De-Sander, and 5) De-Gasser. The Mud Pumps are not included in the request. A positive use determination of 100% for the Drilling Rig Spill Response Equipment that includes only the following components: 1) Ram Type Blowout Preventer, 2) Closing Unit, and 3) Choke Manifold System. Not included in the request is the Annular Blowout Preventer. | 2006-04-14 | 910000 | 100
9296 | T1 | Grey Wolf Inc | Grey Wolf Inc Rig: #702 | 8.4 Mi SE Near CR 246 | Kilgore | TX | 75662 | Rusk | CN601355498 | Not Regulated by TCEQ | Drilling Mud Recycling System: that includes only the following components: 1) Shaker Tank, 2) Shale Shaker, 3) De-Silter, 4) De-Sander, and 5) De-Gasser. The Mud Pumps are not included in the request. Drilling Rig Spill Response Equipment that includes only the following components: 1) Ram Type Blowout Preventer, 2) Closing Unit, and 3) Choke Manifold System. Not included in the request is the Annular Blowout Preventer. | A positive use determination of 100% for the Drilling Mud Recycling System: that includes only the following components: 1) Shaker Tank, 2) Shale Shaker, 3) De-Silter, 4) De-Sander, and 5) De-Gasser. The Mud Pumps are not included in the request. A positive use determination of 100% for the Drilling Rig Spill Response Equipment that includes only the following components: 1) Ram Type Blowout Preventer, 2) Closing Unit, and 3) Choke Manifold System. Not included in the request is the Annular Blowout Preventer. | 2006-04-14 | 910000 | 100
9297 | T1 | Grey Wolf Inc | Grey Wolf Inc Rig: #307 | 11.3 Mi NE Near Pipeline | La Grulla | TX | 78595 | Starr | CN601355498 | Not Regulated by TCEQ | Drilling Mud Recycling System: that includes only the following components: 1) Shaker Tank, 2) Shale Shaker, 3) De-Silter, 4) De-Sander, and 5) De-Gasser. The Mud Pumps are not included in the request. Drilling Rig Spill Response Equipment that includes only the following components: 1) Ram Type Blowout Preventer, 2) Closing Unit, and 3) Choke Manifold System. Not included in the request is the Annular Blowout Preventer. | A positive use determination of 100% for the Drilling Mud Recycling System: that includes only the following components: 1) Shaker Tank, 2) Shale Shaker, 3) De-Silter, 4) De-Sander, and 5) De-Gasser. The Mud Pumps are not included in the request. A positive use determination of 100% for the Drilling Rig Spill Response Equipment that includes only the following components: 1) Ram Type Blowout Preventer, 2) Closing Unit, and 3) Choke Manifold System. Not included in the request is the Annular Blowout Preventer. | 2006-04-14 | 2074000 | 100
9298 | T1 | Grey Wolf Inc | Grey Wolf Inc Rig: #312 | 6.5 Mi SE Near FM 1943 | Woodville | TX | 75979 | Tyler | CN601355498 | Not Regulated by TCEQ | Drilling Mud Recycling System: that includes only the following components: 1) Shaker Tank, 2) Shale Shaker, 3) De-Silter, 4) De-Sander, and 5) De-Gasser. The Mud Pumps are not included in the request. Drilling Rig Spill Response Equipment that includes only the following components: 1) Ram Type Blowout Preventer, 2) Closing Unit, and 3) Choke Manifold System. Not included in the request is the Annular Blowout Preventer. | A positive use determination of 100% for the Drilling Mud Recycling System: that includes only the following components: 1) Shaker Tank, 2) Shale Shaker, 3) De-Silter, 4) De-Sander, and 5) De-Gasser. The Mud Pumps are not included in the request. A positive use determination of 100% for the Drilling Rig Spill Response Equipment that includes only the following components: 1) Ram Type Blowout Preventer, 2) Closing Unit, and 3) Choke Manifold System. Not included in the request is the Annular Blowout Preventer. | 2006-04-14 | 2074000 | 100
9299 | T1 | Grey Wolf Inc | Grey Wolf Inc Rig: #302 | 20.3 Mi NW Near Callaghan | Callaghan | TX | 78731 | Webb | CN601355498 | Not Regulated by TCEQ | Drilling Mud Recycling System: that includes only the following components: 1) Shaker Tank, 2) Shale Shaker, 3) De-Silter, 4) De-Sander, and 5) De-Gasser. The Mud Pumps are not included in the request. Drilling Rig Spill Response Equipment that includes only the following components: 1) Ram Type Blowout Preventer, 2) Closing Unit, and 3) Choke Manifold System. Not included in the request is the Annular Blowout Preventer. | A positive use determination of 100% for the Drilling Mud Recycling System: that includes only the following components: 1) Shaker Tank, 2) Shale Shaker, 3) De-Silter, 4) De-Sander, and 5) De-Gasser. The Mud Pumps are not included in the request. A positive use determination of 100% for the Drilling Rig Spill Response Equipment that includes only the following components: 1) Ram Type Blowout Preventer, 2) Closing Unit, and 3) Choke Manifold System. Not included in the request is the Annular Blowout Preventer. | 2006-04-14 | 910000 | 100
9300 | T1 | Grey Wolf Inc | Grey Wolf Inc Rig: #647 | 21.1 Mi NE Near Reforma | Laredo | TX | 78040 | Webb | CN601355498 | Not Regulated by TCEQ | Drilling Mud Recycling System: that includes only the following components: 1) Shaker Tank, 2) Shale Shaker, 3) De-Silter, 4) De-Sander, and 5) De-Gasser. The Mud Pumps are not included in the request. Drilling Rig Spill Response Equipment that includes only the following components: 1) Ram Type Blowout Preventer, 2) Closing Unit, and 3) Choke Manifold System. Not included in the request is the Annular Blowout Preventer. | A positive use determination of 100% for the Drilling Mud Recycling System: that includes only the following components: 1) Shaker Tank, 2) Shale Shaker, 3) De-Silter, 4) De-Sander, and 5) De-Gasser. The Mud Pumps are not included in the request. A positive use determination of 100% for the Drilling Rig Spill Response Equipment that includes only the following components: 1) Ram Type Blowout Preventer, 2) Closing Unit, and 3) Choke Manifold System. Not included in the request is the Annular Blowout Preventer. | 2006-04-14 | 910000 | 100
9301 | T1 | Grey Wolf Inc | Grey Wolf Inc Rig: #862 | 16.2 Mi SE Near Mangana | Laredo | TX | 78040 | Webb | CN601355498 | Not Regulated by TCEQ | Drilling Mud Recycling System: that includes only the following components: 1) Shaker Tank, 2) Shale Shaker, 3) De-Silter, 4) De-Sander, and 5) De-Gasser. The Mud Pumps are not included in the request. Drilling Rig Spill Response Equipment that includes only the following components: 1) Ram Type Blowout Preventer, 2) Closing Unit, and 3) Choke Manifold System. Not included in the request is the Annular Blowout Preventer. | A positive use determination of 100% for the Drilling Mud Recycling System: that includes only the following components: 1) Shaker Tank, 2) Shale Shaker, 3) De-Silter, 4) De-Sander, and 5) De-Gasser. The Mud Pumps are not included in the request. A positive use determination of 100% for the Drilling Rig Spill Response Equipment that includes only the following components: 1) Ram Type Blowout Preventer, 2) Closing Unit, and 3) Choke Manifold System. Not included in the request is the Annular Blowout Preventer. | 2006-04-14 | 910000 | 100
9302 | T1 | Grey Wolf Inc | Grey Wolf Inc Rig: #863 | 9.7 Mi SE Near Playa Ln | Zapata | TX | 78076 | Zapata | CN601355498 | Not Regulated by TCEQ | Drilling Mud Recycling System: that includes only the following components: 1) Shaker Tank, 2) Shale Shaker, 3) De-Silter, 4) De-Sander, and 5) De-Gasser. The Mud Pumps are not included in the request. Drilling Rig Spill Response Equipment that includes only the following components: 1) Ram Type Blowout Preventer, 2) Closing Unit, and 3) Choke Manifold System. Not included in the request is the Annular Blowout Preventer. | A positive use determination of 100% for the Drilling Mud Recycling System: that includes only the following components: 1) Shaker Tank, 2) Shale Shaker, 3) De-Silter, 4) De-Sander, and 5) De-Gasser. The Mud Pumps are not included in the request. A positive use determination of 100% for the Drilling Rig Spill Response Equipment that includes only the following components: 1) Ram Type Blowout Preventer, 2) Closing Unit, and 3) Choke Manifold System. Not included in the request is the Annular Blowout Preventer. | 2006-04-14 | 1346000 | 100
9303 | T1 | Zeon Chemicals | Texas Plant | 11235 Choate Rd | Pasadena | TX | 77507 | Harris | CN600311260 | RN100601566 | The following items: Cement feed pump for PU4DI - existing double mechanical seal was replaced with a three lip seal. PU-11FT Seal Modification - the minimum flow line from the pump was increased in size, Upgrade PU4DII - existing double mechanical seal was replaced with a three lip seal. | A positive use determination of 100% for the Cement Feed Pump For PU4DI; PU-11FT Seal Modification; and Upgrade PU4II. | 2006-04-18 | 38004 | 100
9304 | T1 | Armstrong World Industries | Armstrong Wood Products | 1100 Cotton Ford Rd | Center | TX | 75935 | Shelby | CN602224503 | RN100213065 | The following items: Blower; collection bin; dust collection system; emission containment structure; hoods; solvent recovery; stacks; catch basins; wastewater conveyance; and exhaust ventilation. | A positive use determination of 100% for the blower; collection bin; dust collection system; emission containment structure; hoods; solvent recovery; stacks; catch basins; wastewater conveyance; and exhaust ventilation. | 2006-04-18 | 2364119 | 100
9305 | T1 | Old World Industries | Old World Industries | 9502 Bayport Blvd | Pasadena | TX | 77507 | Harris | CN600130850 | RN100227016 | 1. Various analyzers installed to monitor VOC flow to prevent fugitive emissions. 2. Utility Flare Monitor - ensure compliance. 3. HRVOC Compliance Project: various continuous and non-continuous monitoring devices to track HRVOC presence in cooling towers. 4. Vent Blower - redirects CO2 flue gas to incinerators to reduce NOx formation. 5. Ethylene Flare Gas Compressor: recovers ethylene gas and vents to flare ko drum. | A positive use determination of 100% for the five projects listed above. | 2006-04-21 | 3225500 | 100
9306 | T1 | Old World Industries | Old World Industries | 9502 Bayport Blvd | Pasadena | TX | 77507 | Harris | CN600130850 | RN100227016 | Various analyzers installed to monitor VOC flow to prevent fugitive emissions. Utility Flare Monitor - ensure compliance. HRVOC Compliance Project: various continuous and non-continuous monitoring devices to track HRVOC presence in cooling towers. Vent Blower - redirects CO2 flue gas to incinerators to reduce NOx formation. Ethylene Flare Gas Compressor: recovers ethylene gas and vents to flare ko drum. | A positive use determination of 100% for the five projects listed above. | 2006-04-21 | 3225500 | 100
9307 | T1 | Tyson Prepared Foods Inc | Doskocil Food Service | 6330 Browning Ct | N Richland Hills | TX | 76180 | Tarrant | CN602680381 | RN102286101 | The following items: air scrubber & scrubber fan in wastewater room; oil/fat separator; exhaust hood; water flow meter; pit pump; wastewater chemical pumps (2); 2nd Sweco oil return; ammonia safety reliefs; wastewater treatment & upgrade to treatment; system enhancements; wastewater pump; chemical lab fume hood; SCBA-emergency response; control and monitor for Amana microwave; steam meter valve L#5; single waste receptacles(4); two double walled storage tanks; six sanitary pressure transmitters; lift station grease trap; and automatic flame controller for 400HP boiler. | A positive use determination of 100% for the 30 items listed on this application. | 2006-04-19 | 346163 | 100
9308 | T1 | Anheuser-Busch Packaging Group | Longhorn Glass Corporation | 4202 Fidelity St | Houston | TX | 77026 | Harris | CN601291057 | RN100671445 | Cullet Water System Upgrade: 1. A rainwater diversion system to divert stormwater after 1" of rainfall. 2. A grit removal system to remove solids (broken glass) from water transferred from the cullet water sump. 3. Oil mops to remove oil from the wastewater. | A positive use determination for 100% of the cullet water system upgrade. | 2006-04-24 | 607277 | 100
9309 | T1 | Eval Company Of America | Evalca | 11500 Bay Area Blvd | Pasadena | TX | 77507 | Harris | CN600126015 | RN100212216 | 1. Flare Unit for resin production. 2. Acetic Acid Scrubber for dryers. 3. Welded Pipe Joints in 4th resin line. 4. Paving to direct runoff from resin production to detention pond. 5. Emission monitors and instrumentation for resin line. 6. Circulation Pump for stormwater runoff in resin area. 7. Wastewater Equalization and Processing Facility for resin unit. 8. Detention Pond for stormwater in resin area. | A positive use determination for 100% of the 8 pollution control property items listed above. | 2006-06-22 | 10991524 | 100
9310 | T1 | Duratherm Inc | Duratherm | 2710 Avenue S | San Leon | TX | 77539 | Galveston | CN603349820 | RN100890235 | Thermal Desorber/Trun Platform: Incinerator/Distillation Recycling System. Two Roll-Off Boxes - Waste storage vessels to hold waste prior to treatment. | A positive use determination for 100% of the thermal desorber/trun platform and two roll-off boxes for waste storage. | 2006-06-22 | 727187 | 100
9311 | T1 | Don A Stewart Inc | Brush Country Shell | 4410 W Wc/6511 Brush Ctry | Austin | TX | 78746 | Travis | CN600246607 | Insufficient Information | Retention Pond: Installation Cost, Property Value, Trench Drains. Fuel Systems: Double Walled Tanks, Double Walled Pipes, Stage II Vapor Recovery Equipment. Tight Fill Fittings, Spill Containers, Vent Restrictions, Tank Top Sumps, Under Dispenser Sumps, Groundwater Monitoring, Line Leak Detectors, Tightness Testing Equipment Stage I at the Tanks, Concrete Paving Tank Pad/Lines, and Reclaim tank and equipment. | A positive use determination of 100% for the Retention Pond: Installation Cost, Property Value, and Trench Drains; Stage II Vapor Recovery Equipment; Tight Fill Fittings; Spill Containers; Vent Restrictions; Tank Top Sumps; Under Dispenser Sumps; Groundwater Monitoring; Line Leak Detectors; Tightness Testing Equipment; Stage I at the Tanks; Concrete Paving Tank Pad/Lines; and Reclaim tank and equipment. A positive use determination of 50% for the double walled tanks and pipes. | 2006-04-21 | 225975 | 100
9312 | T1 | Don A Stewart Inc | Southwest Chevron | 8600 Manchaca Rd | Austin | TX | 78748 | Travis | CN600246607 | RN102259827 | Retention Pond: Installation Cost, Property Value, Trench Drains, Subgrade Preparation. Fuel Systems: Double Walled Tanks, Double Walled Pipes, Stage II Vapor Recovery Equipment. Tight Fill Fittings, Spill Containers, Vent Restrictions, Tank Top Sumps, Under Dispenser Sumps, Groundwater Monitoring, Line Leak Detectors, Tightness Testing Equipment Stage I at the Tanks, Concrete Paving Tank Pad/Lines, and Reclaim tank and equipment. | A positive use determination of 100% for the Retention Pond: Installation Cost, Property Value, Trench Drains, Subgrade Preparation; Stage II Vapor Recovery Equipment; Tight Fill Fittings; Spill Containers; Vent Restrictions; Tank Top Sumps; Under Dispenser Sumps; Groundwater Monitoring; Line Leak Detectors; Tightness Testing Equipment Stage I at the Tanks; Concrete Paving Tank Pad/Lines; and Reclaim tank and equipment. A positive use determination of 50% for the double walled tanks and pipes. | 2006-04-21 | 195110 | 100
9313 | T1 | Don A Stewart Inc | Rapid Lube | 448 FM 685 | Pflugerville | TX | 78660 | Travis | CN600246607 | Insufficient Information | Lube Center: pit guard openings with drain pan; subgrade preparation; subfloor containment; double walled lube tanks; sump pump, collection sump, plumbing, & HMI separator; and oil filter crusher. Car Wash: Paving installed to recover all solids and soap/water residuals; subgrade preparation; and sump pit/tank and plumbing. | A positive use determination of 100% for the pit guard openings with drain pan; subgrade preparation; subfloor containment; sump pump, collection sump, plumbing, & HMI separator; oil filter crusher and for the Car Wash: Paving installed to recover all solids and soap/water residuals; subgrade preparation; and sump pit/tank and plumbing. A positive use determination of 100% for the double walled lube tanks. | 2006-04-21 | 107532 | 100
9314 | T1 | Don A Stewart Inc | Don A Stewart Bulk Plant | 7110 E Ben White Blvd | Austin | TX | 78741 | Travis | CN600246607 | RN100527688 | Retention Ponds: installation costs; land value; subgrade preparation; and paving used for dust control and stormwater diversion. Fuel Systems: Tightness Testing Equipment (Veeder); Secondary Containment - Above Ground Storage Tanks and Building; and Trailer Pressure Washers and Vacuum Trailer/equipment. | A positive use determination of 100% for the Retention Ponds: installation costs; land value; subgrade preparation; and paving used for dust control and stormwater diversion and the Fuel Systems: Tightness Testing Equipment (Veeder); and the Secondary Containment - Above Ground Storage Tanks and Building; and the Trailer Pressure Washers and Vacuum Trailer/equipment. | 2006-04-21 | 598744 | 100
9315 | T2 | Sabine Mining Company The | Sabine Mining Company | 6501 FM 968 W | Hallsville | TX | 75650 | Harrison | CN600835797 | RN103968707 | The following items: Spring Creek Sediment Pond; S5A Sediment Pond; S5B Sediment Pond; S6A Sediment Pond; Sediment Pond Pump Tractor; and Sediment Pump Barge. Reclamation Equipment: Komatsu PC 1800 Backhoe; Komatsu D275 Dozer; CAT D9T Dozer; and Komatsu 150 Ton End Dump. | A positive use determination of 100% for the Spring Creek Sediment Pond; S5A Sediment Pond; S5B Sediment Pond; S6A Sediment Pond; Sediment Pond Pump Tractor; the Sediment Pump Barge and for the reclamation Equipment: Komatsu PC 1800 Backhoe; Komatsu D275 Dozer; CAT D9T Dozer; and Komatsu 150 Ton End Dump. | 2006-04-21 | 5933078 | 100
9316 | T1 | Rohm & Haas Texas Inc | Rohm & Haas Texas | 1900 Tidal Rd | Deer Park | TX | 77536 | Harris | CN600131395 | RN100223205 | The following projects: Acetylene, Replace HA Flare Tip-AR; CEMS Implementations: Methacrylates, Acrylates, & Boiler Area; Boiler No. 4 NOx Reduction; HT Oxidation Sump Tank Replacement; Wastewater Treatment Plant: Expansion. Neutralization Piping, and North and South Belt Presses; and Utility, Plant Chemical Sewer Upgrades. | A positive use determination of 100% for the projects listed in the property description. | 2006-04-20 | 9807670 | 100
9317 | T1 | Grey Wolf Inc | Grey Wolf Rig: #734 | 2.5 Mi NE Near Jw Session | Wells | TX | 75976 | Angelina | CN601355498 | Not Regulated by TCEQ | Drilling Mud Recycling System that includes only the following: 1) Shaker Tanks 2) Shale Shakers 3) Desilter 4) Desander 5) Degasser. Drilling Rig Spill Response Equipment that includes only the following components: 1) RAM Type Blowout Preventer 2) Closing Unit 3) Choke Manifold System. Waste Oil Storage Tank and associated secondary containment. | A positive use determination of 100% for the Drilling Mud Recycling System that includes only the following: 1) Shaker Tanks 2) Shale Shakers 3) Desilter 4) Desander 5) Degasser; the Drilling Rig Spill Response Equipment that includes only the following components: 1) RAM Type Blowout Preventer 2) Closing Unit 3) Choke Manifold System; and the Waste Oil Storage Tank and associated secondary containment. | 2006-04-21 | 583800 | 100
9318 | T1 | Grey Wolf Inc | Grey Wolf Rig: #508 | 142 Mi SE Bralek Rd | Cuero | TX | 77954 | Dewitt | CN601355498 | Not Regulated by TCEQ | Drilling Mud Recycling System that includes only the following: 1) Shaker Tanks 2) Shale Shakers 3) Desilter 4) Desander 5) Degasser. Drilling Rig Spill Response Equipment that includes only the following components: 1) RAM Type Blowout Preventer 2) Closing Unit 3) Choke Manifold System. Waste Oil Storage Tank and associated secondary containment. | A positive use determination of 100% for the Drilling Mud Recycling System that includes only the following: 1) Shaker Tanks 2) Shale Shakers 3) Desilter 4) Desander 5) Degasser; the Drilling Rig Spill Response Equipment that includes only the following components: 1) RAM Type Blowout Preventer 2) Closing Unit 3) Choke Manifold System; and the Waste Oil Storage Tank and associated secondary containment. | 2006-04-21 | 669800 | 100
9319 | T1 | Grey Wolf Inc | Grey Wolf Rig: #861 | 4.5 Mi NE Near FM 602 | Floydada | TX | 79235 | Floyd | CN601355498 | Not Regulated by TCEQ | Drilling Mud Recycling System that includes only the following: 1) Shaker Tanks 2) Shale Shakers 3) Desilter 4) Desander 5) Degasser. Drilling Rig Spill Response Equipment that includes only the following components: 1) RAM Type Blowout Preventer 2) Closing Unit 3) Choke Manifold System. Waste Oil Storage Tank and associated secondary containment. | A positive use determination of 100% for the Drilling Mud Recycling System that includes only the following: 1) Shaker Tanks 2) Shale Shakers 3) Desilter 4) Desander 5) Degasser; the Drilling Rig Spill Response Equipment that includes only the following components: 1) RAM Type Blowout Preventer 2) Closing Unit 3) Choke Manifold System; and the Waste Oil Storage Tank and associated secondary containment. | 2006-04-21 | 429800 | 100
9320 | T1 | Grey Wolf Inc | Grey Wolf Rig: #710 | 1.3 Mi SE Near CR 1186 | Gill | TX | 75670 | Harrison | CN601355498 | Not Regulated by TCEQ | Drilling Mud Recycling System that includes only the following: 1) Shaker Tanks 2) Shale Shakers 3) Desilter 4) Desander 5) Degasser. Drilling Rig Spill Response Equipment that includes only the following components: 1) RAM Type Blowout Preventer 2) Closing Unit 3) Choke Manifold System. Waste Oil Storage Tank and associated secondary containment. | A positive use determination of 100% for the Drilling Mud Recycling System that includes only the following: 1) Shaker Tanks 2) Shale Shakers 3) Desilter 4) Desander 5) Degasser; the Drilling Rig Spill Response Equipment that includes only the following components: 1) RAM Type Blowout Preventer 2) Closing Unit 3) Choke Manifold System; and the Waste Oil Storage Tank and associated secondary containment. | 2006-04-21 | 603800 | 100
9321 | T1 | Grey Wolf Inc | Grey Wolf Rig: #48 | S Hwy 281 | Alice | TX | 78332 | Jim Wells | CN601355498 | Not Regulated by TCEQ | Drilling Mud Recycling System that includes only the following: 1) Shaker Tanks 2) Shale Shakers 3) Desilter 4) Desander 5) Degasser. Drilling Rig Spill Response Equipment that includes only the following components: 1) RAM Type Blowout Preventer 2) Closing Unit 3) Choke Manifold System. Waste Oil Storage Tank and associated secondary containment. | A positive use determination of 100% for the Drilling Mud Recycling System that includes only the following: 1) Shaker Tanks 2) Shale Shakers 3) Desilter 4) Desander 5) Degasser; the Drilling Rig Spill Response Equipment that includes only the following components: 1) RAM Type Blowout Preventer 2) Closing Unit 3) Choke Manifold System; and the Waste Oil Storage Tank and associated secondary containment. | 2006-04-21 | 590800 | 100
9322 | T1 | Grey Wolf Inc | Grey Wolf Rig: #558 | 4.4 Mis Stewart Rd | Mission | TX | 78572 | Jim Wells | CN601355498 | Not Regulated by TCEQ | Drilling Mud Recycling System that includes only the following: 1) Shaker Tanks 2) Shale Shakers 3) Desilter 4) Desander 5) Degasser. Drilling Rig Spill Response Equipment that includes only the following components: 1) RAM Type Blowout Preventer 2) Closing Unit 3) Choke Manifold System. Waste Oil Storage Tank and associated secondary containment. | A positive use determination of 100% for the Drilling Mud Recycling System that includes only the following: 1) Shaker Tanks 2) Shale Shakers 3) Desilter 4) Desander 5) Degasser; the Drilling Rig Spill Response Equipment that includes only the following components: 1) RAM Type Blowout Preventer 2) Closing Unit 3) Choke Manifold System; and the Waste Oil Storage Tank and associated secondary containment. | 2006-04-21 | 1112800 | 100
9323 | T1 | Grey Wolf Inc | Grey Wolf Rig: #558 | 4.4 Mis Stewart Rd | Mission | TX | 78572 | Hidalgo | CN601355498 | Not Regulated by TCEQ | Drilling Mud Recycling System that includes only the following: 1) Shaker Tanks 2) Shale Shakers 3) Desilter 4) Desander 5) Degasser. Drilling Rig Spill Response Equipment that includes only the following components: 1) RAM Type Blowout Preventer 2) Closing Unit 3) Choke Manifold System. Waste Oil Storage Tank and associated secondary containment. | A positive use determination of 100% for the Drilling Mud Recycling System that includes only the following: 1) Shaker Tanks 2) Shale Shakers 3) Desilter 4) Desander 5) Degasser; the Drilling Rig Spill Response Equipment that includes only the following components: 1) RAM Type Blowout Preventer 2) Closing Unit 3) Choke Manifold System; and the Waste Oil Storage Tank and associated secondary containment. | 2006-04-21 | 1112800 | 100
9324 | T1 | Grey Wolf Inc | Grey Wolf Rig: #305 | 3.5 W Near FM 915 | Rio Vista | TX | 76903 | Johnson | CN601355498 | Not Regulated by TCEQ | Drilling Mud Recycling System that includes only the following: 1) Shaker Tanks 2) Shale Shakers 3) Desilter 4) Desander 5) Degasser. Drilling Rig Spill Response Equipment that includes only the following components: 1) RAM Type Blowout Preventer 2) Closing Unit 3) Choke Manifold System. Waste Oil Storage Tank and associated secondary containment. | A positive use determination of 100% for the Drilling Mud Recycling System that includes only the following: 1) Shaker Tanks 2) Shale Shakers 3) Desilter 4) Desander 5) Degasser; the Drilling Rig Spill Response Equipment that includes only the following components: 1) RAM Type Blowout Preventer 2) Closing Unit 3) Choke Manifold System; and the Waste Oil Storage Tank and associated secondary containment. | 2006-04-21 | 695800 | 100
9325 | T1 | Grey Wolf Inc | Grey Wolf Rig: #610 | 7.5 Mi NW Near Cr1010 | Cleburne | TX | 76031 | Johnson | CN601355498 | Not Regulated by TCEQ | Drilling Mud Recycling System that includes only the following: 1) Shaker Tanks 2) Shale Shakers 3) Desilter 4) Desander 5) Degasser. Drilling Rig Spill Response Equipment that includes only the following components: 1) RAM Type Blowout Preventer 2) Closing Unit 3) Choke Manifold System. Waste Oil Storage Tank and associated secondary containment. | A positive use determination of 100% for the Drilling Mud Recycling System that includes only the following: 1) Shaker Tanks 2) Shale Shakers 3) Desilter 4) Desander 5) Degasser; the Drilling Rig Spill Response Equipment that includes only the following components: 1) RAM Type Blowout Preventer 2) Closing Unit 3) Choke Manifold System; and the Waste Oil Storage Tank and associated secondary containment. | 2006-04-21 | 567800 | 100
9326 | T1 | Grey Wolf Inc | Grey Wolf Rig: #851 | 6 Mi SE Near CR U | Lipscomb | TX | 79056 | Lipscomb | CN601355498 | Not Regulated by TCEQ | Drilling Mud Recycling System that includes only the following: 1) Shaker Tanks 2) Shale Shakers 3) Desilter 4) Desander 5) Degasser. Drilling Rig Spill Response Equipment that includes only the following components: 1) RAM Type Blowout Preventer 2) Closing Unit 3) Choke Manifold System. Waste Oil Storage Tank and associated secondary containment. | A positive use determination of 100% for the Drilling Mud Recycling System that includes only the following: 1) Shaker Tanks 2) Shale Shakers 3) Desilter 4) Desander 5) Degasser; the Drilling Rig Spill Response Equipment that includes only the following components: 1) RAM Type Blowout Preventer 2) Closing Unit 3) Choke Manifold System; and the Waste Oil Storage Tank and associated secondary containment. | 2006-04-21 | 617800 | 100
9327 | T1 | Grey Wolf Inc | Grey Wolf Rig: #308 | 4.4 Mi S Near CR 421 | Carthage | TX | 75633 | Panola | CN601355498 | Not Regulated by TCEQ | Drilling Mud Recycling System that includes only the following: 1) Shaker Tanks 2) Shale Shakers 3) Desilter 4) Desander 5) Degasser. Drilling Rig Spill Response Equipment that includes only the following components: 1) RAM Type Blowout Preventer 2) Closing Unit 3) Choke Manifold System. Waste Oil Storage Tank and associated secondary containment. | A positive use determination of 100% for the Drilling Mud Recycling System that includes only the following: 1) Shaker Tanks 2) Shale Shakers 3) Desilter 4) Desander 5) Degasser; the Drilling Rig Spill Response Equipment that includes only the following components: 1) RAM Type Blowout Preventer 2) Closing Unit 3) Choke Manifold System; and the Waste Oil Storage Tank and associated secondary containment. | 2006-04-21 | 429800 | 100
9328 | T1 | Grey Wolf Inc | Grey Wolf Rig: #092 | 24.2 Mi SW Hwy 2037 | Stockton | TX | 78735 | Pecos | CN601355498 | Not Regulated by TCEQ | Drilling Mud Recycling System that includes only the following: 1) Shaker Tanks 2) Shale Shakers 3) Desilter 4) Desander 5) Degasser. Drilling Rig Spill Response Equipment that includes only the following components: 1) RAM Type Blowout Preventer 2) Closing Unit 3) Choke Manifold System. Waste Oil Storage Tank and associated secondary containment. | A positive use determination of 100% for the Drilling Mud Recycling System that includes only the following: 1) Shaker Tanks 2) Shale Shakers 3) Desilter 4) Desander 5) Degasser; the Drilling Rig Spill Response Equipment that includes only the following components: 1) RAM Type Blowout Preventer 2) Closing Unit 3) Choke Manifold System; and the Waste Oil Storage Tank and associated secondary containment. | 2006-04-21 | 937800 | 100
9329 | T1 | Grey Wolf Inc | Grey Wolf Rig: #646 | 2.5 M,I W Near Keller Hic | Keller | TX | 76026 | Tarrant | CN601355498 | Not Regulated by TCEQ | Drilling Mud Recycling System that includes only the following: 1) Shaker Tanks 2) Shale Shakers 3) Desilter 4) Desander 5) Degasser. Drilling Rig Spill Response Equipment that includes only the following components: 1) RAM Type Blowout Preventer 2) Closing Unit 3) Choke Manifold System. Waste Oil Storage Tank and associated secondary containment. | A positive use determination of 100% for the Drilling Mud Recycling System that includes only the following: 1) Shaker Tanks 2) Shale Shakers 3) Desilter 4) Desander 5) Degasser; the Drilling Rig Spill Response Equipment that includes only the following components: 1) RAM Type Blowout Preventer 2) Closing Unit 3) Choke Manifold System; and the Waste Oil Storage Tank and associated secondary containment. | 2006-04-21 | 518800 | 100
9330 | T1 | Grey Wolf Inc | Grey Wolf Rig: #714 | 4 M NE Oak Grove Rd | Burleson | TX | 76028 | Tarrant | CN601355498 | Not Regulated by TCEQ | Drilling Mud Recycling System that includes only the following: 1) Shaker Tanks 2) Shale Shakers 3) Desilter 4) Desander 5) Degasser. Drilling Rig Spill Response Equipment that includes only the following components: 1) RAM Type Blowout Preventer 2) Closing Unit 3) Choke Manifold System. Waste Oil Storage Tank and associated secondary containment. | A positive use determination of 100% for the Drilling Mud Recycling System that includes only the following: 1) Shaker Tanks 2) Shale Shakers 3) Desilter 4) Desander 5) Degasser; the Drilling Rig Spill Response Equipment that includes only the following components: 1) RAM Type Blowout Preventer 2) Closing Unit 3) Choke Manifold System; and the Waste Oil Storage Tank and associated secondary containment. | 2006-04-21 | 442800 | 100
9331 | T1 | Grey Wolf Inc | Grey Wolf Rig: #013 | 4.7 Mi SW Locust Rd | Gilmer | TX | 75644 | Upshur | CN601355498 | Not Regulated by TCEQ | Drilling Mud Recycling System that includes only the following: 1) Shaker Tanks 2) Shale Shakers 3) Desilter 4) Desander 5) Degasser. Drilling Rig Spill Response Equipment that includes only the following components: 1) RAM Type Blowout Preventer 2) Closing Unit 3) Choke Manifold System. Waste Oil Storage Tank and associated secondary containment. | A positive use determination of 100% for the Drilling Mud Recycling System that includes only the following: 1) Shaker Tanks 2) Shale Shakers 3) Desilter 4) Desander 5) Degasser; the Drilling Rig Spill Response Equipment that includes only the following components: 1) RAM Type Blowout Preventer 2) Closing Unit 3) Choke Manifold System; and the Waste Oil Storage Tank and associated secondary containment. | 2006-04-21 | 493800 | 100
9332 | T1 | Grey Wolf Inc | Grey Wolf Rig: #627 | 12.5 Mi NW Near Rr160 | Rankin | TX | 78778 | Upton | CN601355498 | Not Regulated by TCEQ | Drilling Mud Recycling System that includes only the following: 1) Shaker Tanks 2) Shale Shakers 3) Desilter 4) Desander 5) Degasser. Drilling Rig Spill Response Equipment that includes only the following components: 1) RAM Type Blowout Preventer 2) Closing Unit 3) Choke Manifold System. Waste Oil Storage Tank and associated secondary containment. | A positive use determination of 100% for the Drilling Mud Recycling System that includes only the following: 1) Shaker Tanks 2) Shale Shakers 3) Desilter 4) Desander 5) Degasser; the Drilling Rig Spill Response Equipment that includes only the following components: 1) RAM Type Blowout Preventer 2) Closing Unit 3) Choke Manifold System; and the Waste Oil Storage Tank and associated secondary containment. | 2006-04-21 | 589800 | 100
9333 | T1 | Grey Wolf Inc | Grey Wolf Rig: #514 | 34.9 Mi Near Cr107 | Ozona | TX | 76943 | Val Verde | CN601355498 | Not Regulated by TCEQ | Drilling Mud Recycling System that includes only the following: 1) Shaker Tanks 2) Shale Shakers 3) Desilter 4) Desander 5) Degasser. Drilling Rig Spill Response Equipment that includes only the following components: 1) RAM Type Blowout Preventer 2) Closing Unit 3) Choke Manifold System. Waste Oil Storage Tank and associated secondary containment. | A positive use determination of 100% for the Drilling Mud Recycling System that includes only the following: 1) Shaker Tanks 2) Shale Shakers 3) Desilter 4) Desander 5) Degasser; the Drilling Rig Spill Response Equipment that includes only the following components: 1) RAM Type Blowout Preventer 2) Closing Unit 3) Choke Manifold System; and the Waste Oil Storage Tank and associated secondary containment. | 2006-04-21 | 757800 | 100
9334 | T1 | Grey Wolf Inc | Grey Wolf Rig: #505 | 9.7 Mi NW Near Hwy 1161 | Wharton | TX | 77488 | Wharton | CN601355498 | Not Regulated by TCEQ | Drilling Mud Recycling System that includes only the following: 1) Shaker Tanks 2) Shale Shakers 3) Desilter 4) Desander 5) Degasser. Drilling Rig Spill Response Equipment that includes only the following components: 1) RAM Type Blowout Preventer 2) Closing Unit 3) Choke Manifold System. Waste Oil Storage Tank and associated secondary containment. | A positive use determination of 100% for the Drilling Mud Recycling System that includes only the following: 1) Shaker Tanks 2) Shale Shakers 3) Desilter 4) Desander 5) Degasser; the Drilling Rig Spill Response Equipment that includes only the following components: 1) RAM Type Blowout Preventer 2) Closing Unit 3) Choke Manifold System; and the Waste Oil Storage Tank and associated secondary containment. | 2006-04-21 | 657800 | 100
9335 | T1 | Scandrill Inc | Scandrill - Scan Cross | 5.6 Mi SW Near Cr811 | Teague | TX | 75860 | Freestone | CN601088818 | Insufficient Information | Drilling Mud Recycling System that includes only the following: 1) Shaker Tanks 2) Shale Shakers 3) Desilter 4) Desander 5) Degasser. Drilling Rig Spill Response Equipment that includes only the following components: 1) RAM Type Blowout Preventer 2) Closing Unit 3) Choke Manifold System. Waste Oil Storage Tank and associated secondary containment. | A positive use determination of 100% for the Drilling Mud Recycling System that includes only the following: 1) Shaker Tanks 2) Shale Shakers 3) Desilter 4) Desander 5) Degasser; the Drilling Rig Spill Response Equipment that includes only the following components: 1) RAM Type Blowout Preventer 2) Closing Unit 3) Choke Manifold System; and the Waste Oil Storage Tank and associated secondary containment. | 2006-04-21 | 460800 | 100
9336 | T1 | Scandrill Inc | Scandrill - Scan Explorer | 2.1 Mi NE Near Rr | Fairfield | TX | 75840 | Freestone | CN601088818 | Insufficient Information | Drilling Mud Recycling System that includes only the following: 1) Shaker Tanks 2) Shale Shakers 3) Desilter 4) Desander 5) Degasser. Drilling Rig Spill Response Equipment that includes only the following components: 1) RAM Type Blowout Preventer 2) Closing Unit 3) Choke Manifold System. Waste Oil Storage Tank and associated secondary containment. | A positive use determination of 100% for the Drilling Mud Recycling System that includes only the following: 1) Shaker Tanks 2) Shale Shakers 3) Desilter 4) Desander 5) Degasser; the Drilling Rig Spill Response Equipment that includes only the following components: 1) RAM Type Blowout Preventer 2) Closing Unit 3) Choke Manifold System; and the Waste Oil Storage Tank and associated secondary containment. | 2006-04-21 | 463800 | 100
9337 | T1 | Scandrill Inc | Scandrill - Scan Victory | 4 Mi SW Near CR 795 | Donie | TX | 75838 | Freestone | CN601088818 | Insufficient Information | Drilling Mud Recycling System that includes only the following: 1) Shaker Tanks 2) Shale Shakers 3) Desilter 4) Desander 5) Degasser. Drilling Rig Spill Response Equipment that includes only the following components: 1) RAM Type Blowout Preventer 2) Closing Unit 3) Choke Manifold System. Waste Oil Storage Tank and associated secondary containment. | A positive use determination of 100% for the Drilling Mud Recycling System that includes only the following: 1) Shaker Tanks 2) Shale Shakers 3) Desilter 4) Desander 5) Degasser; the Drilling Rig Spill Response Equipment that includes only the following components: 1) RAM Type Blowout Preventer 2) Closing Unit 3) Choke Manifold System; and the Waste Oil Storage Tank and associated secondary containment. | 2006-04-21 | 688800 | 100
9338 | T1 | Scandrill Inc | Scandrill - Scan Freedom | 4 Mi SW Near CR 338 | Donie | TX | 75838 | Leon | CN601088818 | Insufficient Information | Drilling Mud Recycling System that includes only the following: 1) Shaker Tanks 2) Shale Shakers 3) Desilter 4) Desander 5) Degasser. Drilling Rig Spill Response Equipment that includes only the following components: 1) RAM Type Blowout Preventer 2) Closing Unit 3) Choke Manifold System. Waste Oil Storage Tank and associated secondary containment. | A positive use determination of 100% for the Drilling Mud Recycling System that includes only the following: 1) Shaker Tanks 2) Shale Shakers 3) Desilter 4) Desander 5) Degasser; the Drilling Rig Spill Response Equipment that includes only the following components: 1) RAM Type Blowout Preventer 2) Closing Unit 3) Choke Manifold System; and the Waste Oil Storage Tank and associated secondary containment. | 2006-04-21 | 770800 | 100
9339 | T1 | Scandrill Inc | Scandrill - Scan Texas | 6.5 Mi NW Near FM1512 | Jewett | TX | 75846 | Leon | CN601088818 | Insufficient Information | Drilling Mud Recycling System that includes only the following: 1) Shaker Tanks 2) Shale Shakers 3) Desilter 4) Desander 5) Degasser. Drilling Rig Spill Response Equipment that includes only the following components: 1) RAM Type Blowout Preventer 2) Closing Unit 3) Choke Manifold System. Waste Oil Storage Tank and associated secondary containment. | A positive use determination of 100% for the Drilling Mud Recycling System that includes only the following: 1) Shaker Tanks 2) Shale Shakers 3) Desilter 4) Desander 5) Degasser; the Drilling Rig Spill Response Equipment that includes only the following components: 1) RAM Type Blowout Preventer 2) Closing Unit 3) Choke Manifold System; and the Waste Oil Storage Tank and associated secondary containment. | 2006-04-21 | 770800 | 100
9340 | T1 | Scandrill Inc | Scandrill - Scan Discoverer | 11.7 Mi SE Near CR 823 | Grosbeck | TX | 76642 | Limestone | CN601088818 | Insufficient Information | Drilling Mud Recycling System that includes only the following: 1) Shaker Tanks 2) Shale Shakers 3) Desilter 4) Desander 5) Degasser. Drilling Rig Spill Response Equipment that includes only the following components: 1) RAM Type Blowout Preventer 2) Closing Unit 3) Choke Manifold System. Waste Oil Storage Tank and associated secondary containment. | A positive use determination of 100% for the Drilling Mud Recycling System that includes only the following: 1) Shaker Tanks 2) Shale Shakers 3) Desilter 4) Desander 5) Degasser; the Drilling Rig Spill Response Equipment that includes only the following components: 1) RAM Type Blowout Preventer 2) Closing Unit 3) Choke Manifold System; and the Waste Oil Storage Tank and associated secondary containment. | 2006-04-21 | 532800 | 100
9341 | T1 | Scandrill Inc | Scandrill - Scan Gold | 13 Mi SE On CR 828 | Grosbeck | TX | 76642 | Limestone | CN601088818 | Insufficient Information | Drilling Mud Recycling System that includes only the following: 1) Shaker Tanks 2) Shale Shakers 3) Desilter 4) Desander 5) Degasser. Drilling Rig Spill Response Equipment that includes only the following components: 1) RAM Type Blowout Preventer 2) Closing Unit 3) Choke Manifold System. Waste Oil Storage Tank and associated secondary containment. | A positive use determination of 100% for the Drilling Mud Recycling System that includes only the following: 1) Shaker Tanks 2) Shale Shakers 3) Desilter 4) Desander 5) Degasser; the Drilling Rig Spill Response Equipment that includes only the following components: 1) RAM Type Blowout Preventer 2) Closing Unit 3) Choke Manifold System; and the Waste Oil Storage Tank and associated secondary containment. | 2006-04-21 | 467800 | 100
9342 | T1 | Scandrill Inc | Scandrill - Scan Pride | 12 Mi NW Near CR 843 | Nacogdoches | TX | 75961 | Nacogdoches | CN601088818 | Insufficient Information | Drilling Mud Recycling System that includes only the following: 1) Shaker Tanks 2) Shale Shakers 3) Desilter 4) Desander 5) Degasser. Drilling Rig Spill Response Equipment that includes only the following components: 1) RAM Type Blowout Preventer 2) Closing Unit 3) Choke Manifold System. Waste Oil Storage Tank and associated secondary containment. | A positive use determination of 100% for the Drilling Mud Recycling System that includes only the following: 1) Shaker Tanks 2) Shale Shakers 3) Desilter 4) Desander 5) Degasser; the Drilling Rig Spill Response Equipment that includes only the following components: 1) RAM Type Blowout Preventer 2) Closing Unit 3) Choke Manifold System; and the Waste Oil Storage Tank and associated secondary containment. | 2006-04-21 | 603800 | 100
9343 | T1 | Scandrill Inc | Scandrill - Scan Spirit | 8.3 Mi NW Near C829 | Nacogdoches | TX | 75961 | Nacogdoches | CN601088818 | Insufficient Information | Drilling Mud Recycling System that includes only the following: 1) Shaker Tanks 2) Shale Shakers 3) Desilter 4) Desander 5) Degasser. Drilling Rig Spill Response Equipment that includes only the following components: 1) RAM Type Blowout Preventer 2) Closing Unit 3) Choke Manifold System. Waste Oil Storage Tank and associated secondary containment. | A positive use determination of 100% for the Drilling Mud Recycling System that includes only the following: 1) Shaker Tanks 2) Shale Shakers 3) Desilter 4) Desander 5) Degasser; the Drilling Rig Spill Response Equipment that includes only the following components: 1) RAM Type Blowout Preventer 2) Closing Unit 3) Choke Manifold System; and the Waste Oil Storage Tank and associated secondary containment. | 2006-04-21 | 467800 | 100
9344 | T1 | Scandrill Inc | Scandrill - Scan Driller | 5.9 Mi SW Near Cr119 | Carthage | TX | 75663 | Panola | CN601088818 | Insufficient Information | Drilling Mud Recycling System that includes only the following: 1) Shaker Tanks 2) Shale Shakers 3) Desilter 4) Desander 5) Degasser. Drilling Rig Spill Response Equipment that includes only the following components: 1) RAM Type Blowout Preventer 2) Closing Unit 3) Choke Manifold System. Waste Oil Storage Tank and associated secondary containment. | A positive use determination of 100% for the Drilling Mud Recycling System that includes only the following: 1) Shaker Tanks 2) Shale Shakers 3) Desilter 4) Desander 5) Degasser; the Drilling Rig Spill Response Equipment that includes only the following components: 1) RAM Type Blowout Preventer 2) Closing Unit 3) Choke Manifold System; and the Waste Oil Storage Tank and associated secondary containment. | 2006-04-21 | 449800 | 100
9345 | T1 | Scandrill Inc | Scandrill - Rig | 3.2 Mi SE On CR 401 | Carthage | TX | 75663 | Panola | CN601088818 | Insufficient Information | Drilling Mud Recycling System that includes only the following: 1) Shaker Tanks 2) Shale Shakers 3) Desilter 4) Desander 5) Degasser. Drilling Rig Spill Response Equipment that includes only the following components: 1) RAM Type Blowout Preventer 2) Closing Unit 3) Choke Manifold System. Waste Oil Storage Tank and associated secondary containment. | A positive use determination of 100% for the Drilling Mud Recycling System that includes only the following: 1) Shaker Tanks 2) Shale Shakers 3) Desilter 4) Desander 5) Degasser; the Drilling Rig Spill Response Equipment that includes only the following components: 1) RAM Type Blowout Preventer 2) Closing Unit 3) Choke Manifold System; and the Waste Oil Storage Tank and associated secondary containment. | 2006-04-21 | 614800 | 100
9346 | T1 | Scandrill Inc | Scandrill - Rig | 1.5 Mi SE Near Loop738 | Carthage | TX | 75663 | Panola | CN601088818 | Insufficient Information | Drilling Mud Recycling System that includes only the following: 1) Shaker Tanks 2) Shale Shakers 3) Desilter 4) Desander 5) Degasser. Drilling Rig Spill Response Equipment that includes only the following components: 1) RAM Type Blowout Preventer 2) Closing Unit 3) Choke Manifold System. Waste Oil Storage Tank and associated secondary containment. | A positive use determination of 100% for the Drilling Mud Recycling System that includes only the following: 1) Shaker Tanks 2) Shale Shakers 3) Desilter 4) Desander 5) Degasser; the Drilling Rig Spill Response Equipment that includes only the following components: 1) RAM Type Blowout Preventer 2) Closing Unit 3) Choke Manifold System; and the Waste Oil Storage Tank and associated secondary containment. | 2006-04-21 | 569800 | 100
9347 | T1 | Cytec Surface Specialties | Cytec Surface Specialties Inc | Hwy 60 West | Pampas | TX | 79066 | Gray | None Listed | None Listed | Project 2510 Odor Abatement - ODA Storage: Continuous emission monitoring system consisting of monitors, analyzers, buildings, air conditioning equipment, etc. Project 301 Flumes Tankfarm Drainage: stormwater drainage systems for tanks. Project 3998 Flare/Vapor Combustor: Area VII Vent System, Short-stop Dump System and Shutdown for the inhibitor dump and C-65 Safety Systems used to control emissions into the atmosphere. Project 4709 Relief Containment Device: nozzles, rupture disks and holders to process vessels R-56, V-986, V-773, and V-774. Installation of piping to quench tank. | A positive use determination of 100% for Projects 2510, 301, 3998, and 4709. | 2006-04-27 | 895400 | 100
9348 | T1 | Chevron Phillips Chemical Co LP | Chevron Phillips Orange | 5309 FM 1006 | Orange | TX | 77630 | Orange | CN600303614 | RN100215615 | The following projects:U12 Hydrocarbon Gas Detectors: A total of 18 gas (OVA) detectors were installed; H-Line Fines Collection: Added a baghouse; Modify E-619 Exchanger; Install Jacket Heater on Flare Header; Flare Consolidation Project. | A positive use determination of 100% for the U12 Hydrocarbon Gas Detectors; the H-Line Fines Collection; the and Modification to the E-619 Exchanger; the installation of the Jacket Heater on Flare Header; the Flare Consolidation Project. | 2006-04-26 | 614593 | 100
9349 | T1 | Hobas Pipe USA | Hobas Pipe Houston Plant | 1413 Richey Road | Houston | TX | 77073 | Harris | CN600127757 | RN102540812 | Styrene Emissions Controls; Rotor Concentrator/Oxidizer; Dust Collections; and Water Filtration System. | A positive use determination of 100% for the Styrene Emissions Controls, Rotor Concentrator/Oxidizer; Dust Collections; and Water Filtration System. | 2006-04-27 | 1188489 | 100
9350 | T1 | International Truck & Engine Company | SST Truck Company LLC | 4030 Forest Lane | Garland | TX | 75042 | Dallas | CN600126320 | RN100212695 | Munters Zeol 44,000 scfm air abatement unit for manual paint booth and Glamor paint booth. Two pre-paint prep booths, two water-wash paint booths; two sand and pre-paint preparation paint booths; and a sludge pit for paint waste. | A positive use determination for 100% of the Munters Zeol oxidizer, 2 pre-paint prep booths, 2 water-wash paint booths, 2 sand and pre-paint prep booths, and a sludge pit for paint waste. | 2006-05-01 | 3080626 | 100
9351 | T1 | International Paper | Intl Paper - San Antonio Container | 610 Pop Gunn Dr | San Antonio | TX | 78219 | Bexar | CN601047830 | RN102360229 | The following items: Sewer Sump System; Waste Material Baler; Waste Material Hogger; Water Treatment System; and Spill Prevention Control. | A positive use determination of 100% for the Sewer Sump System; Waste Material Baler; Waste Material Hogger; Water Treatment System; and Spill Prevention Control. | 2006-04-26 | 658098 | 100
9352 | T1 | Waha Storage & Transportation LP | Waha Storage & Hub Facility | 971 CR 101 | Coyanosa | TX | 79730 | Reeves | CN605190966 | RN109627034 | Constructed six Injection Wells and Ancillary Equipment (Brine Storage Facility) | A positive use determination of 100% for the six injection wells and the Brine Storage Facility. | 2006-04-27 | 22139000 | 100
9353 | T1 | Don A Stewart Inc | Bastrop Lube & Car Wash | 612 Old Austin Hwy | Bastrop | TX | 78602 | Bastrop | CN600246607 | RN102271863 | The following items: Retention Pond: Installation Cost and land value; Lube Center: Pit Guard Openings with drain pan, required subgrade, subfloor containment, filter crusher, and double walled lube tanks; Car Wash: paving installed to recover all solids, soap and water residuals, subgrade preparation, and sump pit/tank and plumbing. | A positive use determination of 100% for the installation cost and land value of the Retention Pond; the Pit Guard Openings with drain pan, required subgrade, subfloor containment, and filter crusher at the Lube Center; and the paving installed to recover all solids, soap and water residuals, subgrade preparation, and sump pit/tank and plumbing. A positive use determination of 50% for the double walled lube tanks. | 2006-04-27 | 130622 | 100
9354 | T1 | Don A Stewart Inc | Smithville Texaco | 247 East Hwy 71 | Smithville | TX | 78957 | Bastrop | CN600246607 | RN102247608 | The following property: Double walled storage tanks and installation, double walled piping and installation, Stage II Vapor Recovery Equipment, tight fill fittings, spill containers, vent restrictions, tank top sumps, under dispenser sumps, ground water monitoring, line leak detectors, tightness testing equipment, Stage I Vapor Recovery @ the tanks, and environmental paving. Car Wash: settling basin, tank and plumbing. | A positive use determination of 50% for the double walled storage tank and installation and the double walled piping and installation. A positive use determination of 100% for the Stage II Vapor Recovery Equipment, tight fill fittings, spill containers, vent restrictions, tank top sumps, under dispenser sumps, ground water monitoring, line leak detectors, tightness testing equipment, Stage I Vapor Recovery @ the tanks, and environmental paving and at the Car Was the settling basin, tank and plumbing. | 2006-04-27 | 154712 | 100
9355 | T1 | Don A Stewart Inc | Garfield Chevron | 5401 Tucker Hill Ln | Cedar Creek | TX | 78612 | Bastrop | CN600246607 | None Listed | The following items: Septic System: installation and land value. Fuel Systems: Double walled storage tanks and installation, double walled piping and installation, Stage II Vapor Recovery Equipment, tight fill fittings, spill containers, vent restrictions, tank top sumps, under dispenser sumps, ground water monitoring, line leak detectors, tightness testing equipment, Stage I Vapor Recovery @ the tanks, environmental paving, hazardous materials interceptor, and vent hood and ducting. | A positive use determination of 50% for the double walled storage tank and installation and the double walled piping and installation. A positive use determination of 100% for the Septic System, the Stage II Vapor Recovery Equipment, tight fill fittings, spill containers, vent restrictions, tank top sumps, under dispenser sumps, ground water monitoring, line leak detectors, tightness testing equipment, Stage I Vapor Recovery @ the tanks, environmental paving, hazardous materials interceptor, and vent hood and ducting. | 2006-04-27 | 203431 | 100
9356 | T1 | Don A Stewart Inc | Elgin Lube & Car Wash | 1121 West Hwy 290 | Elgin | TX | 78621 | Bastrop | CN600246607 | RN101492874 | The following items: Lube Center: Pit Guard Openings with drain pan, required subgrade, subfloor containment, filter crusher, and double walled lube tanks; Car Wash: paving installed to recover all solids, soap and water residuals, subgrade preparation, and sump pit/tank and plumbing. | A positive use determination of 100% for the Pit Guard Openings with drain pan, required subgrade, subfloor containment, and filter crusher for the Lube Center; and the paving installed to recover all solids, soap and water residuals, subgrade preparation, and sump pit/tank and plumbing for the Car Wash. A positive use determination of 50% for the double walled lube tanks. | 2006-04-27 | 56510 | 100
9357 | T1 | Don A Stewart Inc | Elgin Chevron | 1300 West Hwy 290 | Elgin | TX | 78621 | Bastrop | CN600246607 | RN102271863 | The following property: Double walled storage tanks and installation, double walled piping and installation, Stage II Vapor Recovery Equipment, tight fill fittings, spill containers, vent restrictions, tank top sumps, under dispenser sumps, ground water monitoring, line leak detectors, tightness testing equipment, Stage I Vapor Recovery @ the tanks, and environmental paving. Car Wash: settling basin, tank and plumbing. | A positive use determination of 50% for the double walled storage tanks and installation and the double walled piping and installation. A positive use determination of 100% for the Stage II Vapor Recovery Equipment, tight fill fittings, spill containers, vent restrictions, tank top sumps, under dispenser sumps, ground water monitoring, line leak detectors, tightness testing equipment, Stage I Vapor Recovery @ the tanks, the environmental paving; and the settling basin, tank and plumbing at the Car Wash.. | 2006-04-27 | 151742 | 100
9358 | T1 | Mi Windows And Doors Inc | Mi Windows And Doors Inc | 1801 Industrial Pkwy | Van Alstyne | TX |  | Grayson | CN600880942 | RN101639169 | Property consists of wastewater treatment system used to pretreat process water before release to municipal system. | A positive use determination of 100% for the wastewater treatment system. | 2006-04-27 | 16956 | 100
9359 | T1 | Reheis Chemicals Company Inc | Reheis Chemical Company Inc | 500 Ninth St | Midlothian | TX | 76065 | Ellis | CN600421812 | RN100735034 | Property consists of additional dust collection equipment, including ductwork, dust collectors, electrical and installation. | A positive use determination of 100% for the additional dust collection equipment, including ductwork, dust collectors, electrical and installation. | 2006-04-27 | 75317 | 100
9360 | T1 | Reheis Chemicals Company Inc | Reheis Chemical Company Inc | 500 Ninth St | Midlothian | TX | 76065 | Ellis | CN600421812 | RN100735034 | Items consist of concrete and earth work performed to control stormwater run-off including new area storm drains. | A positive use determination of 100% for the Stormwater Control Project. | 2006-04-27 | 28102 | 100
9361 | T1 | Multiserve Inc | Multiserve Inc | Hwy 67 | Midlothian | TX |  | Ellis | Insufficient Information | Insufficient Information | Property consists of replacement of high pressure steam and water system. System is used to clean equipment; waste water is recycled through wastewater treatment system. | A positive use determination of 100% for the two high pressure wash systems which use recycled wash water.. | 2006-04-27 | 28569 | 100
9362 | T1 | Multiserve Inc | Multiserve Inc | Hwy 67 | Midlothian | TX |  | Ellis | Insufficient Information | Insufficient Information | Property consists of a Vacuum Truck used to collect solid particulate from the process area and recycle it back into the process. | A positive use determination of 100% for the Vacuum Truck. | 2006-04-27 | 217134 | 100
9363 | T1 | Power Service Products Inc | Power Service Products Inc | 513 Peaster Hwy | Weatherford | TX | 76086 | Parker | CN600453443 | RN100767052 | Property consists of concrete tank farm containment structure including drains, piping & pump. | A positive use determination of 100% for the concrete tank farm containment structure including drains, piping & pump. | 2006-04-27 | 808308 | 100
9364 | T1 | Power Service Products Inc | Power Service Products Inc | 513 Peaster Hwy | Weatherford | TX | 76086 | Parker | CN600453443 | RN100767052 | Property consists of Lab Vent Hood, ductwork and installation utilized to vent VOC's to control device. | A positive use determination of 100% for the lab vent hood, ductwork, and installation costs. | 2006-04-27 | 3592 | 100
9365 | T1 | Florestone Products Inc | Florestone Products Inc | 1215 Wayne Cabaniss Dr | Denison | TX | 75020 | Grayson | CN602548463 | RN104120100 | Items consist of duct work, piping, electrical, solid particulate collection system, air compressor utilized to collect solid particulate from process. | A positive use determination of 100% for the Dust Collection System. | 2006-04-27 | 133150 | 100
9366 | T1 | Florestone Products Inc | Florestone Products Inc | 1215 Wayne Cabaniss Dr | Denison | TX | 75020 | Grayson | CN602548463 | RN104120100 | Property consists of baler/compactor used to allow recycle of cardboard and wood. | A positive use determination of 100% for the Compactor/Baler. | 2006-04-27 | 11500 | 100
9367 | T1 | Florestone Products Inc | Florestone Products Inc | 1215 Wayne Cabaniss Dr | Denison | TX | 75020 | Grayson | CN602548463 | RN104120100 | Property consists of pumps, electrical and piping of closed loop water conservation system, including chiller. | A positive use determination of 100% for the Water Conservation System including piping, pump and installation. | 2006-04-27 | 3450 | 100
9368 | T1 | Texas Brine Company LLC | Texas Brine Mt Belvieu |  | Mont Belvieu | TX | 77580 | Chambers | CN603218892 | RN105289326 | Project MTB 1: Brine Pond Liner (Fiberline). Synthetic liner for brine storage pond. | A positive use determination for 100% of the brine storage pond liner. | 2006-05-02 | 201120 | 100
9369 | T1 | Vetco Gray Inc | Vetco Gray Inc | 7308 Hwy 42 N | Kilgore | TX | 75662 | Gregg | CN600514673 | RN102150794 | Paint booth, piping and filtration equipment. | A positive use determination for 100% of a paint booth, piping, and filtration equipment. | 2006-05-02 | 11056 | 100
9370 | T1 | Don A Stewart Inc | Brushy Creek Express Lube | 15908 Rr 620 | Austin | TX | 78664 | Williamson | CN600246607 | None Listed | Storm water retention ponds including land and subgrading. Lube center: pit guard openings, subgrade, subfloor containment and sump, double wall lube tanks, filter crusher, and HMI separator tank with plumbing. | A positive use determination for 100% of the stormwater retention ponds, pit guard openings, subgrade, subfloor containment and sump, filter crusher, and HMI separator. A 50% determination for the double-walled storage tanks. | 2006-05-25 | 88787 | 100
9371 | T1 | Don A Stewart Inc | Rapid Lube | 2001 Couble Creek Dr | Round Rock | TX | 78664 | Williamson | CN600246607 | None Listed | Storm water retention ponds including land, drains, subgrading. Lube center: pit guard openings, subgrade, subfloor containment and sump, double wall lube tanks, sump pump, filter crusher, and HMI separator tank with plumbing. Car Wash: paving for wash area, subgrading, and sump pit with tank and plumbing. | A positive use determination for 100% of the stormwater retention ponds, pit guard openings, subgrade, subfloor containment and sump, filter crusher, and HMI separator. Also, a 100% determination for the car wash paving for wash area, sub-grading, and sump pit with tank and plumbing. A 50% determination for the double-walled storage tanks. | 2006-05-25 | 103880 | 100
9372 | T1 | AAA Petroleum Distributors | Buda Texaco | 15558 Ih35 | Buda | TX | 78610 | Hays | CN600681589 | RN101245231 | Storm Water Retention Pond including land, subgrade, trench drains, and retaining wall. Methane collection system for soil contamination including engineering, testing, excavation, removal, and disposal. | A positive use determination for 100% of the storm water retention pond project and the methane collection system. | 2006-05-25 | 177520 | 100
9373 | T1 | AAA Petroleum Distributors | Buda Chevron | 20000 Ih35 | Buda | TX | 78610 | Hays | CN600681589 | No Regulated Entity at this Location | Double-walled tanks and lines, stage III vapor recovery, tight fill fittings, spill containers, vent restrictions, tank top sumps, under dispenser sumps, ground water monitoring, line leak detectors, tightness testing equipment, stage I vapor recovery at tanks, and concrete paving for tank pad. | A positive use determination for 100% of the stage III vapor recovery, tight fill fittings, spill containers, vent restrictions, tank top sumps, under dispenser sumps, ground water monitoring, line leak detectors, tightness testing equipment, stage I vapor recovery at tanks, and concrete paving for tank pad. A 50% determination for the double-walled tanks and lines. | 2006-05-26 | 116582 | 100
9374 | T1 | Republic Industries Of Texas LP | Republic Industries Of Texas LP | 1400 Warren Dr | Marshall | TX | 75672 | Harrison | CN602246035 | RN100219997 | See attached property table. | A positive use determination for 100% of the property on the attached table. | 2006-06-08 | 439761 | 100
9375 | T1 | Ecolab Inc | Ecolab Inc | 2305 Sherwin St | Garland | TX | 75041 | Dallas | CN600304745 | RN100594852 | The following items: Gas Detector and Sulfuric Acid Tank Replacement. | A positive use determination for 100% of the gas detector and sulfuric acid tank. | 2006-05-26 | 168314 | 100
9376 | T1 | Energy Developments Inc | Covel | 8611 Covel Rd | San Antonio | TX | 78252 | Bexar | CN602895336 | RN100218338 | Gas Conditioning Skid: Piping system to collect air contaminants and remove moisture to be burned in control device. Condensate Management: Tank system to collect gas and remove moisture to be burned in control device. | A positive use determination for 100% of the gas conditioning skid and the condensate management system. | 2006-05-03 | 385928 | 100
9377 | T1 | Justiss Oil Company Inc | Justiss Oil Company Inc Rig #056 | 9.9 Mi SE Near Cargile Rd | Marshall | TX | 75670 | Harrison | CN600980148 | Insufficient Information | Drilling Mud Recycling System that includes only the following: 1) Shaker Tanks 2) Shale Shakers 3) Desilter 4) Desander 5) Degasser. Drilling Rig Spill Response Equipment that includes only the following components: 1) RAM Type Blowout Preventer 2) Closing Unit 3) Choke Manifold System. Waste Oil Storage Tank and associated secondary containment. | A positive use determination for the drilling mud recycling system, drilling rig spill response equipment, and waste oil storage tank with secondary containment as described above. | 2006-05-03 | 473800 | 100
9378 | T1 | Buffalo Marine Service Inc | Buffalo Marine | 8201 E Erath St | Houston | TX | 77012 | Harris | CN600307524 | RN100597723 | Barges B-800 and B-801: double walled hulls and spill response equipment consisting of a 10-inch floating containment boom and 6-inch fixed perimeter containment barrier on the raised trunk deck | A positive use determination for 30% of the double walled hulls and 100% of the spill response equipment on barges B-800 and B-801. | 2006-05-03 | 1362447 | 100
9379 | T1 | Cardell Cabinetry | Cardell Cabinetry | 3251 N Pan Am Expy | San Antonio | TX | 78219 | Bexar | CN601105786 | RN100221910 | Dust Collector DC-02 for main plant and rough mill, (2) Torit Dust Collectors RF484-AW-12, Nordfab Revamp Dust Collector, and Megtec Cleanswitch-600-90 Regenerative Thermal Oxidizer. | A positive use determination for 100% of 4 dust collectors and a regenerative thermal oxidizer. | 2006-05-04 | 2622592 | 100
9380 | T1 | Royal Chemical Company Ltd | Royal Chemical Company Ltd | 2840 Reward Ln | Dallas | TX | 75220 | Dallas | CN602245995 | RN103972816 | 4000 CFM Polypro Fume Scrubber & Blower used to remove VOCs from the process. | A positive use determination for 100% of a Polypro fume scrubber and blower. | 2006-05-04 | 10220 | 100
9381 | T1 | Royal Chemical Company Ltd | Royal Chemical Company Ltd | 2840 Reward Ln | Dallas | TX | 75220 | Dallas | CN602245995 | RN103972816 | Piping, pumps, and tank for closed loop water conservation system to minimize water USAge and wastewater disposal. Does not include the cooling tower. | A positive use determination for 100% of the piping, pumps, and tank for closed loop water conservation system. | 2006-05-04 | 28811 | 100
9382 | T1 | Royal Chemical Company Ltd | Royal Chemical Company Ltd | 2840 Reward Ln | Dallas | TX | 75220 | Dallas | CN602245995 | RN103972816 | 81 linear feet of 24" concrete spill containment wall. | A positive use determination for 100% of the 81 lineal feet of 24" concrete spill containment wall. | 2006-05-04 | 17247 | 100
9383 | T1 | National Diversified Sales Inc | National Diversified Sales Inc | 709 W Bradford St | Troup | TX | 75789 | Smith | CN600271381 | RN105127351 | Closed Loop Water Conservation System which includes piping, pumps, and tanks, exclusive of chiller and water tower. | A positive use determination for 100% of the closed loop water conservation system. | 2006-05-04 | 84159 | 100
9384 | T1 | National Diversified Sales Inc | National Diversified Sales Inc | 709 W Bradford St | Troup | TX | 75789 | Smith | CN600271381 | RN105127351 | Closed Loop Water Conservation System which includes piping, pumps, and tanks, exclusive of chiller and water tower. | A positive use determination for 100% of the closed loop water conservation system. | 2006-05-04 | 84159 | 100
9385 | T1 | National Diversified Sales Inc | National Diversified Sales Inc | 709 W Bradford St | Troup | TX | 75789 | Smith | CN600271381 | RN105127351 | Oil Drum Spill Containment Unit used to prevent groundwater contamination. | A positive use determination for 100% of the oil drum spill containment unit. | 2006-05-04 | 9026 | 100
9386 | T1 | National Diversified Sales Inc | National Diversified Sales Inc | 709 W Bradford St | Troup | TX | 75789 | Smith | CN600271381 | RN105127351 | Oil Drum Spill Containment Unit used to prevent groundwater contamination. | A positive use determination for 100% of the oil drum spill containment unit. | 2006-05-04 | 9026 | 100
9387 | T1 | International Cellulose Corporation | International Cellulose Corporation | 12315 Robin Rd | Houston | TX | 77045 | Harris | CN603919911 | RN100661313 | Dust collection system including ductwork and compressor. Used in bagging process to collect waste chemical, borax, and other particulate. | A positive use determination for 100% of the bagging process dust collection system. | 2006-06-08 | 108460 | 100
9388 | T1 | International Cellulose Corporation | International Cellulose Corporation | 12315 Robin Rd | Houston | TX | 77045 | Harris | CN603919911 | RN100661313 | Trash Separator used to recycle production waste. | A positive use determination for 100% of the trash separator | 2006-05-04 | 5666 | 100
9389 | T1 | Faubion Associates Inc | Faubion Associates Inc | 1000 Forrest Ave | Dallas | TX | 75215 | Dallas | CN600277958 | RN102331139 | 4 Paint Spray Booths with Collection Device used to control overspray and reduce emissions. | A positive use determination for 100% of 4 paint spray booths with control device. | 2006-05-04 | 95135 | 100
9390 | T1 | Faubion Associates Inc | Faubion Associates Inc | 1000 Forrest Ave | Dallas | TX | 75215 | Dallas | CN600277958 | RN102331139 | Cyclone Dust Collection System includes ductwork, air compressor, electrical and installation. | A positive use determination for 100% of the cyclone dust collection system. | 2006-05-04 | 54648 | 100
9391 | T1 | Faubion Associates Inc | Faubion Associates Inc | 1000 Forrest Ave | Dallas | TX | 75215 | Dallas | CN600277958 | RN102331139 | Self-enclosed Blast Cabinet with Dust Collection Device. | A positive use determination for 50% of the blast cabinet with control device. | 2006-05-04 | 3867 | 100
9392 | T1 | Dexas International Inc | Dexas International Inc | 585 Royal Ln | Coppell | TX | 75019 | Dallas | None Listed | None Listed | Closed Loop Water Conservation System including piping, pumps, electrical, tanks, and installation exclusive of cooling tower and chiller. | A positive use determination for 100% of the closed-loop water conservation system. The chiller and cooling tower are excluded from this determination. | 2006-05-04 | 145091 | 100
9393 | T1 | Dexas International Inc | Dexas International Inc | 585 Royal Ln | Coppell | TX | 75019 | Dallas | None Listed | None Listed | Cyclone Dust Collection System including ductwork, electrical and installation for sanding and routing operations. | A positive use determination for 100% of the cyclone dust collection system for the routing and sanding operations. | 2006-05-30 | 26000 | 100
9394 | T1 | V & M Star | V & M Star | 8603 Sheldon Rd | Houston | TX | 77049 | Harris | CN602607319 | RN100215474 | 16 Low NOx Burners to replace existing burners in austenitizing & tempering furnaces. | A positive use determination for 100% of replacement of 16 burners with low NOx burners in the austenitizing and tempering furnaces. | 2006-05-04 | 304508 | 100
9395 | T1 | V & M Star | V & M Star | 8603 Sheldon Rd | Houston | TX | 77049 | Harris | CN602607319 | RN100215474 | Automated Doors installed on austenitizing & tempering furnaces. | A positive use determination for 100% of the automated doors on the austenitizing and tempering furnaces. | 2006-05-04 | 45000 | 100
9396 | T1 | Veka South Inc | Veka South Inc | 107 Metrocrest Way | Terrell | TX | 75160 | Kaufman | CN603236381 | RN105326854 | Closed loop water conservation system including piping, pumps, tanks, installation and electrical, exclusive of the chiller. | A positive use determination for 100% of the closed loop water conservation system excluding chiller. | 2006-05-02 | 220120 | 100
9397 | T1 | Veka South Inc | Veka South Inc | 107 Metrocrest Way | Terrell | TX | 75160 | Kaufman | CN603236381 | RN105326854 | Concrete secondary spill containment pits and trenches used for water conservation system. | A positive use determination for 100% of concrete spill containment pits and trenches. | 2006-05-02 | 128000 | 100
9398 | T1 | Veka South Inc | Veka South Inc | 107 Metrocrest Way | Terrell | TX | 75160 | Kaufman | CN603236381 | RN105326854 | Concrete, drains, earthwork used to control stormwater run-off. | A positive use determination for 100% of the concrete, drains, and earthwork for storm water run-off. | 2006-05-02 | 328700 | 100
9399 | T1 | Atomized Products Inc | Atomized Products Inc | 3838 Miller Park Dr | Garland | TX | 75042 | Dallas | CN603914615 | RN100973940 | Cyclone based dust accumulator, hood and ductwork for particulate control. | A positive use determination for 100% of a cyclone dust accumulator, hood, and ductwork for particulate control. | 2006-05-02 | 26370 | 100
9400 | T1 | ECS Refining Texas LLC | ECS Refining Texas LLC | 106 Tejas Dr | Terrell | TX | 75160 | Kaufman | CN600313613 | RN100804467 | Shredder baghouse, kettle baghouse, furnace baghouse, blender/dryer baghouse, and hygiene baghouse. | A positive use determination for 100% of the shredder baghouse, kettle baghouse, furnace baghouse, blender/dryer baghouse, and hygiene baghouse. | 2006-06-14 | 164395 | 100
9401 | T1 | ECS Refining Texas LLC | ECS Refining Texas LLC | 106 Tejas Dr | Terrell | TX | 75160 | Kaufman | CN600313613 | RN100804467 | Monitoring equipment including Leco carbon analyzer, Portable pH meter, Eclipse fuel engineering monitor, and Niton custom 400 analyzer. | A positive use determination for 100% of the carbon analyzer, pH meter, fuel engineering monitor, and Niton custom 400 analyzer. | 2006-06-14 | 65722 | 100
9402 | T1 | ECS Refining Texas LLC | ECS Refining Texas LLC | 106 Tejas Dr | Terrell | TX | 75160 | Kaufman | CN600313613 | RN100804467 | Ductwork, collection hoods, installation, electrical and blowers associated with the shredder baghouse, kettle baghouse, furnace baghouse, blender/dryer baghouse, and hygiene baghouse. | A positive use determination for 100% of the ductwork, collection hoods, installation, electrical, and blowers associated with the shredder baghouse, kettle baghouse, furnace baghouse, blender/dryer baghouse, and hygiene baghouse. | 2006-06-14 | 402693 | 100
9403 | T1 | ECS Refining Texas LLC | ECS Refining Texas LLC | 106 Tejas Dr | Terrell | TX | 75160 | Kaufman | CN600313613 | RN100804467 | Electrolytic scrubber and metals scrubber. | A positive use determination for 100% of the electrolytic scrubber and metals scrubber. | 2006-06-14 | 109000 | 100
9404 | T1 | ECS Refining Texas LLC | ECS Refining Texas LLC | 106 Tejas Dr | Terrell | TX | 75160 | Kaufman | CN600313613 | RN100804467 | Burner replacement with Low NOx burners on rotary furnace in pyrometallurgical process. | A positive use determination for 100% of the low NOx burners installed on the rotary furnace. | 2006-06-14 | 3136 | 100
9405 | T1 | ECS Refining Texas LLC | ECS Refining Texas LLC | 106 Tejas Dr | Terrell | TX | 75160 | Kaufman | CN600313613 | RN100804467 | Vent Hoods routed to metals scrubber. | A positive use determination for 100% of the vent hoods routed to the metals scrubber. | 2006-06-14 | 4942 | 100
9406 | T1 | ECS Refining Texas LLC | ECS Refining Texas LLC | 106 Tejas Dr | Terrell | TX | 75160 | Kaufman | CN600313613 | RN100804467 | Items consist of Baler, Barrel Crusher, and Shredder used to prepare waste material for recycling, reuse or disposal. | A positive use determination for 100% of the baler, barrel crusher, and shredder. | 2006-06-14 | 519705 | 100
9407 | T1 | ECS Refining Texas LLC | ECS Refining Texas LLC | 106 Tejas Dr | Terrell | TX | 75160 | Kaufman | CN600313613 | RN100804467 | Hoppers used to collect slag for recycling through shredder, slag hammering, rotary furnace, or off-site disposal in the pyrometallurgical process. | A positive use determination for 100% of the hoppers used for slag recycling in the pyrometallurgical process. | 2006-06-14 | 20265 | 100
9408 | T1 | ECS Refining Texas LLC | ECS Refining Texas LLC | 106 Tejas Dr | Terrell | TX | 75160 | Kaufman | CN600313613 | RN100804467 | Concrete secondary containment with curb in the solutions area. | A positive use determination for 100% of the concrete secondary containment in the solutions area. | 2006-06-14 | 26482 | 100
9409 | T1 | ECS Refining Texas LLC | ECS Refining Texas LLC | 106 Tejas Dr | Terrell | TX | 75160 | Kaufman | CN600313613 | RN100804467 | Water Conservation System including piping and pumps used to recycle process water from casting molds. The chiller and water tower are excluded. | A positive use determination for 100% of the water conservation system for the casting molds with the following exception: The chiller and water tower are excluded from this determination. | 2006-06-14 | 1800 | 100
9410 | T1 | ECS Refining Texas LLC | ECS Refining Texas LLC | 106 Tejas Dr | Terrell | TX | 75160 | Kaufman | CN600313613 | RN100804467 | Wastewater treatment system including hydro scrubber, reaction tank, 4 treatment tanks, collection tank, 2 discharge tanks, 2 caustic tanks, piping, and pumps used to treat on-site process wastewater. | A positive use determination for 100% of the wastewater treatment system. | 2006-06-14 | 283658 | 100
9411 | T1 | ECS Refining Texas LLC | ECS Refining Texas LLC | 106 Tejas Dr | Terrell | TX | 75160 | Kaufman | CN600313613 | RN100804467 | Filter presses for slime removal in electrolytic process. | A positive use determination for 100% of the filter presses used for slime removal. | 2006-06-14 | 76806 | 100
9412 | T1 | ECS Refining Texas LLC | ECS Refining Texas LLC | 106 Tejas Dr | Terrell | TX | 75160 | Kaufman | CN600313613 | RN100804467 | High pressure cleaner used for cleaning equipment. Waste water is directed to Wastewater Treatment System and recycled for use as process water. | A negative use determination for the high-pressure cleaner. This property does not recycle the wash water as required under PEL number W-62, and therefore does not qualify. | 2006-06-14 | 1098 | 100
9413 | T1 | Recycle To Conserve Tx Inc | Recycle To Conserve Tx Inc | 3610 Duncanville Rd | Dallas | TX | 75236 | Dallas | CN601510175 | RN102970951 | Roxidizer Regenerative Thermal Oxidizer for controlling VOCs from process exhaust air. | A positive use determination for 100% of the Roxidizer regenerative thermal oxidizer. | 2006-05-03 | 700000 | 100
9414 | T1 | Sartomer Inc C/O Ata | Sartomer Company Inc | 8280 Sheldon Rd | Channelview | TX | 77049 | Harris | CN600590046 | RN103066379 | Floating Roof Seal on storage tank TK-207. | A positive use determination for 100% of the floating roof seal on storage tank TK-207. | 2006-05-03 | 42575 | 100
9415 | T1 | Eagle Family Foods Inc | Eagle Family Foods Inc | 255 Montoya | El Paso | TX | 79932 | El Paso | CN602384935 | RN100611086 | Process Water Recycling System: Includes Retort Cooling Water Recycle System, Wastewater Treatment Equipment, and Cooling Towers Used for Water Recycle. | A positive use determination for 100% of the retort cooling water recycle system and the wastewater treatment equipment. A negative determination for the cooling tower. | 2006-05-03 | 722220 | 100
9416 | T1 | Eagle Family Foods Inc | Eagle Family Foods Inc | 255 Montoya | El Paso | TX | 79932 | El Paso | CN602783896 | RN101125086 | Wastewater Treatment Room to house existing wastewater treatment equipment. Surface Water Holding Basins No. 1, 2, and 3 for stormwater retention. Wastewater Aeration Basin to equalize the flow of wastewater discharge. | A positive use determination for 100% of the wastewater treatment building, the 3 surface water holding basins, and the wastewater aeration pond. | 2006-05-03 | 138100 | 100
9417 | T1 | Hanson Aggregates North America Inc | Hanson Aggregates Whitney Sand & Gravel | PO Box 5416 | Laguna Park | TX | 76644 | Bosque | CN600686000 | RN105187678 | Water Truck: Used exclusively for control of particulate matter on plant roadways. | A positive use determination for 100% of the water truck. | 2006-05-05 | 2625 | 100
9418 | T1 | Hanson Aggregates North America Inc | Hanson Aggregates Burnet Plant | 4901 S Hwy 281 | Burnet | TX | 78611 | Burnet | CN600686000 | RN103031134 | Water Truck: Used exclusively for control of particulate matter on plant roadways. | A positive use determination for 100% of the water truck. | 2006-05-05 | 69094 | 100
9419 | T1 | Hanson Aggregates North America Inc | Hanson Aggregates Servtex | 21303 FM 2252 | New Braunfels | TX | 78132 | Comal | CN600686000 | RN102541612 | The following items: 1. Fines Recovery from wastewater slurry. 2. Truck Sweeper for plant roads. 3. Settling Pond System including: scrubber sump/pump system, primary screen equipment, red sand discharge equipment, white sand discharge equipment, and final rinse equipment. 4. Water Truck for plant roads. | A positive use determination for 100% of the fines recovery, truck sweeper, settling pond system, and water truck as described above. | 2006-05-05 | 1051789 | 100
9420 | T1 | Hanson Aggregates North America Inc | Hanson Aggregates Cobb Sand & Gravel | 1300 Bilindsay Rd | Seagoville | TX | 75159 | Dallas | CN601122526 | RN100708502 | Sump Pump to move contaminated process water and Linatex Separator which is a mechanical dewatering device. | A positive use determination for 100% of the sump pump and Linatex separator. | 2006-05-05 | 44854 | 100
9421 | T1 | Hanson Aggregates North America Inc | Hanson Aggregates Grand Prairie Terminal | 1000 Macarthur Blvd | Grand Prairie | TX | 75050 | Dallas | CN601122526 | RN100564210 | Dust collector. | Returned for failure to respond to a deficiency letter. | 2006-09-13 | 6795 | 100
9422 | T1 | Hanson Aggregates North America Inc | Hanson Aggregates Arena Sand & Gravel | CR 111 | Garwood | TX |  | Colorado | CN600686000 | RN105187736 | Water Truck to control dust from plant roads. | A positive use determination for 100% of a watering truck for plant roads. | 2006-05-05 | 91728 | 100
9423 | T1 | Hanson Aggregates North America Inc | Hanson Aggregates Jersey Village | 11201 FM 529 | Houston | TX | 77041 | Harris | CN600925622 | RN100885920 | Water Truck to control dust from plant roads. | A positive use determination for 100% of a watering truck for plant roads. | 2006-05-05 | 49816 | 100
9424 | T1 | Hanson Aggregates North America Inc | Hanson Aggregates Spring | 3202 Riley Fuzzel Rd | Spring | TX | 77386 | Harris | CN600686000 | No Regulated Entity at this Location. | Water Truck to control dust from plant roads. | A positive use determination for 100% of a watering truck for plant roads. | 2006-05-05 | 60031 | 100
9425 | T1 | Hanson Aggregates North America Inc | Hanson Aggregates Woodlands Plant | 12541 Sleepy Hollow Rd | Conroe | TX | 77385 | Montgomery | CN600686000 | RN103038592 | The following items: Settling Pond to recycle process water; Fines Recovery System to recycle wastewater; Water Truck to control dust from roadways. | A positive use determination for 100% of the settling pond, fines recovery system, and watering truck. | 2006-05-05 | 196214 | 100
9426 | T1 | Hanson Aggregates North America Inc | Hanson Aggregates Brazos Plant | 37541 Ft Bend Cr | Brookshire | TX |  | Waller | CN600686000 | RN102603248 | Paved parking lots, plant areas and plant roadways for dust control. | A positive use determination for 100% of paved parking lots, plant areas, and plant roadways. | 2006-05-05 | 109367 | 100
9427 | T1 | Hanson Aggregates North America Inc | Hanson Aggregates North Ferris | 2200 Wolf Springs Rd | Ferris | TX | 75125 | Ellis | CN601122526 | RN105292486 | Water Truck to control dust from plant roads. | A positive use determination for 100% of a water truck for plant roads. | 2006-05-05 | 29586 | 100
9428 | T1 | Hanson Aggregates North America Inc | Hanson Aggregates New Perch Hill Plant | Hwy 101 | Bridgeport | TX |  | Wise | CN601122526 | RN102413937 | The following equipment: 1. Sump/Pump Systems for - Building, Blending, Crushing, Dewatering, General Plant, Reclaim, Rinse Screen, Sand Plant, Screening, Scrubbers, Surge Pile, Truck Loading, and Classifier. 2. Dust Suppression System for aggregate processing. 3. Fugitive Dust Baghouse - electrical. 4. Flocculent Delivery System for wastewater treatment. 5. Process Water Return Piping. 6. Water Pond Pump. | A positive use determination for 100% of all of the property items listed above. | 2006-05-05 | 784743 | 100
9429 | T1 | Hanson Aggregates North America Inc | Hanson Aggregates Bridgeport Plant | Hwy 101 | Bridgeport | TX |  | Wise | CN601122526 | RN102413937 | The following equipment: 1. General Plant Sump/Pump System. 2. Sweeper Truck for plant roads. 3. Settling Pond & Associated Pumps to collect and treat plant process water. 4. Dust Suppression System for aggregate processing. | A positive use determination for 100% of the general plant sump and pump system, sweeper truck, settling pond and pumps, and the dust suppression system as described above. | 2006-05-12 | 830474 | 100
9430 | T1 | Hanson Aggregates North America Inc | Hanson Aggregates Lake Bridgeport Plant | 1160 FM 1658 | Bridgeport | TX |  | Wise | CN600686000 | RN102339348 | Water truck for plant roadways. Dust control system for aggregate processing. | A positive use determination for 100% of the water truck and dust control system for aggregate processing. | 2006-05-12 | 27519 | 100
9431 | T1 | Hanson Aggregates North America Inc | Hanson Aggregates Chico | FM 1810 | Chico | TX | 76426 | Wise | CN600686000 | RN105187587 | Truck Wash System for haul trucks exiting the property. | A positive use determination for 100% of the truck wash system. | 2006-05-12 | 768823 | 100
9432 | T1 | Vesuvius USA | Vesuvius | 5771 Padre Island Hwy | Brownsville | TX | 78521 | Cameron | CN601222045 | RN103795019 | Installed a Sly Pulse Jet dust control system. | A positive use determination for 100% of the Sly pulse jet dust collector. | 2006-06-15 | 34902 | 100
9433 | T1 | Vesuvius USA | Vesuvius USA | 1812 E Duncan St | Tyler | TX | 75702 | Smith | CN601222045 | RN102311511 | Air Conditioning Condensate Pretreatment System in order to comply with the Clean Water Act. | A positive use determination for 100% of the condensate pretreatment system | 2006-06-16 | 97850 | 100
9434 | T2 | XTO Energy | XTO Energy - Eubanks Paques Gas Plant | 116 CR 814 | Donie | TX | 75838 | Freestone | CN600601348 | RN104318704 | The following property: V-5000 Inlet Whirly-Scrubber; V-5050 Inlet Filter Coalescer; V-6000 Absorber/Contactor #1; V-6001 Absorber/Contactor #2; V-5200 Outlet Scrubber; V-5300 Outlet Filter Coalescer; V-6050 Flash Tank; Bioreactors A, B, C, & D; S-6399A Settler; CT-7000 Centrifuge/Decanter; and T-7100 Filtrate Tank. | A positive use determination for 100% of the V-6050 Flash Tank; Bioreactors A, B, C, & D; S-6399A Settler; CT-7000 Centrifuge/Decanter; and T-7100 Filtrate Tank. A negative determination for the V-5000 Inlet Whirly-Scrubber; V-5050 Inlet Filter Coalescer; V-6000 Absorber/Contactor #1; V-6001 Absorber/Contactor #2; V-5200 Outlet Scrubber; and V-5300 Outlet Filter Coalescer. | 2006-08-25 | 4875000 | 100
9435 | T1 | Vecta | Vecta | 1800 S Great Southwest Pk | Grand Prairie | TX | 75051 | Tarrant | CN600325724 | RN100616614 | Trash Compactor and a Burn-off Oven Incinerator for powder paint hooks. | A positive use determination for 100% of the trash compactor and the burn-off oven incinerator. | 2006-05-16 | 55834 | 100
9436 | T1 | Vecta | Vecta | 1800 S Great Southwest Pk | Grand Prairie | TX | 75051 | Dallas | CN600325724 | RN100616614 | Trash Compactor and a Burn-off Oven Incinerator for powder paint hooks. | A positive use determination for 100% of the trash compactor and the burn-off oven incinerator. | 2006-05-16 | 55834 | 100
9437 | T1 | ATMI Materials Ltd | ATMI Materials Ltd | 706 Houston Clinton Dr | Burnet | TX | 78611 | Burnet | CN600389522 | RN102924321 | Dumpster to collect site generated waste. | A positive use determination for 100% of a dumpster. | 2006-05-16 | 48422 | 100
9438 | T1 | Cemex Cement Of Texas LP | Cemex Balcones Cement Plant | 2580 Wald Rd | New Braunfels | TX | 78132 | Comal | CN603403973 | RN102605375 | The following items: Exhaust System on mobile equipment. New Compressor for the baghouse. Groundwater Equipment used to suppress dust. Water Wells used to provide water for dust suppression. | A positive use determination for 100% of the baghouse compressor and the groundwater dust suppression equipment. The exhaust system on mobile equipment and the water well is being withdrawn from consideration. | 2006-06-22 | 1368057 | 100
9439 | T1 | Hydro Aluminum Commerce | Hydro Aluminum Commerce | 2000 Economic Dr | Commerce | TX | 75428 | Hunt | CN604256354 | RN102660875 | The following items: Concrete containment for stormwater control. Fans and ventilation system used to control dust emissions from charging of painted or contaminated scrap into aluminum furnace. Furnace Fumes Treatment Project including baghouse filter and oxygen injection system. | A positive use determination for 100% of the concrete containment, furnace fans and ventilation system, and furnace fumes treatment project with baghouse filter and oxygen injection. | 2006-05-17 | 131520 | 100
9440 | T1 | Trane Corporation | The Trane Corporation | Hwy 84/182 Cotton Belt | McGregor | TX | 76657 | McLennan | CN600352603 | RN102312907 | Enclosure for paint room - used to control fumes. | Application withdrawn by company. It may be resubmitted in the future after emission controls are installed. | 2006-06-12 | 156123 | 100
9441 | T1 | Union Drilling Texas LP | Union Drilling Rig #33 | Runnels County |  |  |  | Runnels | CN603382771 | Insufficient Information | Drilling Mud Recycling System: includes the Shaker Tank, Shale Shaker, Degasser, Desander, and Desilter. Drilling Rig Response System: includes: Ram-Type Blowout Preventer, Choke Manifold Unit, and Closing Unit. | A positive use determination of 100% for the Drilling Mud Recycling System and the Drilling Rig Spill Response System as defined in the property description. | 2006-05-09 | 1200000 | 100
9442 | T1 | Union Drilling Texas LP | Union Drilling Rig #201 | Runnels County |  |  |  | Runnels | CN603382771 | Insufficient Information | Drilling Mud Recycling System: includes the Shaker Tank, Shale Shaker, Degasser, Desander, and Desilter. Drilling Rig Response System: includes: Ram-Type Blowout Preventer, Choke Manifold Unit, and Closing Unit. | A positive use determination of 100% for the Drilling Mud Recycling System and the Drilling Rig Spill Response System as defined in the property description. | 2006-05-09 | 1200000 | 100
9443 | T1 | Union Drilling Texas LP | Union Drilling Rig #203 | Mitchell County |  |  |  | Mitchell | CN603382771 | Insufficient Information | Drilling Mud Recycling System: includes the Shaker Tank, Shale Shaker, Degasser, Desander, and Desilter. Drilling Rig Response System: includes: Ram-Type Blowout Preventer, Choke Manifold Unit, and Closing Unit. | A positive use determination of 100% for the Drilling Mud Recycling System and the Drilling Rig Spill Response System as defined in the property description. | 2006-05-09 | 1200000 | 100
9444 | T1 | Union Drilling Texas LP | Union Drilling Rig #205 | Johnson County |  |  |  | Johnson | CN603382771 | Insufficient Information | Drilling Mud Recycling System: includes the Shaker Tank, Shale Shaker, Degasser, Desander, and Desilter. Drilling Rig Response System: includes: Ram-Type Blowout Preventer, Choke Manifold Unit, and Closing Unit. | A positive use determination of 100% for the Drilling Mud Recycling System and the Drilling Rig Spill Response System as defined in the property description. | 2006-05-09 | 1200000 | 100
9445 | T1 | Union Drilling Texas LP | Union Drilling Rig #211 | Johnson County |  |  |  | Johnson | CN603382771 | Insufficient Information | Drilling Mud Recycling System: includes the Shaker Tank, Shale Shaker, Degasser, Desander, and Desilter. Drilling Rig Response System: includes: Ram-Type Blowout Preventer, Choke Manifold Unit, and Closing Unit. | A positive use determination of 100% for the Drilling Mud Recycling System and the Drilling Rig Spill Response System as defined in the property description. | 2006-05-09 | 1200000 | 100
9446 | T1 | Union Drilling Texas LP | Union Drilling Rig #206 | Wise County |  |  |  | Wise | CN603382771 | Insufficient Information | Drilling Mud Recycling System: includes the Shaker Tank, Shale Shaker, Degasser, Desander, and Desilter. Drilling Rig Response System: includes: Ram-Type Blowout Preventer, Choke Manifold Unit, and Closing Unit. | A positive use determination of 100% for the Drilling Mud Recycling System and the Drilling Rig Spill Response System as defined in the property description. | 2006-05-09 | 1200000 | 100
9447 | T1 | Union Drilling Texas LP | Union Drilling Rig #207 | Parker County |  |  |  | Parker | CN603382771 | Insufficient Information | Drilling Mud Recycling System: includes the Shaker Tank, Shale Shaker, Degasser, Desander, and Desilter. Drilling Rig Response System: includes: Ram-Type Blowout Preventer, Choke Manifold Unit, and Closing Unit. | A positive use determination of 100% for the Drilling Mud Recycling System and the Drilling Rig Spill Response System as defined in the property description. | 2006-05-09 | 1200000 | 100
9448 | T1 | Union Drilling Texas LP | Union Drilling Rig #212 | Parker County |  |  |  | Parker | CN603382771 | Insufficient Information | Drilling Mud Recycling System: includes the Shaker Tank, Shale Shaker, Degasser, Desander, and Desilter. Drilling Rig Response System: includes: Ram-Type Blowout Preventer, Choke Manifold Unit, and Closing Unit. | A positive use determination of 100% for the Drilling Mud Recycling System and the Drilling Rig Spill Response System as defined in the property description. | 2006-05-09 | 1200000 | 100
9449 | T1 | Union Drilling Texas LP | Union Drilling Rig #214 | Parker County |  |  |  | Parker | CN603382771 | Insufficient Information | Drilling Mud Recycling System: includes the Shaker Tank, Shale Shaker, Degasser, Desander, and Desilter. Drilling Rig Response System: includes: Ram-Type Blowout Preventer, Choke Manifold Unit, and Closing Unit. | A positive use determination of 100% for the Drilling Mud Recycling System and the Drilling Rig Spill Response System as defined in the property description. | 2006-05-09 | 1200000 | 100
9450 | T1 | Union Drilling Texas LP | Union Drilling Rig #209 | Denton County |  |  |  | Denton | CN603382771 | Insufficient Information | Drilling Mud Recycling System: includes the Shaker Tank, Shale Shaker, Degasser, Desander, and Desilter. Drilling Rig Response System: includes: Ram-Type Blowout Preventer, Choke Manifold Unit, and Closing Unit. | A positive use determination of 100% for the Drilling Mud Recycling System and the Drilling Rig Spill Response System as defined in the property description. | 2006-05-09 | 1200000 | 100
9451 | T1 | Union Drilling Texas LP | Union Drilling Rig #210 | Scurry County |  |  |  | Scurry | CN603382771 | Insufficient Information | Drilling Mud Recycling System: includes the Shaker Tank, Shale Shaker, Degasser, Desander, and Desilter. Drilling Rig Response System: includes: Ram-Type Blowout Preventer, Choke Manifold Unit, and Closing Unit. | A positive use determination of 100% for the Drilling Mud Recycling System and the Drilling Rig Spill Response System as defined in the property description. | 2006-05-09 | 1200000 | 100
9452 | T1 | Union Drilling Texas LP | Union Drilling Rig #215 | Erath County |  |  |  | Erath | CN603382771 | Insufficient Information | Drilling Mud Recycling System: includes the Shaker Tank, Shale Shaker, Degasser, Desander, and Desilter. Drilling Rig Response System: includes: Ram-Type Blowout Preventer, Choke Manifold Unit, and Closing Unit. | A positive use determination of 100% for the Drilling Mud Recycling System and the Drilling Rig Spill Response System as defined in the property description. | 2006-05-09 | 1200000 | 100
9453 | T1 | Nabors Drilling USA LP | Nabors Drilling Rig #293 | Brooks County |  |  |  | Brooks | CN600290928 | RN100699271 | Drilling Mud Recycling System: includes the Shaker Tank, Shale Shaker, Degasser, Desander, and Desilter. Drilling Rig Response System: includes: Ram-Type Blowout Preventer, Choke Manifold Unit, and Closing Unit. | A positive use determination of 100% for the Drilling Mud Recycling System and the Drilling Rig Spill Response System as defined in the property description. | 2006-05-09 | 1419000 | 100
9454 | T1 | Nabors Drilling USA LP | Nabors Drilling Rig #456 | Brooks County |  |  |  | Brooks | CN600290928 | RN100699271 | Drilling Mud Recycling System: includes the Shaker Tank, Shale Shaker, Degasser, Desander, and Desilter. Drilling Rig Response System: includes: Ram-Type Blowout Preventer, Choke Manifold Unit, and Closing Unit. | A positive use determination of 100% for the Drilling Mud Recycling System and the Drilling Rig Spill Response System as defined in the property description. | 2006-05-09 | 1419000 | 100
9455 | T1 | Nabors Drilling USA LP | Nabors Drilling Rig #411 | Burleson County |  |  |  | Burleson | CN600290928 | RN100699271 | Drilling Mud Recycling System: includes the Shaker Tank, Shale Shaker, Degasser, Desander, and Desilter. Drilling Rig Response System: includes: Ram-Type Blowout Preventer, Choke Manifold Unit, and Closing Unit. | A positive use determination of 100% for the Drilling Mud Recycling System and the Drilling Rig Spill Response System as defined in the property description. | 2006-05-09 | 693000 | 100
9456 | T1 | Nabors Drilling USA LP | Nabors Drilling Rig #777 | Calhoun County |  |  |  | Calhoun | CN600290928 | RN100699271 | Drilling Mud Recycling System: includes the Shaker Tank, Shale Shaker, Degasser, Desander, and Desilter. Drilling Rig Response System: includes: Ram-Type Blowout Preventer, Choke Manifold Unit, and Closing Unit. | A positive use determination of 100% for the Drilling Mud Recycling System and the Drilling Rig Spill Response System as defined in the property description. | 2006-05-09 | 1419000 | 100
9457 | T1 | Nabors Drilling USA LP | Nabors Drilling Rig #196 | Chambers County |  |  |  | Chambers | CN600290928 | RN100699271 | Drilling Mud Recycling System: includes the Shaker Tank, Shale Shaker, Degasser, Desander, and Desilter. Drilling Rig Response System: includes: Ram-Type Blowout Preventer, Choke Manifold Unit, and Closing Unit. | A positive use determination of 100% for the Drilling Mud Recycling System and the Drilling Rig Spill Response System as defined in the property description. | 2006-05-09 | 1217000 | 100
9458 | T1 | Nabors Drilling USA LP | Nabors Drilling Rig #347 | Crockett County |  |  |  | Crockett | CN600290928 | RN100699271 | Drilling Mud Recycling System: includes the Shaker Tank, Shale Shaker, Degasser, Desander, and Desilter. Drilling Rig Response System: includes: Ram-Type Blowout Preventer, Choke Manifold Unit, and Closing Unit. | A positive use determination of 100% for the Drilling Mud Recycling System and the Drilling Rig Spill Response System as defined in the property description. | 2006-05-09 | 1271000 | 100
9459 | T1 | Nabors Drilling USA LP | Nabors Drilling Rig #353 | Crockett County |  |  |  | Crockett | CN600290928 | RN100699271 | Drilling Mud Recycling System: includes the Shaker Tank, Shale Shaker, Degasser, Desander, and Desilter. Drilling Rig Response System: includes: Ram-Type Blowout Preventer, Choke Manifold Unit, and Closing Unit. | A positive use determination of 100% for the Drilling Mud Recycling System and the Drilling Rig Spill Response System as defined in the property description. | 2006-05-09 | 1271000 | 100
9460 | T1 | Nabors Drilling USA LP | Nabors Drilling Rig #709 | Crockett County |  |  |  | Crockett | CN600290928 | RN100699271 | Drilling Mud Recycling System: includes the Shaker Tank, Shale Shaker, Degasser, Desander, and Desilter. Drilling Rig Response System: includes: Ram-Type Blowout Preventer, Choke Manifold Unit, and Closing Unit. | A positive use determination of 100% for the Drilling Mud Recycling System and the Drilling Rig Spill Response System as defined in the property description. | 2006-05-09 | 1271000 | 100
9461 | T1 | Nabors Drilling USA LP | Nabors Drilling Rig #57 | Culberson County |  |  |  | Culberson | CN600290928 | RN100699271 | Drilling Mud Recycling System: includes the Shaker Tank, Shale Shaker, Degasser, Desander, and Desilter. Drilling Rig Response System: includes: Ram-Type Blowout Preventer, Choke Manifold Unit, and Closing Unit. | A positive use determination of 100% for the Drilling Mud Recycling System and the Drilling Rig Spill Response System as defined in the property description. | 2006-05-09 | 1271000 | 100
9462 | T1 | Nabors Drilling USA LP | Nabors Drilling Rig #255 | Denton County |  |  |  | Denton | CN600290928 | RN100699271 | Drilling Mud Recycling System: includes the Shaker Tank, Shale Shaker, Degasser, Desander, and Desilter. Drilling Rig Response System: includes: Ram-Type Blowout Preventer, Choke Manifold Unit, and Closing Unit. | A positive use determination of 100% for the Drilling Mud Recycling System and the Drilling Rig Spill Response System as defined in the property description. | 2006-05-09 | 1236000 | 100
9463 | T1 | Nabors Drilling USA LP | Nabors Drilling Rig #279 | Denton County |  |  |  | Denton | CN600290928 | RN100699271 | Drilling Mud Recycling System: includes the Shaker Tank, Shale Shaker, Degasser, Desander, and Desilter. Drilling Rig Response System: includes: Ram-Type Blowout Preventer, Choke Manifold Unit, and Closing Unit. | A positive use determination of 100% for the Drilling Mud Recycling System and the Drilling Rig Spill Response System as defined in the property description. | 2006-05-09 | 1245000 | 100
9464 | T1 | Nabors Drilling USA LP | Nabors Drilling Rig #771 | Duval County |  |  |  | Duval | CN600290928 | RN100699271 | Drilling Mud Recycling System: includes the Shaker Tank, Shale Shaker, Degasser, Desander, and Desilter. Drilling Rig Response System: includes: Ram-Type Blowout Preventer, Choke Manifold Unit, and Closing Unit. | A positive use determination of 100% for the Drilling Mud Recycling System and the Drilling Rig Spill Response System as defined in the property description. | 2006-05-09 | 1203000 | 100
9465 | T1 | Nabors Drilling USA LP | Nabors Drilling Rig #399 | Ector County |  |  |  | Ector | CN600290928 | RN100699271 | Drilling Mud Recycling System: includes the Shaker Tank, Shale Shaker, Degasser, Desander, and Desilter. Drilling Rig Response System: includes: Ram-Type Blowout Preventer, Choke Manifold Unit, and Closing Unit. | A positive use determination of 100% for the Drilling Mud Recycling System and the Drilling Rig Spill Response System as defined in the property description. | 2006-05-09 | 1271000 | 100
9466 | T1 | Nabors Drilling USA LP | Nabors Drilling Rig #680 | Ector County |  |  |  | Ector | CN600290928 | RN100699271 | Drilling Mud Recycling System: includes the Shaker Tank, Shale Shaker, Degasser, Desander, and Desilter. Drilling Rig Response System: includes: Ram-Type Blowout Preventer, Choke Manifold Unit, and Closing Unit. | A positive use determination of 100% for the Drilling Mud Recycling System and the Drilling Rig Spill Response System as defined in the property description. | 2006-05-09 | 568000 | 100
9467 | T1 | Nabors Drilling USA LP | Nabors Drilling Rig #130 | Freestone County |  |  |  | Freestone | CN600290928 | RN100699271 | Drilling Mud Recycling System: includes the Shaker Tank, Shale Shaker, Degasser, Desander, and Desilter. Drilling Rig Response System: includes: Ram-Type Blowout Preventer, Choke Manifold Unit, and Closing Unit. | A positive use determination of 100% for the Drilling Mud Recycling System and the Drilling Rig Spill Response System as defined in the property description. | 2006-05-09 | 1431000 | 100
9468 | T1 | Nabors Drilling USA LP | Nabors Drilling Rig #203 | Freestone County |  |  |  | Freestone | CN600290928 | RN100699271 | Drilling Mud Recycling System: includes the Shaker Tank, Shale Shaker, Degasser, Desander, and Desilter. Drilling Rig Response System: includes: Ram-Type Blowout Preventer, Choke Manifold Unit, and Closing Unit. | A positive use determination of 100% for the Drilling Mud Recycling System and the Drilling Rig Spill Response System as defined in the property description. | 2006-05-09 | 1271000 | 100
9469 | T1 | Nabors Drilling USA LP | Nabors Drilling Rig #523 | Freestone County |  |  |  | Freestone | CN600290928 | RN100699271 | Drilling Mud Recycling System: includes the Shaker Tank, Shale Shaker, Degasser, Desander, and Desilter. Drilling Rig Response System: includes: Ram-Type Blowout Preventer, Choke Manifold Unit, and Closing Unit. | A positive use determination of 100% for the Drilling Mud Recycling System and the Drilling Rig Spill Response System as defined in the property description. | 2006-05-09 | 550000 | 100
9470 | T1 | Nabors Drilling USA LP | Nabors Drilling Rig #699 | Freestone County |  |  |  | Freestone | CN600290928 | RN100699271 | Drilling Mud Recycling System: includes the Shaker Tank, Shale Shaker, Degasser, Desander, and Desilter. Drilling Rig Response System: includes: Ram-Type Blowout Preventer, Choke Manifold Unit, and Closing Unit. | A positive use determination of 100% for the Drilling Mud Recycling System and the Drilling Rig Spill Response System as defined in the property description. | 2006-05-09 | 568000 | 100
9471 | T1 | Nabors Drilling USA LP | Nabors Drilling Rig #717 | Freestone County |  |  |  | Freestone | CN600290928 | RN100699271 | Drilling Mud Recycling System: includes the Shaker Tank, Shale Shaker, Degasser, Desander, and Desilter. Drilling Rig Response System: includes: Ram-Type Blowout Preventer, Choke Manifold Unit, and Closing Unit. | A positive use determination of 100% for the Drilling Mud Recycling System and the Drilling Rig Spill Response System as defined in the property description. | 2006-05-09 | 1120000 | 100
9472 | T1 | Nabors Drilling USA LP | Nabors Drilling Rig #728 | Freestone County |  |  |  | Freestone | CN600290928 | RN100699271 | Drilling Mud Recycling System: includes the Shaker Tank, Shale Shaker, Degasser, Desander, and Desilter. Drilling Rig Response System: includes: Ram-Type Blowout Preventer, Choke Manifold Unit, and Closing Unit. | A positive use determination of 100% for the Drilling Mud Recycling System and the Drilling Rig Spill Response System as defined in the property description. | 2006-05-09 | 1120000 | 100
9473 | T1 | Nabors Drilling USA LP | Nabors Drilling Rig #218 | Galveston County |  |  |  | Galveston | CN600290928 | RN100699271 | Drilling Mud Recycling System: includes the Shaker Tank, Shale Shaker, Degasser, Desander, and Desilter. Drilling Rig Response System: includes: Ram-Type Blowout Preventer, Choke Manifold Unit, and Closing Unit. | A positive use determination of 100% for the Drilling Mud Recycling System and the Drilling Rig Spill Response System as defined in the property description. | 2006-05-09 | 1502000 | 100
9474 | T1 | Nabors Drilling USA LP | Nabors Drilling Rig #778 | Galveston County |  |  |  | Galveston | CN600290928 | RN100699271 | Drilling Mud Recycling System: includes the Shaker Tank, Shale Shaker, Degasser, Desander, and Desilter. Drilling Rig Response System: includes: Ram-Type Blowout Preventer, Choke Manifold Unit, and Closing Unit. | A positive use determination of 100% for the Drilling Mud Recycling System and the Drilling Rig Spill Response System as defined in the property description. | 2006-05-09 | 1271000 | 100
9475 | T1 | Nabors Drilling USA LP | Nabors Drilling Rig #180 | Goliad County |  |  |  | Goliad | CN600290928 | RN100699271 | Drilling Mud Recycling System: includes the Shaker Tank, Shale Shaker, Degasser, Desander, and Desilter. Drilling Rig Response System: includes: Ram-Type Blowout Preventer, Choke Manifold Unit, and Closing Unit. | A positive use determination of 100% for the Drilling Mud Recycling System and the Drilling Rig Spill Response System as defined in the property description. | 2006-05-09 | 1209000 | 100
9476 | T1 | Nabors Drilling USA LP | Nabors Drilling Rig #16 | Gregg County |  |  |  | Gregg | CN600290928 | RN100699271 | Drilling Mud Recycling System: includes the Shaker Tank, Shale Shaker, Degasser, Desander, and Desilter. Drilling Rig Response System: includes: Ram-Type Blowout Preventer, Choke Manifold Unit, and Closing Unit. | A positive use determination of 100% for the Drilling Mud Recycling System and the Drilling Rig Spill Response System as defined in the property description. | 2006-05-09 | 568000 | 100
9477 | T1 | Nabors Drilling USA LP | Nabors Drilling Rig #16 | Rusk County |  |  |  | Rusk | CN600290928 | RN100699271 | Drilling Mud Recycling System: includes the Shaker Tank, Shale Shaker, Degasser, Desander, and Desilter. Drilling Rig Response System: includes: Ram-Type Blowout Preventer, Choke Manifold Unit, and Closing Unit. | A positive use determination of 100% for the Drilling Mud Recycling System and the Drilling Rig Spill Response System as defined in the property description. | 2006-05-09 | 568000 | 100
9478 | T1 | Nabors Drilling USA LP | Nabors Drilling Rig #151 | Gregg County |  |  |  | Gregg | CN600290928 | RN100699271 | Drilling Mud Recycling System: includes the Shaker Tank, Shale Shaker, Degasser, Desander, and Desilter. Drilling Rig Response System: includes: Ram-Type Blowout Preventer, Choke Manifold Unit, and Closing Unit. | A positive use determination of 100% for the Drilling Mud Recycling System and the Drilling Rig Spill Response System as defined in the property description. | 2006-05-09 | 1085000 | 100
9479 | T1 | Nabors Drilling USA LP | Nabors Drilling Rig #151 | Rusk County |  |  |  | Rusk | CN600290928 | RN100699271 | Drilling Mud Recycling System: includes the Shaker Tank, Shale Shaker, Degasser, Desander, and Desilter. Drilling Rig Response System: includes: Ram-Type Blowout Preventer, Choke Manifold Unit, and Closing Unit. | A positive use determination of 100% for the Drilling Mud Recycling System and the Drilling Rig Spill Response System as defined in the property description. | 2006-05-09 | 1085000 | 100
9480 | T1 | Nabors Drilling USA LP | Nabors Drilling Rig #698 | Gregg County |  |  |  | Gregg | CN600290928 | RN100699271 | Drilling Mud Recycling System: includes the Shaker Tank, Shale Shaker, Degasser, Desander, and Desilter. Drilling Rig Response System: includes: Ram-Type Blowout Preventer, Choke Manifold Unit, and Closing Unit. | A positive use determination of 100% for the Drilling Mud Recycling System and the Drilling Rig Spill Response System as defined in the property description. | 2006-05-09 | 568000 | 100
9481 | T1 | Nabors Drilling USA LP | Nabors Drilling Rig #698 | Rusk County |  |  |  | Rusk | CN600290928 | RN100699271 | Drilling Mud Recycling System: includes the Shaker Tank, Shale Shaker, Degasser, Desander, and Desilter. Drilling Rig Response System: includes: Ram-Type Blowout Preventer, Choke Manifold Unit, and Closing Unit. | A positive use determination of 100% for the Drilling Mud Recycling System and the Drilling Rig Spill Response System as defined in the property description. | 2006-05-09 | 568000 | 100
9482 | T1 | Nabors Drilling USA LP | Nabors Drilling Rig #491 | Grimes County |  |  |  | Grimes | CN600290928 | RN100699271 | Drilling Mud Recycling System: includes the Shaker Tank, Shale Shaker, Degasser, Desander, and Desilter. Drilling Rig Response System: includes: Ram-Type Blowout Preventer, Choke Manifold Unit, and Closing Unit. | A positive use determination of 100% for the Drilling Mud Recycling System and the Drilling Rig Spill Response System as defined in the property description. | 2006-05-09 | 1478000 | 100
9483 | T1 | Nabors Drilling USA LP | Nabors Drilling Rig #612 | Harrison County |  |  |  | Harrison | CN600290928 | RN100699271 | Drilling Mud Recycling System: includes the Shaker Tank, Shale Shaker, Degasser, Desander, and Desilter. Drilling Rig Response System: includes: Ram-Type Blowout Preventer, Choke Manifold Unit, and Closing Unit. | A positive use determination of 100% for the Drilling Mud Recycling System and the Drilling Rig Spill Response System as defined in the property description. | 2006-05-09 | 1050000 | 100
9484 | T1 | Nabors Drilling USA LP | Nabors Drilling Rig #906 | Harrison County |  |  |  | Harrison | CN600290928 | RN100699271 | Drilling Mud Recycling System: includes the Shaker Tank, Shale Shaker, Degasser, Desander, and Desilter. Drilling Rig Response System: includes: Ram-Type Blowout Preventer, Choke Manifold Unit, and Closing Unit. | A positive use determination of 100% for the Drilling Mud Recycling System and the Drilling Rig Spill Response System as defined in the property description. | 2006-05-09 | 1280000 | 100
9485 | T1 | Nabors Drilling USA LP | Nabors Drilling Rig #336 | Hemphill County |  |  |  | Hemphill | CN600290928 | RN100699271 | Drilling Mud Recycling System: includes the Shaker Tank, Shale Shaker, Degasser, Desander, and Desilter. Drilling Rig Response System: includes: Ram-Type Blowout Preventer, Choke Manifold Unit, and Closing Unit. | A positive use determination of 100% for the Drilling Mud Recycling System and the Drilling Rig Spill Response System as defined in the property description. | 2006-05-09 | 1271000 | 100
9486 | T1 | Nabors Drilling USA LP | Nabors Drilling Rig #391 | Hemphill County |  |  |  | Hemphill | CN600290928 | RN100699271 | Drilling Mud Recycling System: includes the Shaker Tank, Shale Shaker, Degasser, Desander, and Desilter. Drilling Rig Response System: includes: Ram-Type Blowout Preventer, Choke Manifold Unit, and Closing Unit. | A positive use determination of 100% for the Drilling Mud Recycling System and the Drilling Rig Spill Response System as defined in the property description. | 2006-05-09 | 1271000 | 100
9487 | T1 | Nabors Drilling USA LP | Nabors Drilling Rig #432 | Hemphill County |  |  |  | Hemphill | CN600290928 | RN100699271 | Drilling Mud Recycling System: includes the Shaker Tank, Shale Shaker, Degasser, Desander, and Desilter. Drilling Rig Response System: includes: Ram-Type Blowout Preventer, Choke Manifold Unit, and Closing Unit. | A positive use determination of 100% for the Drilling Mud Recycling System and the Drilling Rig Spill Response System as defined in the property description. | 2006-05-09 | 1271000 | 100
9488 | T1 | Nabors Drilling USA LP | Nabors Drilling Rig #486 | Hemphill County |  |  |  | Hemphill | CN600290928 | RN100699271 | Drilling Mud Recycling System: includes the Shaker Tank, Shale Shaker, Degasser, Desander, and Desilter. Drilling Rig Response System: includes: Ram-Type Blowout Preventer, Choke Manifold Unit, and Closing Unit. | A positive use determination of 100% for the Drilling Mud Recycling System and the Drilling Rig Spill Response System as defined in the property description. | 2006-05-09 | 1271000 | 100
9489 | T1 | Nabors Drilling USA LP | Nabors Drilling Rig #5 | Hidalgo County |  |  |  | Hidalgo | CN600290928 | RN100699271 | Drilling Mud Recycling System: includes the Shaker Tank, Shale Shaker, Degasser, Desander, and Desilter. Drilling Rig Response System: includes: Ram-Type Blowout Preventer, Choke Manifold Unit, and Closing Unit. | A positive use determination of 100% for the Drilling Mud Recycling System and the Drilling Rig Spill Response System as defined in the property description. | 2006-05-09 | 1223000 | 100
9490 | T1 | Nabors Drilling USA LP | Nabors Drilling Rig #726 | Hidalgo County |  |  |  | Hidalgo | CN600290928 | RN100699271 | Drilling Mud Recycling System: includes the Shaker Tank, Shale Shaker, Degasser, Desander, and Desilter. Drilling Rig Response System: includes: Ram-Type Blowout Preventer, Choke Manifold Unit, and Closing Unit. | A positive use determination of 100% for the Drilling Mud Recycling System and the Drilling Rig Spill Response System as defined in the property description. | 2006-05-09 | 1605000 | 100
9491 | T1 | Nabors Drilling USA LP | Nabors Drilling Rig #776 | Hidalgo County |  |  |  | Hidalgo | CN600290928 | RN100699271 | Drilling Mud Recycling System: includes the Shaker Tank, Shale Shaker, Degasser, Desander, and Desilter. Drilling Rig Response System: includes: Ram-Type Blowout Preventer, Choke Manifold Unit, and Closing Unit. | A positive use determination of 100% for the Drilling Mud Recycling System and the Drilling Rig Spill Response System as defined in the property description. | 2006-05-09 | 1605000 | 100
9492 | T1 | Nabors Drilling USA LP | Nabors Drilling Rig #840 | Hidalgo County |  |  |  | Hidalgo | CN600290928 | RN100699271 | Drilling Mud Recycling System: includes the Shaker Tank, Shale Shaker, Degasser, Desander, and Desilter. Drilling Rig Response System: includes: Ram-Type Blowout Preventer, Choke Manifold Unit, and Closing Unit. | A positive use determination of 100% for the Drilling Mud Recycling System and the Drilling Rig Spill Response System as defined in the property description. | 2006-05-09 | 1259000 | 100
9493 | T1 | Nabors Drilling USA LP | Nabors Drilling Rig #392 | Hood County |  |  |  | Hood | CN600290928 | RN100699271 | Drilling Mud Recycling System: includes the Shaker Tank, Shale Shaker, Degasser, Desander, and Desilter. Drilling Rig Response System: includes: Ram-Type Blowout Preventer, Choke Manifold Unit, and Closing Unit. | A positive use determination of 100% for the Drilling Mud Recycling System and the Drilling Rig Spill Response System as defined in the property description. | 2006-05-09 | 1058000 | 100
9494 | T1 | Nabors Drilling USA LP | Nabors Drilling Rig #710 | Houston County |  |  |  | Houston | CN600290928 | RN100699271 | Drilling Mud Recycling System: includes the Shaker Tank, Shale Shaker, Degasser, Desander, and Desilter. Drilling Rig Response System: includes: Ram-Type Blowout Preventer, Choke Manifold Unit, and Closing Unit. | A positive use determination of 100% for the Drilling Mud Recycling System and the Drilling Rig Spill Response System as defined in the property description. | 2006-05-09 | 1223000 | 100
9495 | T1 | Nabors Drilling USA LP | Nabors Drilling Rig #9 | Jasper County |  |  |  | Jasper | CN600290928 | RN100699271 | Drilling Mud Recycling System: includes the Shaker Tank, Shale Shaker, Degasser, Desander, and Desilter. Drilling Rig Response System: includes: Ram-Type Blowout Preventer, Choke Manifold Unit, and Closing Unit. | A positive use determination of 100% for the Drilling Mud Recycling System and the Drilling Rig Spill Response System as defined in the property description. | 2006-05-09 | 568000 | 100
9496 | T1 | Nabors Drilling USA LP | Nabors Drilling Rig #238 | Jim Hogg County |  |  |  | Jim Hogg | CN600290928 | RN100699271 | Drilling Mud Recycling System: includes the Shaker Tank, Shale Shaker, Degasser, Desander, and Desilter. Drilling Rig Response System: includes: Ram-Type Blowout Preventer, Choke Manifold Unit, and Closing Unit. | A positive use determination of 100% for the Drilling Mud Recycling System and the Drilling Rig Spill Response System as defined in the property description. | 2006-05-09 | 1419000 | 100
9497 | T1 | Nabors Drilling USA LP | Nabors Drilling Rig #91 | Johnson County |  |  |  | Johnson | CN600290928 | RN100699271 | Drilling Mud Recycling System: includes the Shaker Tank, Shale Shaker, Degasser, Desander, and Desilter. Drilling Rig Response System: includes: Ram-Type Blowout Preventer, Choke Manifold Unit, and Closing Unit. | A positive use determination of 100% for the Drilling Mud Recycling System and the Drilling Rig Spill Response System as defined in the property description. | 2006-05-09 | 1210000 | 100
9498 | T1 | Nabors Drilling USA LP | Nabors Drilling Rig #349 | Johnson County |  |  |  | Johnson | CN600290928 | RN100699271 | Drilling Mud Recycling System: includes the Shaker Tank, Shale Shaker, Degasser, Desander, and Desilter. Drilling Rig Response System: includes: Ram-Type Blowout Preventer, Choke Manifold Unit, and Closing Unit. | A positive use determination of 100% for the Drilling Mud Recycling System and the Drilling Rig Spill Response System as defined in the property description. | 2006-05-09 | 1197000 | 100
9499 | T1 | Nabors Drilling USA LP | Nabors Drilling Rig #390 | Johnson County |  |  |  | Johnson | CN600290928 | RN100699271 | Drilling Mud Recycling System: includes the Shaker Tank, Shale Shaker, Degasser, Desander, and Desilter. Drilling Rig Response System: includes: Ram-Type Blowout Preventer, Choke Manifold Unit, and Closing Unit. | A positive use determination of 100% for the Drilling Mud Recycling System and the Drilling Rig Spill Response System as defined in the property description. | 2006-05-09 | 1050000 | 100
9500 | T1 | Nabors Drilling USA LP | Nabors Drilling Rig #530 | Johnson County |  |  |  | Johnson | CN600290928 | RN100699271 | Drilling Mud Recycling System: includes the Shaker Tank, Shale Shaker, Degasser, Desander, and Desilter. Drilling Rig Response System: includes: Ram-Type Blowout Preventer, Choke Manifold Unit, and Closing Unit. | A positive use determination of 100% for the Drilling Mud Recycling System and the Drilling Rig Spill Response System as defined in the property description. | 2006-05-09 | 1085000 | 100
9501 | T1 | Nabors Drilling USA LP | Nabors Drilling Rig #714 | Johnson County |  |  |  | Johnson | CN600290928 | RN100699271 | Drilling Mud Recycling System: includes the Shaker Tank, Shale Shaker, Degasser, Desander, and Desilter. Drilling Rig Response System: includes: Ram-Type Blowout Preventer, Choke Manifold Unit, and Closing Unit. | A positive use determination of 100% for the Drilling Mud Recycling System and the Drilling Rig Spill Response System as defined in the property description. | 2006-05-09 | 875000 | 100
9502 | T1 | Nabors Drilling USA LP | Nabors Drilling Rig #736 | Johnson County |  |  |  | Johnson | CN600290928 | RN100699271 | Drilling Mud Recycling System: includes the Shaker Tank, Shale Shaker, Degasser, Desander, and Desilter. Drilling Rig Response System: includes: Ram-Type Blowout Preventer, Choke Manifold Unit, and Closing Unit. | A positive use determination of 100% for the Drilling Mud Recycling System and the Drilling Rig Spill Response System as defined in the property description. | 2006-05-09 | 1058000 | 100
9503 | T1 | Nabors Drilling USA LP | Nabors Drilling Rig #729 | Lavaca County |  |  |  | Lavaca | CN600290928 | RN100699271 | Drilling Mud Recycling System: includes the Shaker Tank, Shale Shaker, Degasser, Desander, and Desilter. Drilling Rig Response System: includes: Ram-Type Blowout Preventer, Choke Manifold Unit, and Closing Unit. | A positive use determination of 100% for the Drilling Mud Recycling System and the Drilling Rig Spill Response System as defined in the property description. | 2006-05-09 | 1419000 | 100
9504 | T1 | Nabors Drilling USA LP | Nabors Drilling Rig #768 | Lavaca County |  |  |  | Lavaca | CN600290928 | RN100699271 | Drilling Mud Recycling System: includes the Shaker Tank, Shale Shaker, Degasser, Desander, and Desilter. Drilling Rig Response System: includes: Ram-Type Blowout Preventer, Choke Manifold Unit, and Closing Unit. | A positive use determination of 100% for the Drilling Mud Recycling System and the Drilling Rig Spill Response System as defined in the property description. | 2006-05-09 | 1605000 | 100
9505 | T1 | Nabors Drilling USA LP | Nabors Drilling Rig #361 | Leon County |  |  |  | Leon | CN600290928 | RN100699271 | Drilling Mud Recycling System: includes the Shaker Tank, Shale Shaker, Degasser, Desander, and Desilter. Drilling Rig Response System: includes: Ram-Type Blowout Preventer, Choke Manifold Unit, and Closing Unit. | A positive use determination of 100% for the Drilling Mud Recycling System and the Drilling Rig Spill Response System as defined in the property description. | 2006-05-09 | 1271000 | 100
9506 | T1 | Nabors Drilling USA LP | Nabors Drilling Rig #623 | Leon County |  |  |  | Leon | CN600290928 | RN100699271 | Drilling Mud Recycling System: includes the Shaker Tank, Shale Shaker, Degasser, Desander, and Desilter. Drilling Rig Response System: includes: Ram-Type Blowout Preventer, Choke Manifold Unit, and Closing Unit. | A positive use determination of 100% for the Drilling Mud Recycling System and the Drilling Rig Spill Response System as defined in the property description. | 2006-05-09 | 1431000 | 100
9507 | T1 | Nabors Drilling USA LP | Nabors Drilling Rig #610 | Limestone County |  |  |  | Limestone | CN600290928 | RN100699271 | Drilling Mud Recycling System: includes the Shaker Tank, Shale Shaker, Degasser, Desander, and Desilter. Drilling Rig Response System: includes: Ram-Type Blowout Preventer, Choke Manifold Unit, and Closing Unit. | A positive use determination of 100% for the Drilling Mud Recycling System and the Drilling Rig Spill Response System as defined in the property description. | 2006-05-09 | 1085000 | 100
9508 | T1 | Nabors Drilling USA LP | Nabors Drilling Rig #725 | Limestone County |  |  |  | Limestone | CN600290928 | RN100699271 | Drilling Mud Recycling System: includes the Shaker Tank, Shale Shaker, Degasser, Desander, and Desilter. Drilling Rig Response System: includes: Ram-Type Blowout Preventer, Choke Manifold Unit, and Closing Unit. | A positive use determination of 100% for the Drilling Mud Recycling System and the Drilling Rig Spill Response System as defined in the property description. | 2006-05-09 | 1307000 | 100
9509 | T1 | Nabors Drilling USA LP | Nabors Drilling Rig #735 | Limestone County |  |  |  | Limestone | CN600290928 | RN100699271 | Drilling Mud Recycling System: includes the Shaker Tank, Shale Shaker, Degasser, Desander, and Desilter. Drilling Rig Response System: includes: Ram-Type Blowout Preventer, Choke Manifold Unit, and Closing Unit. | A positive use determination of 100% for the Drilling Mud Recycling System and the Drilling Rig Spill Response System as defined in the property description. | 2006-05-09 | 1120000 | 100
9510 | T1 | Nabors Drilling USA LP | Nabors Drilling Rig #93 | Loving County |  |  |  | Loving | CN600290928 | RN100699271 | Drilling Mud Recycling System: includes the Shaker Tank, Shale Shaker, Degasser, Desander, and Desilter. Drilling Rig Response System: includes: Ram-Type Blowout Preventer, Choke Manifold Unit, and Closing Unit. | A positive use determination of 100% for the Drilling Mud Recycling System and the Drilling Rig Spill Response System as defined in the property description. | 2006-05-09 | 1271000 | 100
9511 | T1 | Nabors Drilling USA LP | Nabors Drilling Rig #93 | Winkler County |  |  |  | Winkler | CN600290928 | RN100699271 | Drilling Mud Recycling System: includes the Shaker Tank, Shale Shaker, Degasser, Desander, and Desilter. Drilling Rig Response System: includes: Ram-Type Blowout Preventer, Choke Manifold Unit, and Closing Unit. | A positive use determination of 100% for the Drilling Mud Recycling System and the Drilling Rig Spill Response System as defined in the property description. | 2006-05-09 | 1271000 | 100
9512 | T1 | Nabors Drilling USA LP | Nabors Drilling Rig #151 | Loving County |  |  |  | Loving | CN600290928 | RN100699271 | Drilling Mud Recycling System: includes the Shaker Tank, Shale Shaker, Degasser, Desander, and Desilter. Drilling Rig Response System: includes: Ram-Type Blowout Preventer, Choke Manifold Unit, and Closing Unit. | A positive use determination of 100% for the Drilling Mud Recycling System and the Drilling Rig Spill Response System as defined in the property description. | 2006-05-09 | 1271000 | 100
9513 | T1 | Nabors Drilling USA LP | Nabors Drilling Rig #151 | Winkler County |  |  |  | Winkler | CN600290928 | RN100699271 | Drilling Mud Recycling System: includes the Shaker Tank, Shale Shaker, Degasser, Desander, and Desilter. Drilling Rig Response System: includes: Ram-Type Blowout Preventer, Choke Manifold Unit, and Closing Unit. | A positive use determination of 100% for the Drilling Mud Recycling System and the Drilling Rig Spill Response System as defined in the property description. | 2006-05-09 | 1271000 | 100
9514 | T1 | Nabors Drilling USA LP | Nabors Drilling Rig #294 | Loving County |  |  |  | Loving | CN600290928 | RN100699271 | Drilling Mud Recycling System: includes the Shaker Tank, Shale Shaker, Degasser, Desander, and Desilter. Drilling Rig Response System: includes: Ram-Type Blowout Preventer, Choke Manifold Unit, and Closing Unit. | A positive use determination of 100% for the Drilling Mud Recycling System and the Drilling Rig Spill Response System as defined in the property description. | 2006-05-09 | 1271000 | 100
9515 | T1 | Nabors Drilling USA LP | Nabors Drilling Rig #294 | Winkler County |  |  |  | Winkler | CN600290928 | RN100699271 | Drilling Mud Recycling System: includes the Shaker Tank, Shale Shaker, Degasser, Desander, and Desilter. Drilling Rig Response System: includes: Ram-Type Blowout Preventer, Choke Manifold Unit, and Closing Unit. | A positive use determination of 100% for the Drilling Mud Recycling System and the Drilling Rig Spill Response System as defined in the property description. | 2006-05-09 | 1271000 | 100
9516 | T1 | Nabors Drilling USA LP | Nabors Drilling Rig #641 | Loving County |  |  |  | Loving | CN600290928 | RN100699271 | Drilling Mud Recycling System: includes the Shaker Tank, Shale Shaker, Degasser, Desander, and Desilter. Drilling Rig Response System: includes: Ram-Type Blowout Preventer, Choke Manifold Unit, and Closing Unit. | A positive use determination of 100% for the Drilling Mud Recycling System and the Drilling Rig Spill Response System as defined in the property description. | 2006-05-09 | 1271000 | 100
9517 | T1 | Nabors Drilling USA LP | Nabors Drilling Rig #641 | Winkler County |  |  |  | Winkler | CN600290928 | RN100699271 | Drilling Mud Recycling System: includes the Shaker Tank, Shale Shaker, Degasser, Desander, and Desilter. Drilling Rig Response System: includes: Ram-Type Blowout Preventer, Choke Manifold Unit, and Closing Unit. | A positive use determination of 100% for the Drilling Mud Recycling System and the Drilling Rig Spill Response System as defined in the property description. | 2006-05-09 | 1271000 | 100
9518 | T1 | Nabors Drilling USA LP | Nabors Drilling Rig #783 | Loving County |  |  |  | Loving | CN600290928 | RN100699271 | Drilling Mud Recycling System: includes the Shaker Tank, Shale Shaker, Degasser, Desander, and Desilter. Drilling Rig Response System: includes: Ram-Type Blowout Preventer, Choke Manifold Unit, and Closing Unit. | A positive use determination of 100% for the Drilling Mud Recycling System and the Drilling Rig Spill Response System as defined in the property description. | 2006-05-09 | 1271000 | 100
9519 | T1 | Nabors Drilling USA LP | Nabors Drilling Rig #783 | Winkler County |  |  |  | Winkler | CN600290928 | RN100699271 | Drilling Mud Recycling System: includes the Shaker Tank, Shale Shaker, Degasser, Desander, and Desilter. Drilling Rig Response System: includes: Ram-Type Blowout Preventer, Choke Manifold Unit, and Closing Unit. | A positive use determination of 100% for the Drilling Mud Recycling System and the Drilling Rig Spill Response System as defined in the property description. | 2006-05-09 | 1271000 | 100
9520 | T1 | Nabors Drilling USA LP | Nabors Drilling Rig #2 | Matagorda County |  |  |  | Matagorda | CN600290928 | RN100699271 | Drilling Mud Recycling System: includes the Shaker Tank, Shale Shaker, Degasser, Desander, and Desilter. Drilling Rig Response System: includes: Ram-Type Blowout Preventer, Choke Manifold Unit, and Closing Unit. | A positive use determination of 100% for the Drilling Mud Recycling System and the Drilling Rig Spill Response System as defined in the property description. | 2006-05-09 | 1570000 | 100
9521 | T1 | Nabors Drilling USA LP | Nabors Drilling Rig #732 | McMullen County |  |  |  | McMullen | CN600290928 | RN100699271 | Drilling Mud Recycling System: includes the Shaker Tank, Shale Shaker, Degasser, Desander, and Desilter. Drilling Rig Response System: includes: Ram-Type Blowout Preventer, Choke Manifold Unit, and Closing Unit. | A positive use determination of 100% for the Drilling Mud Recycling System and the Drilling Rig Spill Response System as defined in the property description. | 2006-05-09 | 1203000 | 100
9522 | T1 | Nabors Drilling USA LP | Nabors Drilling Rig #773 | Montgomery County |  |  |  | Montgomery | CN600290928 | RN100699271 | Drilling Mud Recycling System: includes the Shaker Tank, Shale Shaker, Degasser, Desander, and Desilter. Drilling Rig Response System: includes: Ram-Type Blowout Preventer, Choke Manifold Unit, and Closing Unit. | A positive use determination of 100% for the Drilling Mud Recycling System and the Drilling Rig Spill Response System as defined in the property description. | 2006-05-09 | 1271000 | 100
9523 | T1 | Nabors Drilling USA LP | Nabors Drilling Rig #10 | Nacogdoches County |  |  |  | Nacogdoches | CN600290928 | RN100699271 | Drilling Mud Recycling System: includes the Shaker Tank, Shale Shaker, Degasser, Desander, and Desilter. Drilling Rig Response System: includes: Ram-Type Blowout Preventer, Choke Manifold Unit, and Closing Unit. | A positive use determination of 100% for the Drilling Mud Recycling System and the Drilling Rig Spill Response System as defined in the property description. | 2006-05-09 | 1223000 | 100
9524 | T1 | Nabors Drilling USA LP | Nabors Drilling Rig #463 | Nacogdoches County |  |  |  | Nacogdoches | CN600290928 | RN100699271 | Drilling Mud Recycling System: includes the Shaker Tank, Shale Shaker, Degasser, Desander, and Desilter. Drilling Rig Response System: includes: Ram-Type Blowout Preventer, Choke Manifold Unit, and Closing Unit. | A positive use determination of 100% for the Drilling Mud Recycling System and the Drilling Rig Spill Response System as defined in the property description. | 2006-05-09 | 1120000 | 100
9525 | T1 | Nabors Drilling USA LP | Nabors Drilling Rig #123 | Panola County |  |  |  | Panola | CN600290928 | RN100699271 | Drilling Mud Recycling System: includes the Shaker Tank, Shale Shaker, Degasser, Desander, and Desilter. Drilling Rig Response System: includes: Ram-Type Blowout Preventer, Choke Manifold Unit, and Closing Unit. | A positive use determination of 100% for the Drilling Mud Recycling System and the Drilling Rig Spill Response System as defined in the property description. | 2006-05-09 | 1085000 | 100
9526 | T1 | Nabors Drilling USA LP | Nabors Drilling Rig #360 | Panola County |  |  |  | Panola | CN600290928 | RN100699271 | Drilling Mud Recycling System: includes the Shaker Tank, Shale Shaker, Degasser, Desander, and Desilter. Drilling Rig Response System: includes: Ram-Type Blowout Preventer, Choke Manifold Unit, and Closing Unit. | A positive use determination of 100% for the Drilling Mud Recycling System and the Drilling Rig Spill Response System as defined in the property description. | 2006-05-09 | 1050000 | 100
9527 | T1 | Nabors Drilling USA LP | Nabors Drilling Rig #683 | Panola County |  |  |  | Panola | CN600290928 | RN100699271 | Drilling Mud Recycling System: includes the Shaker Tank, Shale Shaker, Degasser, Desander, and Desilter. Drilling Rig Response System: includes: Ram-Type Blowout Preventer, Choke Manifold Unit, and Closing Unit. | A positive use determination of 100% for the Drilling Mud Recycling System and the Drilling Rig Spill Response System as defined in the property description. | 2006-05-09 | 1085000 | 100
9528 | T1 | Nabors Drilling USA LP | Nabors Drilling Rig #746 | Panola County |  |  |  | Panola | CN600290928 | RN100699271 | Drilling Mud Recycling System: includes the Shaker Tank, Shale Shaker, Degasser, Desander, and Desilter. Drilling Rig Response System: includes: Ram-Type Blowout Preventer, Choke Manifold Unit, and Closing Unit. | A positive use determination of 100% for the Drilling Mud Recycling System and the Drilling Rig Spill Response System as defined in the property description. | 2006-05-09 | 1050000 | 100
9529 | T1 | Nabors Drilling USA LP | Nabors Drilling Rig #412 | Parker County |  |  |  | Parker | CN600290928 | RN100699271 | Drilling Mud Recycling System: includes the Shaker Tank, Shale Shaker, Degasser, Desander, and Desilter. Drilling Rig Response System: includes: Ram-Type Blowout Preventer, Choke Manifold Unit, and Closing Unit. | A positive use determination of 100% for the Drilling Mud Recycling System and the Drilling Rig Spill Response System as defined in the property description. | 2006-05-09 | 1120000 | 100
9530 | T1 | Nabors Drilling USA LP | Nabors Drilling Rig #506 | Parker County |  |  |  | Parker | CN600290928 | RN100699271 | Drilling Mud Recycling System: includes the Shaker Tank, Shale Shaker, Degasser, Desander, and Desilter. Drilling Rig Response System: includes: Ram-Type Blowout Preventer, Choke Manifold Unit, and Closing Unit. | A positive use determination of 100% for the Drilling Mud Recycling System and the Drilling Rig Spill Response System as defined in the property description. | 2006-05-09 | 1236000 | 100
9531 | T1 | Nabors Drilling USA LP | Nabors Drilling Rig #620 | Parker County |  |  |  | Parker | CN600290928 | RN100699271 | Drilling Mud Recycling System: includes the Shaker Tank, Shale Shaker, Degasser, Desander, and Desilter. Drilling Rig Response System: includes: Ram-Type Blowout Preventer, Choke Manifold Unit, and Closing Unit. | A positive use determination of 100% for the Drilling Mud Recycling System and the Drilling Rig Spill Response System as defined in the property description. | 2006-05-09 | 1058000 | 100
9532 | T1 | Nabors Drilling USA LP | Nabors Drilling Rig #712 | Parker County |  |  |  | Parker | CN600290928 | RN100699271 | Drilling Mud Recycling System: includes the Shaker Tank, Shale Shaker, Degasser, Desander, and Desilter. Drilling Rig Response System: includes: Ram-Type Blowout Preventer, Choke Manifold Unit, and Closing Unit. | A positive use determination of 100% for the Drilling Mud Recycling System and the Drilling Rig Spill Response System as defined in the property description. | 2006-05-09 | 1085000 | 100
9533 | T1 | Nabors Drilling USA LP | Nabors Drilling Rig #715 | Parker County |  |  |  | Parker | CN600290928 | RN100699271 | Drilling Mud Recycling System: includes the Shaker Tank, Shale Shaker, Degasser, Desander, and Desilter. Drilling Rig Response System: includes: Ram-Type Blowout Preventer, Choke Manifold Unit, and Closing Unit. | A positive use determination of 100% for the Drilling Mud Recycling System and the Drilling Rig Spill Response System as defined in the property description. | 2006-05-09 | 1085000 | 100
9534 | T1 | Nabors Drilling USA LP | Nabors Drilling Rig #955 | Parker County |  |  |  | Parker | CN600290928 | RN100699271 | Drilling Mud Recycling System: includes the Shaker Tank, Shale Shaker, Degasser, Desander, and Desilter. Drilling Rig Response System: includes: Ram-Type Blowout Preventer, Choke Manifold Unit, and Closing Unit. | A positive use determination of 100% for the Drilling Mud Recycling System and the Drilling Rig Spill Response System as defined in the property description. | 2006-05-09 | 840000 | 100
9535 | T1 | Nabors Drilling USA LP | Nabors Drilling Rig #520 | Polk County |  |  |  | Polk | CN600290928 | RN100699271 | Drilling Mud Recycling System: includes the Shaker Tank, Shale Shaker, Degasser, Desander, and Desilter. Drilling Rig Response System: includes: Ram-Type Blowout Preventer, Choke Manifold Unit, and Closing Unit. | A positive use determination of 100% for the Drilling Mud Recycling System and the Drilling Rig Spill Response System as defined in the property description. | 2006-05-09 | 1419000 | 100
9536 | T1 | Nabors Drilling USA LP | Nabors Drilling Rig #905 | Roberts County |  |  |  | Roberts | CN600290928 | RN100699271 | Drilling Mud Recycling System: includes the Shaker Tank, Shale Shaker, Degasser, Desander, and Desilter. Drilling Rig Response System: includes: Ram-Type Blowout Preventer, Choke Manifold Unit, and Closing Unit. | A positive use determination of 100% for the Drilling Mud Recycling System and the Drilling Rig Spill Response System as defined in the property description. | 2006-05-09 | 1271000 | 100
9537 | T1 | Nabors Drilling USA LP | Nabors Drilling Rig #205 | Robertson County |  |  |  | Robertson | CN600290928 | RN100699271 | Drilling Mud Recycling System: includes the Shaker Tank, Shale Shaker, Degasser, Desander, and Desilter. Drilling Rig Response System: includes: Ram-Type Blowout Preventer, Choke Manifold Unit, and Closing Unit. | A positive use determination of 100% for the Drilling Mud Recycling System and the Drilling Rig Spill Response System as defined in the property description. | 2006-05-09 | 1271000 | 100
9538 | T1 | Nabors Drilling USA LP | Nabors Drilling Rig #313 | Robertson County |  |  |  | Robertson | CN600290928 | RN100699271 | Drilling Mud Recycling System: includes the Shaker Tank, Shale Shaker, Degasser, Desander, and Desilter. Drilling Rig Response System: includes: Ram-Type Blowout Preventer, Choke Manifold Unit, and Closing Unit. | A positive use determination of 100% for the Drilling Mud Recycling System and the Drilling Rig Spill Response System as defined in the property description. | 2006-05-09 | 1467000 | 100
9539 | T1 | Nabors Drilling USA LP | Nabors Drilling Rig #547 | Robertson County |  |  |  | Robertson | CN600290928 | RN100699271 | Drilling Mud Recycling System: includes the Shaker Tank, Shale Shaker, Degasser, Desander, and Desilter. Drilling Rig Response System: includes: Ram-Type Blowout Preventer, Choke Manifold Unit, and Closing Unit. | A positive use determination of 100% for the Drilling Mud Recycling System and the Drilling Rig Spill Response System as defined in the property description. | 2006-05-09 | 1236000 | 100
9540 | T1 | Nabors Drilling USA LP | Nabors Drilling Rig #617 | Robertson County |  |  |  | Robertson | CN600290928 | RN100699271 | Drilling Mud Recycling System: includes the Shaker Tank, Shale Shaker, Degasser, Desander, and Desilter. Drilling Rig Response System: includes: Ram-Type Blowout Preventer, Choke Manifold Unit, and Closing Unit. | A positive use determination of 100% for the Drilling Mud Recycling System and the Drilling Rig Spill Response System as defined in the property description. | 2006-05-09 | 1383000 | 100
9541 | T1 | Nabors Drilling USA LP | Nabors Drilling Rig #624 | Robertson County |  |  |  | Robertson | CN600290928 | RN100699271 | Drilling Mud Recycling System: includes the Shaker Tank, Shale Shaker, Degasser, Desander, and Desilter. Drilling Rig Response System: includes: Ram-Type Blowout Preventer, Choke Manifold Unit, and Closing Unit. | A positive use determination of 100% for the Drilling Mud Recycling System and the Drilling Rig Spill Response System as defined in the property description. | 2006-05-09 | 1419000 | 100
9542 | T1 | Nabors Drilling USA LP | Nabors Drilling Rig #775 | Robertson County |  |  |  | Robertson | CN600290928 | RN100699271 | Drilling Mud Recycling System: includes the Shaker Tank, Shale Shaker, Degasser, Desander, and Desilter. Drilling Rig Response System: includes: Ram-Type Blowout Preventer, Choke Manifold Unit, and Closing Unit. | A positive use determination of 100% for the Drilling Mud Recycling System and the Drilling Rig Spill Response System as defined in the property description. | 2006-05-09 | 1419000 | 100
9543 | T1 | Nabors Drilling USA LP | Nabors Drilling Rig #796 | Robertson County |  |  |  | Robertson | CN600290928 | RN100699271 | Drilling Mud Recycling System: includes the Shaker Tank, Shale Shaker, Degasser, Desander, and Desilter. Drilling Rig Response System: includes: Ram-Type Blowout Preventer, Choke Manifold Unit, and Closing Unit. | A positive use determination of 100% for the Drilling Mud Recycling System and the Drilling Rig Spill Response System as defined in the property description. | 2006-05-09 | 1419000 | 100
9544 | T1 | Nabors Drilling USA LP | Nabors Drilling Rig #206 | Rusk County |  |  |  | Rusk | CN600290928 | RN100699271 | Drilling Mud Recycling System: includes the Shaker Tank, Shale Shaker, Degasser, Desander, and Desilter. Drilling Rig Response System: includes: Ram-Type Blowout Preventer, Choke Manifold Unit, and Closing Unit. | A positive use determination of 100% for the Drilling Mud Recycling System and the Drilling Rig Spill Response System as defined in the property description. | 2006-05-09 | 1236000 | 100
9545 | T1 | Nabors Drilling USA LP | Nabors Drilling Rig #206 | Gregg County |  |  |  | Gregg | CN600290928 | RN100699271 | Drilling Mud Recycling System: includes the Shaker Tank, Shale Shaker, Degasser, Desander, and Desilter. Drilling Rig Response System: includes: Ram-Type Blowout Preventer, Choke Manifold Unit, and Closing Unit. | A positive use determination of 100% for the Drilling Mud Recycling System and the Drilling Rig Spill Response System as defined in the property description. | 2006-05-09 | 1236000 | 100
9546 | T1 | Nabors Drilling USA LP | Nabors Drilling Rig #509 | Rusk County |  |  |  | Rusk | CN600290928 | RN100699271 | Drilling Mud Recycling System: includes the Shaker Tank, Shale Shaker, Degasser, Desander, and Desilter. Drilling Rig Response System: includes: Ram-Type Blowout Preventer, Choke Manifold Unit, and Closing Unit. | A positive use determination of 100% for the Drilling Mud Recycling System and the Drilling Rig Spill Response System as defined in the property description. | 2006-05-09 | 1236000 | 100
9547 | T1 | Nabors Drilling USA LP | Nabors Drilling Rig #509 | Gregg County |  |  |  | Gregg | CN600290928 | RN100699271 | Drilling Mud Recycling System: includes the Shaker Tank, Shale Shaker, Degasser, Desander, and Desilter. Drilling Rig Response System: includes: Ram-Type Blowout Preventer, Choke Manifold Unit, and Closing Unit. | A positive use determination of 100% for the Drilling Mud Recycling System and the Drilling Rig Spill Response System as defined in the property description. | 2006-05-09 | 1236000 | 100
9548 | T1 | Nabors Drilling USA LP | Nabors Drilling Rig #507 | Shelby County |  |  |  | Shelby | CN600290928 | RN100699271 | Drilling Mud Recycling System: includes the Shaker Tank, Shale Shaker, Degasser, Desander, and Desilter. Drilling Rig Response System: includes: Ram-Type Blowout Preventer, Choke Manifold Unit, and Closing Unit. | A positive use determination of 100% for the Drilling Mud Recycling System and the Drilling Rig Spill Response System as defined in the property description. | 2006-05-09 | 1120000 | 100
9549 | T1 | Nabors Drilling USA LP | Nabors Drilling Rig #216 | Starr County |  |  |  | Starr | CN600290928 | RN100699271 | Drilling Mud Recycling System: includes the Shaker Tank, Shale Shaker, Degasser, Desander, and Desilter. Drilling Rig Response System: includes: Ram-Type Blowout Preventer, Choke Manifold Unit, and Closing Unit. | A positive use determination of 100% for the Drilling Mud Recycling System and the Drilling Rig Spill Response System as defined in the property description. | 2006-05-09 | 1223000 | 100
9550 | T1 | Nabors Drilling USA LP | Nabors Drilling Rig #322 | Starr County |  |  |  | Starr | CN600290928 | RN100699271 | Drilling Mud Recycling System: includes the Shaker Tank, Shale Shaker, Degasser, Desander, and Desilter. Drilling Rig Response System: includes: Ram-Type Blowout Preventer, Choke Manifold Unit, and Closing Unit. | A positive use determination of 100% for the Drilling Mud Recycling System and the Drilling Rig Spill Response System as defined in the property description. | 2006-05-09 | 1294000 | 100
9551 | T1 | Nabors Drilling USA LP | Nabors Drilling Rig #450 | Tarrant County |  |  |  | Tarrant | CN600290928 | RN100699271 | Drilling Mud Recycling System: includes the Shaker Tank, Shale Shaker, Degasser, Desander, and Desilter. Drilling Rig Response System: includes: Ram-Type Blowout Preventer, Choke Manifold Unit, and Closing Unit. | A positive use determination of 100% for the Drilling Mud Recycling System and the Drilling Rig Spill Response System as defined in the property description. | 2006-05-09 | 1058000 | 100
9552 | T1 | Nabors Drilling USA LP | Nabors Drilling Rig #329 | Terrell County |  |  |  | Terrell | CN600290928 | RN100699271 | Drilling Mud Recycling System: includes the Shaker Tank, Shale Shaker, Degasser, Desander, and Desilter. Drilling Rig Response System: includes: Ram-Type Blowout Preventer, Choke Manifold Unit, and Closing Unit. | A positive use determination of 100% for the Drilling Mud Recycling System and the Drilling Rig Spill Response System as defined in the property description. | 2006-05-09 | 1093000 | 100
9553 | T1 | Nabors Drilling USA LP | Nabors Drilling Rig #490 | Tyler County |  |  |  | Tyler | CN600290928 | RN100699271 | Drilling Mud Recycling System: includes the Shaker Tank, Shale Shaker, Degasser, Desander, and Desilter. Drilling Rig Response System: includes: Ram-Type Blowout Preventer, Choke Manifold Unit, and Closing Unit. | A positive use determination of 100% for the Drilling Mud Recycling System and the Drilling Rig Spill Response System as defined in the property description. | 2006-05-09 | 1370000 | 100
9554 | T1 | Nabors Drilling USA LP | Nabors Drilling Rig #716 | Tyler County |  |  |  | Tyler | CN600290928 | RN100699271 | Drilling Mud Recycling System: includes the Shaker Tank, Shale Shaker, Degasser, Desander, and Desilter. Drilling Rig Response System: includes: Ram-Type Blowout Preventer, Choke Manifold Unit, and Closing Unit. | A positive use determination of 100% for the Drilling Mud Recycling System and the Drilling Rig Spill Response System as defined in the property description. | 2006-05-09 | 1223000 | 100
9555 | T1 | Nabors Drilling USA LP | Nabors Drilling Rig #731 | Tyler County |  |  |  | Tyler | CN600290928 | RN100699271 | Drilling Mud Recycling System: includes the Shaker Tank, Shale Shaker, Degasser, Desander, and Desilter. Drilling Rig Response System: includes: Ram-Type Blowout Preventer, Choke Manifold Unit, and Closing Unit. | A positive use determination of 100% for the Drilling Mud Recycling System and the Drilling Rig Spill Response System as defined in the property description. | 2006-05-09 | 1224000 | 100
9556 | T1 | Nabors Drilling USA LP | Nabors Drilling Rig #766 | Tyler County |  |  |  | Tyler | CN600290928 | RN100699271 | Drilling Mud Recycling System: includes the Shaker Tank, Shale Shaker, Degasser, Desander, and Desilter. Drilling Rig Response System: includes: Ram-Type Blowout Preventer, Choke Manifold Unit, and Closing Unit. | A positive use determination of 100% for the Drilling Mud Recycling System and the Drilling Rig Spill Response System as defined in the property description. | 2006-05-09 | 1203000 | 100
9557 | T1 | Nabors Drilling USA LP | Nabors Drilling Rig #792 | Tyler County |  |  |  | Tyler | CN600290928 | RN100699271 | Drilling Mud Recycling System: includes the Shaker Tank, Shale Shaker, Degasser, Desander, and Desilter. Drilling Rig Response System: includes: Ram-Type Blowout Preventer, Choke Manifold Unit, and Closing Unit. | A positive use determination of 100% for the Drilling Mud Recycling System and the Drilling Rig Spill Response System as defined in the property description. | 2006-05-09 | 1467000 | 100
9558 | T1 | Nabors Drilling USA LP | Nabors Drilling Rig #23 | Upshur County |  |  |  | Upshur | CN600290928 | RN100699271 | Drilling Mud Recycling System: includes the Shaker Tank, Shale Shaker, Degasser, Desander, and Desilter. Drilling Rig Response System: includes: Ram-Type Blowout Preventer, Choke Manifold Unit, and Closing Unit. | A positive use determination of 100% for the Drilling Mud Recycling System and the Drilling Rig Spill Response System as defined in the property description. | 2006-05-09 | 1085000 | 100
9559 | T1 | Nabors Drilling USA LP | Nabors Drilling Rig #424 | Upton County |  |  |  | Upton | CN600290928 | RN100699271 | Drilling Mud Recycling System: includes the Shaker Tank, Shale Shaker, Degasser, Desander, and Desilter. Drilling Rig Response System: includes: Ram-Type Blowout Preventer, Choke Manifold Unit, and Closing Unit. | A positive use determination of 100% for the Drilling Mud Recycling System and the Drilling Rig Spill Response System as defined in the property description. | 2006-05-09 | 1271000 | 100
9560 | T1 | Nabors Drilling USA LP | Nabors Drilling Rig #442 | Upton County |  |  |  | Upton | CN600290928 | RN100699271 | Drilling Mud Recycling System: includes the Shaker Tank, Shale Shaker, Degasser, Desander, and Desilter. Drilling Rig Response System: includes: Ram-Type Blowout Preventer, Choke Manifold Unit, and Closing Unit. | A positive use determination of 100% for the Drilling Mud Recycling System and the Drilling Rig Spill Response System as defined in the property description. | 2006-05-09 | 1271000 | 100
9561 | T1 | Nabors Drilling USA LP | Nabors Drilling Rig #56 | Val Verde County |  |  |  | Val Verde | CN600290928 | RN100699271 | Drilling Mud Recycling System: includes the Shaker Tank, Shale Shaker, Degasser, Desander, and Desilter. Drilling Rig Response System: includes: Ram-Type Blowout Preventer, Choke Manifold Unit, and Closing Unit. | A positive use determination of 100% for the Drilling Mud Recycling System and the Drilling Rig Spill Response System as defined in the property description. | 2006-05-09 | 1271000 | 100
9562 | T1 | Nabors Drilling USA LP | Nabors Drilling Rig #420 | Ward County |  |  |  | Ward | CN600290928 | RN100699271 | Drilling Mud Recycling System: includes the Shaker Tank, Shale Shaker, Degasser, Desander, and Desilter. Drilling Rig Response System: includes: Ram-Type Blowout Preventer, Choke Manifold Unit, and Closing Unit. | A positive use determination of 100% for the Drilling Mud Recycling System and the Drilling Rig Spill Response System as defined in the property description. | 2006-05-09 | 1271000 | 100
9563 | T1 | Nabors Drilling USA LP | Nabors Drilling Rig #420 | Washington County |  |  |  | Washington | CN600290928 | RN100699271 | Drilling Mud Recycling System: includes the Shaker Tank, Shale Shaker, Degasser, Desander, and Desilter. Drilling Rig Response System: includes: Ram-Type Blowout Preventer, Choke Manifold Unit, and Closing Unit. | A positive use determination of 100% for the Drilling Mud Recycling System and the Drilling Rig Spill Response System as defined in the property description. | 2006-05-09 | 1579000 | 100
9564 | T1 | Nabors Drilling USA LP | Nabors Drilling Rig #134 | Wheeler County |  |  |  | Wheeler | CN600290928 | RN100699271 | Drilling Mud Recycling System: includes the Shaker Tank, Shale Shaker, Degasser, Desander, and Desilter. Drilling Rig Response System: includes: Ram-Type Blowout Preventer, Choke Manifold Unit, and Closing Unit. | A positive use determination of 100% for the Drilling Mud Recycling System and the Drilling Rig Spill Response System as defined in the property description. | 2006-05-09 | 1271000 | 100
9565 | T1 | Nabors Drilling USA LP | Nabors Drilling Rig #316 | Wheeler County |  |  |  | Wheeler | CN600290928 | RN100699271 | Drilling Mud Recycling System: includes the Shaker Tank, Shale Shaker, Degasser, Desander, and Desilter. Drilling Rig Response System: includes: Ram-Type Blowout Preventer, Choke Manifold Unit, and Closing Unit. | A positive use determination of 100% for the Drilling Mud Recycling System and the Drilling Rig Spill Response System as defined in the property description. | 2006-05-09 | 1271000 | 100
9566 | T1 | Nabors Drilling USA LP | Nabors Drilling Rig #334 | Wheeler County |  |  |  | Wheeler | CN600290928 | RN100699271 | Drilling Mud Recycling System: includes the Shaker Tank, Shale Shaker, Degasser, Desander, and Desilter. Drilling Rig Response System: includes: Ram-Type Blowout Preventer, Choke Manifold Unit, and Closing Unit. | A positive use determination of 100% for the Drilling Mud Recycling System and the Drilling Rig Spill Response System as defined in the property description. | 2006-05-09 | 1271000 | 100
9567 | T1 | Nabors Drilling USA LP | Nabors Drilling Rig #398 | Winkler County |  |  |  | Winkler | CN600290928 | RN100699271 | Drilling Mud Recycling System: includes the Shaker Tank, Shale Shaker, Degasser, Desander, and Desilter. Drilling Rig Response System: includes: Ram-Type Blowout Preventer, Choke Manifold Unit, and Closing Unit. | A positive use determination of 100% for the Drilling Mud Recycling System and the Drilling Rig Spill Response System as defined in the property description. | 2006-05-09 | 1271000 | 100
9568 | T1 | Nabors Drilling USA LP | Nabors Drilling Rig #398 | Loving County |  |  |  | Loving | CN600290928 | RN100699271 | Drilling Mud Recycling System: includes the Shaker Tank, Shale Shaker, Degasser, Desander, and Desilter. Drilling Rig Response System: includes: Ram-Type Blowout Preventer, Choke Manifold Unit, and Closing Unit. | A positive use determination of 100% for the Drilling Mud Recycling System and the Drilling Rig Spill Response System as defined in the property description. | 2006-05-09 | 1271000 | 100
9569 | T1 | Nabors Drilling USA LP | Nabors Drilling Rig #359 | Wise County |  |  |  | Wise | CN600290928 | RN100699271 | Drilling Mud Recycling System: includes the Shaker Tank, Shale Shaker, Degasser, Desander, and Desilter. Drilling Rig Response System: includes: Ram-Type Blowout Preventer, Choke Manifold Unit, and Closing Unit. | A positive use determination of 100% for the Drilling Mud Recycling System and the Drilling Rig Spill Response System as defined in the property description. | 2006-05-09 | 1085000 | 100
9570 | T1 | Nabors Drilling USA LP | Nabors Drilling Rig #396 | Wise County |  |  |  | Wise | CN600290928 | RN100699271 | Drilling Mud Recycling System: includes the Shaker Tank, Shale Shaker, Degasser, Desander, and Desilter. Drilling Rig Response System: includes: Ram-Type Blowout Preventer, Choke Manifold Unit, and Closing Unit. | A positive use determination of 100% for the Drilling Mud Recycling System and the Drilling Rig Spill Response System as defined in the property description. | 2006-05-09 | 1245000 | 100
9571 | T1 | Nabors Drilling USA LP | Nabors Drilling Rig #706 | Wise County |  |  |  | Wise | CN600290928 | RN100699271 | Drilling Mud Recycling System: includes the Shaker Tank, Shale Shaker, Degasser, Desander, and Desilter. Drilling Rig Response System: includes: Ram-Type Blowout Preventer, Choke Manifold Unit, and Closing Unit. | A positive use determination of 100% for the Drilling Mud Recycling System and the Drilling Rig Spill Response System as defined in the property description. | 2006-05-09 | 568000 | 100
9572 | T1 | Nabors Drilling USA LP | Nabors Drilling Rig #720 | Wise County |  |  |  | Wise | CN600290928 | RN100699271 | Drilling Mud Recycling System: includes the Shaker Tank, Shale Shaker, Degasser, Desander, and Desilter. Drilling Rig Response System: includes: Ram-Type Blowout Preventer, Choke Manifold Unit, and Closing Unit. | A positive use determination of 100% for the Drilling Mud Recycling System and the Drilling Rig Spill Response System as defined in the property description. | 2006-05-09 | 568000 | 100
9573 | T1 | Nabors Drilling USA LP | Nabors Drilling Rig #722 | Wise County |  |  |  | Wise | CN600290928 | RN100699271 | Drilling Mud Recycling System: includes the Shaker Tank, Shale Shaker, Degasser, Desander, and Desilter. Drilling Rig Response System: includes: Ram-Type Blowout Preventer, Choke Manifold Unit, and Closing Unit. | A positive use determination of 100% for the Drilling Mud Recycling System and the Drilling Rig Spill Response System as defined in the property description. | 2006-05-09 | 1050000 | 100
9574 | T1 | Nabors Drilling USA LP | Nabors Drilling Rig #764 | Wise County |  |  |  | Wise | CN600290928 | RN100699271 | Drilling Mud Recycling System: includes the Shaker Tank, Shale Shaker, Degasser, Desander, and Desilter. Drilling Rig Response System: includes: Ram-Type Blowout Preventer, Choke Manifold Unit, and Closing Unit. | A positive use determination of 100% for the Drilling Mud Recycling System and the Drilling Rig Spill Response System as defined in the property description. | 2006-05-09 | 1236000 | 100
9575 | T1 | Nabors Drilling USA LP | Nabors Drilling Rig #719 | Zapata County |  |  |  | Zapata | CN600290928 | RN100699271 | Drilling Mud Recycling System: includes the Shaker Tank, Shale Shaker, Degasser, Desander, and Desilter. Drilling Rig Response System: includes: Ram-Type Blowout Preventer, Choke Manifold Unit, and Closing Unit. | A positive use determination of 100% for the Drilling Mud Recycling System and the Drilling Rig Spill Response System as defined in the property description. | 2006-05-09 | 1605000 | 100
9576 | T1 | Artco-Bell | Artco-Bell Temple Desk Plant | 1302 Industrial | Temple | TX | 76503 | Bell | CN600390330 | RN103039145 | The following items: 1. Wastewater Treatment System. 2. Two Powder Coat Systems excluding drying ovens. 3. Two Trash Compactors for on-site waste. 4. Three Paint Spray Booths with attached emission control device. 5. Dust Collector for Holzer Primus Mod. 6. RF Dust Collector for Texwood machine. 7. Cyclone Dust Collector. 8. Scrubber for particulate control. 9. Door on furnace to control fugitive emissions. 10. Vacuum Hood to collect fugitive wood dust. 11. Dust Collector for Shoda NCW router. 12. Sweeper for plant maintenance. | A positive use determination for 100% of property items number 1 through 11 listed above. A negative determination for the sweeper which is used for maintenance inside the building. | 2006-05-26 | 1683724 | 100
9577 | T1 | Madix Store Fixtures Inc | Madix Store Fixtures Terrell | 500 Airport Rd | Terrell | TX | 75142 | Kaufman | CN604430827 | RN102322666 | The following items: Chevalier scrap grinder. Powder Coat System except for the ovens. Tennant Sweepers. | A positive use determination for 100% of the scrap grinder and powder coat system excluding ovens. A negative determination for the Tennant sweeper. | 2006-05-26 | 439395 | 100
9578 | T1 | Molecular Imprints Inc | Austin Imprint Lithography Plant | 1807C W Braker Ln #100 | Austin | TX | 78758 | Travis | Insufficient Information | No Regulated Entity at this Location | The following items: 1. Demisters. 2. Monitoring Equipment on control device. 3. Non-Continuous Emission Monitors. 4. Carbon Absorber. 5. Piping, Headers, Pumps, Hoods, Ducts for control device. 6. Exhaust Stacks & Modifications. 7. API Oil Water Separator. 8. Wastewater Treatment Plant (WWTP). 9. Wastewater Monitoring Equipment includes pH meter, DO meter, chart recorder, etc. 10. Alarms, Indicators, Controllers for high level, pH, temperature, and flow in WWTP. 11. Leak Detection Systems for secondary containment areas. 12. Spill Response/Spill Cleanup Equipment. 13. Double Walled Piping. | A positive use determination for 100% of items 1 through 12 above and 50% of item 13, the double walled piping. | 2006-05-17 | 548624 | 100
9579 | T1 | RTI Hot Mix Inc | RTI Hot Mix - North Plant | 5307 Hwy 195 | Georgetown | TX | 78628 | Williamson | CN600949903 | RN102723491 | CFM Pulse Jet Baghouse to control particulate matter from a hot-mix asphalt plant. | A positive use determination for 100% of a CFM pulse jet baghouse. | 2006-05-17 | 367850 | 100
9580 | T1 | Sachem Inc | Sachem Cleburne Plant | 2311 Pipeline Rd | Cleburne | TX | 76031 | Johnson | CN600383855 | RN100976117 | The following items: 1. RVD 1 Feed Waste Control. 2. Up Batch Tank Transfer Piping. 3. Power Conditioning Cell Building Control. 4. Compressed Air to Top of Cell Building. 5. Replacement of Bleach Reactor. 6. Reactor Instrumentation Upgrade. 7. Increase Hot Water Flow in the Production Building. 8. Solvation Conversions to TMACL. | A positive use determination for 100% for the RVD 1 feed waste control consisting of new controls for solvent waste reduction; the up batch tank transfer tubing replacement with solid piping to eliminate leaks; the power conditioning cell building controls to reduce waste from shutdowns; the compressed air to top of cell building to improve operation of instrumentation for control valves to reduce waste; the replacement of bleach reactor pumps to reduce spillage and waste; the improvement of reactor instrumentation to reduce waste; the increase hot water flow to improve separation and reduce waste; the solvation conversion to TMACL service as a waste reduction measure; the evaporator mist eliminator improvement for removal of entrained liquids; the RVD 2 Condensate Pump replaced to reduce spills; the TMAH Waste Reduction equipment; and the Loading Meter for TEAH Bulk Sensor for overfill and spillage reduction. | 2006-10-06 | 206922 | 100
9581 | T1 | Citation Corporation | Texas Foundries | 1611 N Raguet | Lufkin | TX | 75903 | Angelina | CN601541436 | RN100218288 | Baghouse for Disa Molding Line D. Exhaust ductwork to baghouse for Disa Mold Line D. E-Coat System. Sand Reclamation System for Disa Mold Line D. Wastewater Treatment System. | A positive use determination for 100% of the Disa baghouse, baghouse exhaust ductwork, and wastewater treatment plant. A positive use determination for 70% of the e-coat system. A negative determination for the sand reclamation system. | 2006-05-18 | 3625816 | 100
9582 | T1 | Lufkin Industries Inc | Lufkin Industries Foundry Div | 407 Kiln Ave | Lufkin | TX | 75902 | Angelina | Insufficient Information | Insufficient Information | Dust Suppression Equipment for waste sand storage. Paint Booth and Filtration System. Closed Loop water system for cleaning booth. | A positive use determination for 100% of the dust suppression equipment for waste sand storage, paint booth with filtration system, and closed loop water system for cleaning booth. | 2006-05-19 | 193064 | 100
9583 | T1 | Temple-Inland Inc | Standard Gypsum LP | 3401 FM 78 | Mcqueeny | TX | 78123 | Guadalupe | CN602787053 | RN102799780 | 1. Baghouses for Raymond Mills #2, #3, & #4. 2. Exhaust duct for stucco screw conveyor. 3. Five exhaust stacks for hammermills. 4. Exhaust stack for wallboard line. 5. Two exhaust stacks for wallboard furnaces. 6. Mobile spill response vacuum with suction tank. 7. Two street sweepers for plant roadways. 8. Concrete paving for outdoor traffic areas. 9. Waste gypsum grinding equipment & enclosure. 10. Secondary containment berm for bulk storage tank. 11. Two automatic overfill gauges for liquid stucco bins. 12. Wastewater settling basin. 13. Process wastewater sludge pump and storage bin. | A positive use determination for 100% of the 13 property items listed above. | 2006-05-19 | 1841810 | 100
9584 | T1 | Burl's Collision Center | Burl's Collision Center | 1007 E End Blvd N | Marshall | TX | 75670 | Harrison | Insufficient Information | Insufficient Information | Paint Booth and filtration system. Trash compactor. Waste storage container. | A positive use determination for 100% of the paint booth with filtration, trash compactor, and waste storage container. | 2006-05-22 | 59796 | 100
9585 | T1 | Tamko Inc | Tamko Naples Inc | Johnson Ave | Naples | TX | 75568 | Cass | CN603648064 | RN102165925 | 1. Fume Filter for moisture guard roofing line. 2. Pipe Joint Welds in liquid asphalt service. 3. Dust Collection System for moisture guard roofing line. 4. Secondary Containment for asphalt storage tanks. 5. Enclosure around dust collection system. 6. Three Tank Vent Restriction Devices. 7. Three Automatic Tank Overfill Gauges. | A positive use determination for 100% of the fume filter, welded pipe joints, dust collection system, secondary containment, dust collector enclosure, tank vent restriction devices (3), and tank overfill gauges (3). | 2006-05-22 | 195643 | 100
9586 | T1 | Tamko Inc | Tamko Naples Inc | Johnson Ave | Naples | TX | 75568 | Morris | CN603648064 | RN102165925 | 1. Fume Filter for moisture guard roofing line. 2. Pipe Joint Welds in liquid asphalt service. 3. Dust Collection System for moisture guard roofing line. 4. Secondary Containment for asphalt storage tanks. 5. Enclosure around dust collection system. 6. Three Tank Vent Restriction Devices. 7. Three Automatic Tank Overfill Gauges. | A positive use determination for 100% of the fume filter, welded pipe joints, dust collection system, secondary containment, dust collector enclosure, tank vent restriction devices (3), and tank overfill gauges (3). | 2006-05-22 | 195643 | 100
9587 | T1 | US Filter | US Filter | 922 FM 3083 | Conroe | TX | 77301 | Montgomery | CN601704307 | Insufficient Information | Activated carbon treatment. Filters, sand, gravel, and microbial. Reverse osmosis system. | This property is given a negative determination because it is a third party waste management facility. The wastewater treatment equipment is contracted with other companies to treat their wastewater. It does not treat self-generated waste. | 2006-05-22 | 6204248 | 100
9588 | T1 | US Filter | US Filter | 2 Mi S On FM 2917 (Bp) | Alvin | TX |  | Brazoria | CN601704307 | Insufficient Information | Reverse osmosis system. | This property is given a negative determination because it is a third party waste management facility. The wastewater treatment equipment is contracted with other companies to treat their wastewater. It does not treat self-generated waste. | 2006-05-22 | 1034668 | 100
9589 | T1 | US Filter | US Filter | At Dow Chemical | Freeport | TX |  | Brazoria | CN601704307 | RN100225945 | Activated carbon treatment. Filters, sand, gravel, and microbial. Reverse osmosis system. | This property is given a negative determination because it is a third party waste management facility. The wastewater treatment equipment is contracted with other companies to treat their wastewater. It does not treat self-generated waste. | 2006-05-22 | 582661 | 100
9590 | T1 | US Filter | US Filter | 1105 Tidal Rd (Geon Co) | Deer Park | TX |  | Harris | CN601704307 | RN102061736 | Reverse osmosis system. | This property is given a negative determination because it is a third party waste management facility. The wastewater treatment equipment is contracted with other companies to treat their wastewater. It does not treat self-generated waste. | 2006-05-22 | 1993229 | 100
9591 | T1 | Permian Mud Service Inc | Champion Technologies Inc | 115 Proctor | Odessa | TX | 79762 | Ector | CN600361869 | RN103031084 | 1. Scrubber for chemical reactors. 2. Pipe joint welds for benzyl transfer between reactor tanks. 3. Methanol recovery system. 4. Concrete paving for chemical tote and drum storage and mobile equipment operation. 5. Concrete containment dikes for bulk chemical storage tanks and chemical blending tanks. 6. Automatic shut-off valve, tank vent restriction device, and automatic tank gauging on storage tanks. 7. Stormwater drainage and collection system. | A positive use determination for 100% of the scrubber; welded pipe joints; methanol recovery; concrete containment dikes; automatic shut off valve, vent restriction device, and automatic gauging on storage tanks; and stormwater containment and drainage system. The concrete paving for the tote and chemical storage is withdrawn by the applicant and is not included in the determination. | 2006-06-20 | 1544900 | 100
9592 | T1 | Permian Mud Service Inc | Champion Technologies Inc | 3130 FM 521 | Fresno | TX | 77545 | Fort Bend | CN600361869 | RN101618882 | 1. Welded pipe joints for piping joining reactor tanks. 2. Ethylene oxide and propylene oxide vapor and liquid recovery units. 3. Wash solvent recovery system. 4. Concrete paving for outdoor mobile equipment operation. 5. Blend plant filter. 6. Wastewater storage tank and transfer line. | A positive use determination for 100% of the welded pipe joints; vapor and liquid recovery units; wash solvent recovery system; outdoor concrete paving for vehicular traffic; blend plant filter; and wastewater storage tank and line. | 2006-06-20 | 435446 | 100
9593 | T1 | General Dynamics C4 Systems | Vertex Communications | 2600 N Longview St | Kilgore | TX | 75662 | Gregg | CN603311572 | RN102424033 | 1. Smoke collector with hood. 2. Paint booth with particulate control device. 3. Hazardous waste compactor. 4. Asphalt and Concrete paving for outdoor vehicular traffic areas. 5. Hazardous waste treating equipment. 6. Enclosure around water rinse area. 7. Curbing around chemical storage area for secondary containment. 8. Wastewater collection for wash and plant area. 9. Wastewater treating equipment. | A positive use determination for 100% of the 9 property items listed above. | 2006-06-09 | 132313 | 100
9594 | T1 | Hydrochem Industrial Services Inc | Hydrochem Industrial Services Inc | 900 Georgia Ave | Deer Park | TX | 77536 | Harris | CN602308462 | RN108403908 | Vapor recovery units on tank cleaning equipment. Concrete paving for outdoor vehicular traffic areas. Enclosures around waste storage area. Wastewater treatment facility. Recycled water truck cleaning system | A positive use determination for 100% of the vapor recovery unit, concrete paving, waste storage enclosure, and recycled truck cleaning system with wastewater treatment. The property was not constructed as represented in the application and is given a negative determination. | 2007-08-29 | 839944 | 100
9595 | T1 | Martin Midstream Partners LP | Martin Mainstream Partners | #1 Gulf States Rd | Beaumont | TX | 77704 | Jefferson | CN601535925 | RN101609436 | See attached property list. | A positive use determination for the property on the attached list for the percentages specified on the list. | 2006-06-09 | 10386450 | 100
9596 | T1 | Martin Midstream Partners LP | Martin Mainstream Partners | 10 Sulfur Plant Rd | Beaumont | TX | 77703 | Jefferson | CN601535925 | RN102605136 | 1. Pipe joint welds in storage terminal. 2. Exhaust stack for boilers& oiler heaters. 3. Concrete and asphalt paving in on plant roads and other outdoor vehicular traffic areas. 4. Earthen dike for storage terminal. 5. Concrete berm for acid truck unloading and storage area. 6. Stormwater system: filter, drainage ditch with outfall, storage tank, pump & storage tank secondary containment. 7. Double hulled barges MGM 1010, 2020, and 3030. | A positive use determination for 100% of property items 1 through 6 listed above. A positive use determination for 30% of item 7, the double-hulled barges. | 2006-05-23 | 2189890 | 100
9597 | T1 | Scot Industries Inc | Scot Industries | 3736 FM 250 N | Hughes Springs | TX | 75656 | Morris | CN600864300 | RN101646479 | The following property: 1. Air filtration for exhaust fumes, mist elimination system, and exhaust ductwork for chrome plating fumes. 2. Two filter presses, four centrifuges, and four mechanical filters to remove liquid, oil, and sludge from chrome plating waste. 3. Waste Metal Products packaging chopper and four balers. 4. Two wastewater recycling filters for heat treating plant. 5. Reverse osmosis wastewater treatment unit. 6. Metal waste storage hoppers. 7. Waste sludge storage tank. 8. Enclosure around waste sludge removal equipment. | A positive use determination for 100% of the 8 property items listed above. | 2006-05-24 | 248755 | 100
9598 | T1 | Scot Industries Inc | Scot Industries | 3736 FM 250 N | Hughes Springs | TX | 75656 | Cass | CN600864300 | RN101646479 | 1. Air filtration for exhaust fumes, mist elimination system, and exhaust ductwork for chrome plating fumes. 2. Two filter presses, four centrifuges, and four mechanical filters to remove liquid, oil, and sludge from chrome plating waste. 3. Waste Metal Products packaging chopper and four balers. 4. Two wastewater recycling filters for heat treating plant. 5. Reverse osmosis wastewater treatment unit. 6. Metal waste storage hoppers. 7. Waste sludge storage tank. 8. Enclosure around waste sludge removal equipment. | A positive use determination for 100% of the 8 property items listed above. | 2006-05-24 | 248755 | 100
9599 | T1 | Mansfield Plumbing Products LLC | Swirl-Way Texas Operations | 1505 Industrial Dr | Henderson | TX | 75652 | Rusk | CN602423527 | Mansfield Plumbing | The following projects: 1. Six fiberglass spray booth enclosures, exhaust ductwork, and particulate filters. 2. Torit dust collectors (8) and enclosures (3) for fiberglass trim equipment. 3. Six exhaust stacks for spray booth enclosures. 4. Solid waste compactor. 5. Outdoor concrete paving of roadways and vehicular traffic areas. 6. Decontamination equipment for mobile machinery. 7. Stormwater drainage and collection system. | A positive use determination for 100% of the 7 pollution control projects listed above. | 2006-05-24 | 492360 | 100
9600 | T1 | American Railcar Industries Inc | Southwest Steel Castings Co | 600 Foundry Dr | Longview | TX | 75604 | Gregg | CN601353378 | RN100222371 | Foundry sand reclamation system. | No status event | 2006-09-13 | 158055 | 100
9601 | T1 | Guardian Industries Corp | Guardian Industries Corp | 3801 S Highway 287 | Corsicana | TX | 75110 | Navarro | CN600131015 | RN103796215 | Dust Collection. Ductwork for Furnace. Stormwater Containment. Water Conservation System. Plant Paving. | A positive use determination of 100% for the Dust Collection System, the Ductwork for Furnace, the Stormwater Containment, the Water Conservation System, and the Plant Paving. | 2006-05-18 | 210943 | 100
9602 | T1 | Tyson Fresh Meats Inc | Tyson Fresh Meats Inc | Fr 1912 & Hwy 66E | Amarillo | TX | 79187 | Potter | CN600767016 | RN104928312 | See multiple page listing attached to application. | A positive use determination of 100% for the property contained on the listing titled "Pollution Control Assets Installed From 1994 Through 2004". A positive use determination of 100% for the following projects: 44125, 46087, 47041, 47367, 49471, 52550, 52295, 53345, & 55374. The application provides a description of each project and a listing of the assets installed. | 2006-05-23 | 5005004 | 100
9603 | T1 | Red River Commodities Inc | Red River Commodities | 212 NE Loop 289 | Lubbock | TX | 79403 | Lubbock | CN602688889 | RN101975696 | Safety air monitor tester. Phototoxin detector. Receiving Leg/Cyclone Rebuild. Assorted dust cyclones. Centrifugal 26" dust fan. F-1 House gravity dust system. F-2 20's gravity dust system. F-3 22's gravity dust system. Upgrade dust control system. Dust control bag filter & fan. | A positive use determination for the safety air monitor tester for phosphines, the Photo-toxin detector for phosphines, the receiving leg/cyclone rebuild and additional dust cyclones, the Centrifugal 26" dust fan, the F-1 House gravity dust system, the F-2 20's gravity dust system, the F-3 22's gravity dust system, the upgrade to the dust control system and the dust control bag filter & fan system. | 2006-05-18 | 110666 | 100
9604 | T1 | Darling International Inc | Darling International | 3701 Schalker | Houston | TX | 77026 | Harris | CN600480826 | RN105905756 | Property includes air scrubber systems, de-watering equipment and wastewater treatment equipment. | A positive use determination of 100% for the air scrubber systems, de-watering equipment and wastewater treatment equipment. | 2006-05-18 | 1077613 | 100
9605 | T1 | Albemarle Corp | Albemarle Pasadena Plant | 1000 N South St | Pasadena | TX | 77503 | Harris | CN600129589 | RN102983962 | To be in compliance with HRVOC regulations continuous emission monitoring instruments were installed in the Wet Flare Area, the HB-2 Flare Area and on atmospheric vent monitoring equipment on certain tanks. | A positive use determination of 100% for the continuous emission monitoring instruments which were installed in the Wet Flare Area, the HB-2 Flare Area and on atmospheric vent monitoring equipment on certain tanks. | 2006-05-18 | 1700000 | 100
9606 | T1 | Albemarle Corp | Albemarle Pasadena Plant | 1000 N South St | Pasadena | TX | 77503 | Harris | CN600129589 | RN102983962 | Two Ultra Low NOx burners, a boiler feed economizer and continuous emissions monitoring instruments were installed on two boilers. | A positive use determination of 100% for the 2 Ultra Low NOx burners, the boiler feed economizer and the continuous emissions monitoring instruments which were installed on two boilers. | 2006-05-18 | 2820000 | 100
9607 | T1 | Lufkin Industries Inc | Lufkin Industries Inc | Hwy 69 S | Lufkin | TX | 75904 | Angelina | CD600399570 | RN101735249 | Concrete paving of vehicular traffic area. Scrap metal waste storage container. Concrete pads for waste storage containers. Wash rack wastewater drainage and collection system. | A positive use determination for 100% of the vehicular traffic paving, waste storage container, concrete pads for waste storage containers, and wastewater drainage and collection system for wash rack. | 2006-05-19 | 196497 | 100
9608 | T1 | Lufkin Industries Inc | Lufkin Industries Gear Repair | 711 Houston St | Lufkin | TX | 75902 | Angelina | CN600399570 | RN102144284 | Asphalt paving of plant parking area. | A positive use determination for 100% of the asphalt paving of parking area. | 2006-05-19 | 42802 | 100
9609 | T1 | Ash Grove Texas LP | Ash Grove Texas LP | 900 Gifco Rd | Midlothian | TX | 76065 | Ellis | CN604252080 | RN100225978 | Modification of leachate system and installation of dust collectors. | A positive use determination of 100% for the modifications made to the leachate system and the dust collector. | 2006-05-18 | 249779 | 100
9610 | T1 | Ethyl Corporation | Ethyl Corp - Houston Plant | 1000 N South Ave | Pasadena | TX | 77503 | Harris | CN600127740 | RN101613230 | Upgrade flame autoignition for flare. Piping and equipment MOC-909 MMT test pad. MOC-913 eliminate portable solvent tank. T-1154 nozzle upgrade. Install 2 groundwater sample wells. Fabricate & install D1604 seal loop. Upgrade PIBSA Monel piping. | A positive use determination of 100% for the project to upgrade flame auto-ignition for the flare; the piping and equipment at the MOC-909 MMT test pad; the MOC-913 eliminate portable solvent tank; the T-1154 nozzle upgrade; the installation of the 2 groundwater sample wells; the fabrication & installation of the D1604 seal loop; and the upgrade of the PIBSA Monel piping. | 2006-05-18 | 151944 | 100
9611 | T1 | Kaneka Texas Corporation | Kaneka - Pasadena Plant | 6161 Underwood Rd | Pasadena | TX | 77507 | Harris | CN604059352 | RN100218841 | Biosorption Pilot Plant - used to run tests for VOC reductions. | Returned for failure to respond to a deficiency letter. | 2007-01-11 | 37058 | 100
9612 | T1 | Ecolab Inc | Ecolab Inc | 2305 Sherwin St | Garland | TX | 75041 | Dallas | CN600304745 | RN100594852 | Installed secondary containment for the mezzanine holding tank area. PH PIT - modifications to existing equipment and dike addition to existing area. | A positive use determination of 100% for the installation of the secondary containment for the mezzanine holding tank area; the modifications to existing equipment and dike of the pH Pit; and the addition to the existing area of the pH Pit. | 2006-05-18 | 128987 | 100
9613 | T1 | Lone Star Industries Inc | Maryneal Cement | Star Route Box 25 | Sweetwater | TX | 79556 | Nolan | CN600363683 | RN100220847 | Purchased a Water Truck. | A positive use determination of 100% for the water truck. | 2006-05-18 | 118804 | 100
9614 | T1 | Cott Beverage | Cott Berverage In | 15200 Trinity Blvd | Ft Worth | TX | 76155 | Tarrant | CN602414161 | RN105661987 | Environmental Assets Water and Sanitation and Air Scrubbing System. | A positive use determination of 100% for the wastewater pretreatment equipment. This determination includes only those pieces of equipment which are used to pre-treat wastewater before it is discharged. A negative determination for the water treatment equipment which is used to pre-treat water which is then used in the bottling or canning process. A negative use determination for the Air Treatment Equipment. This equipment is used to treat air for process purposes and is not eligible for a positive determination. | 2006-08-02 | 3670979 | 100
9615 | T1 | Capitol Aggregates Ltd | Capitol Aggregates Ltd | 11551 Nacogdoches Rd | San Antonio | TX | 78217 | Bexar | CN602272114 | RN103756656 | Dust collectors and street sweepers. | A positive use determination of 100% for the dust collectors and street sweepers. | 2006-05-18 | 80499 | 100
9616 | T1 | Phelps Dodge Refining Corporation | Phelps Dodge - El Paso Refinery | 6999 N Loop Rd | El Paso | TX | 79998 | El Paso | CN600132179 | RN100226000 | New paving installed around plant area in order to reduce dust. | A positive use determination of 100% for the new paving. | 2006-05-19 | 244370 | 100
9617 | T1 | Phelps Dodge Refining Corporation | Phelps Dodge - El Paso Refinery | 6999 N Loop Rd | El Paso | TX | 79998 | El Paso | CN600132179 | RN100226000 | Installed secondary containment at the acid truck unloading area. | A positive use determination of 100% for the new secondary containment at the Acid Truck Unloading Area. | 2006-05-19 | 50000 | 100
9618 | T1 | Phelps Dodge Refining Corporation | Phelps Dodge - El Paso Refinery | 6999 N Loop Rd | El Paso | TX | 79998 | El Paso | CN600132179 | RN100226000 | Upgraded the liner in the containment pond. | A positive use determination of 100% for the project to upgrade the liners in the surge containment and the stormwater containment ponds. | 2006-05-19 | 433443 | 100
9619 | T1 | Western Refining Company | Western Refining Company El Paso | 6500 Trowbridge Dr | El Paso | TX | 79905 | El Paso | CN601510191 | RN100213016 | See property description attached to the application. | A positive use determination of 100% for the CEMS; the H2S Monitoring Systems; the CEMS for Heaters F-3901 & F-3902; the upgrade to control valves and pumps; the new exhaust stacks for heaters F-9301 & F-3902; the Sour Water Recycle Pump; the project to replace, redistribute and collect stormwater; the H2 InfraRed Monitoring System; and the paving and drainage. | 2006-05-19 | 5234394 | 100
9620 | T1 | Western Refining Company | Western Refining Company El Paso | 6500 Trowbridge Dr | El Paso | TX | 79905 | El Paso | CN601510191 | RN100213016 | Replaced secondary seals on tanks 166, 144, 4040, & 509. Upgraded wastewater storage tank . | A positive use determination of 100% for the upgrade to the tank seals and the upgrade to the wastewater storage tank. | 2006-05-19 | 145263 | 100
9621 | T1 | US Plating | US Plating | 2215 Century Circle | Irving | TX | 75062 | Dallas | CN601657141 | RN104488507 | Items consist of scrubbers and filters used to remove VOCs. | A positive use determination of 100% for two scrubbers and filters used to remove VOCs. | 2006-05-19 | 27544 | 100
9622 | T1 | Shin-Estu Silicones Of America Inc | Shine-Estu Kbm-803 & F3 Process Units | 5650 Hwy 332 E | Freeport | TX | 77541 | Brazoria | Insufficient Information | Insufficient Information | KL-12 Receiving & Feeding. Cl-2501 Scrubber. H2S Recovery. H2s Emergency Scrubber. FN Hydrolysis Reaction. H2S SC Collection System. Pump Station 1. Pump Station 2. Gas Detector System. 100 Area & 200 Area Dike. | A positive use determination of 100% for the KL-12 Vapor Recovery at Receiving & Feeding, the Cl-2501 Scrubber, the H2S Recovery Scrubber, the H2s Emergency Scrubber, the FN Hydrolysis Reaction System, the H2S SC Collection System, Pump Station 1, Pump Station 2, the Gas Detector System, and the 100 Area & 200 Area Dike. | 2006-05-23 | 1112510 | 100
9623 | T1 | Milk Products LP | Milk Products Llp | 71 Strandman Cove | Austin | TX | 78702 | Travis | CN601179419 | RN102792900 | On-site wastewater treatment facility. | A positive use determination of 100% for the on-site wastewater treatment facility. | 2006-05-23 | 675918 | 100
9624 | T1 | CFAN | CFAN | 1000 Technology Way | San Marcos | TX | 78666 | Hays | CN600371744 | RN100663301 | Wastewater Treatment equipment. Grit Blasting Cleaning Machine vented to a control device. | A positive use determination of 100% for the Wastewater Treatment equipment and a positive use determination for 50% for the Grit Blasting Cleaning Machine. | 2006-05-23 | 136549 | 100
9625 | T1 | Powell Industries Inc | Powell Industries Inc | 8550 Mosley Rd | Houston | TX | 77075 | Harris | CN601561194 | RN100670405 | Paint Booths for the paint line. Cyclone. Powder room. Conveyor lift. Waste storage tanks, sewer lines, evaporator, piping, controls & containment curb. Cascading rinses, sensors, controls, run back trays, & oil coalescer. | A positive use determination of 100% for the paint booths for the paint line, the cyclone, the powder room, the conveyor lift, the waste storage tanks, sewer lines, evaporator, piping, controls & containment curb, the cascading rinses, sensors, controls, run back trays, & the oil coalescer. | 2006-05-23 | 936629 | 100
9626 | T1 | Cemex Cement Of Texas LP | Cemex Balcones Cement Plant | 2580 Wald Rd | New Braunfels | TX | 78132 | Comal | CN603403973 | RN102605375 | Upgrade to air canon. Tire Derived Fuel System. Preheat of Air Cannon. Electrical Precipitators, Baghouses, filters blowers, piping - used to control particulates. Mill Dust Trap Damper. Slag Tank. | A positive use determination of 100% for the upgrade to air canon, the preheat system for the air cannon, the electrical precipitators, the baghouses, filters blowers, piping - used to control particulates; the Mill Dust Trap Damper and the Slag Tank. A negative determination for the Tire Derived Fuel System. | 2006-05-23 | 1440074 | 100
9627 | T1 | Cemex Cement Of Texas LP | Cemex Odessa Plant | 16501 W Murphy St | Odessa | TX | 79766 | Ector | CN601235385 | RN100213305 | See application | A positive use determination of 100% for the following items: Dropout Duct Expansion (2); Install Cone for Gravel Bed; Gravel Bed Screen Rep GBF1 and 2; Gravel Bed Rakes GBF1 & 2; Dust Hopper Repair; Exhaust Expansion Joint; Replace Inlet Duct GBH1; and Re-build baghouse. | 2006-05-24 | 714750 | 100
9628 | T1 | Kinder Morgan Production Company LP | Pasadena Terminal | 1420 N Witter | Pasadena | TX | 77506 | Harris | CN601296916 | Insufficient Information | Installed an internal floating roof on tank 27-1. | A positive use determination of 100% for the internal floating roof installed on tank 27.1. | 2006-05-23 | 85000 | 100
9629 | T1 | Kinder Morgan Production Company LP | Pasadena Terminal | 1420 N Witter | Pasadena | TX | 77506 | Harris | CN601296916 | Insufficient Information | Installed an internal floating roof on tank 27-2. | A positive use determination of 100% for the internal floating roof installed on tank 27.2. | 2006-05-23 | 85000 | 100
9630 | T1 | Kinder Morgan Production Company LP | Pasadena Terminal | 1420 N Witter | Pasadena | TX | 77506 | Harris | CN601296916 | Insufficient Information | Installed an internal floating roof on tank 55-4. | A positive use determination of 100% for the internal floating roof installed on tank 55.4. | 2006-05-23 | 171000 | 100
9631 | T1 | AG Processing Inc | AGP Grain Cooperative | 770 CR Dd | Farwell | TX | 79325 | Parmer | CN602695066 | RN104415203 | Installed dust collection systems. | A positive use determination of 100% for the dust collection systems which collect air contaminates and route them to a final control device. This determination does not include any equipment which is used to collect or transfer product. | 2006-05-25 | 182634 | 100
9632 | T1 | Chevron Phillips Chemical Co LP | Chevron Phillips Orange | 5309 FM 1006 | Orange | TX | 77630 | Orange | CN600303614 | RN100215615 | A new Flare Knock Out Vessel with design improvements was installed. | A positive use determination of 100% for the replacement Flare Knock Out Vessel. | 2006-05-24 | 87542 | 100
9633 | T1 | Chevron Phillips Chemical Co LP | Chevron Phillips Pasadena | 1400 Jefferson Rd | Pasadena | TX | 77506 | Harris | CN600303614 | RN100215615 | In order to comply with HRVOC requirements associated with Harris County chemical plants, instrumentation and analyzer enclosures were installed. Flowmeters, pressure transmitters, temperature transmitters, and analyzer enclosures were installed at the following plant emission processes/locations: PE 6/7 Flare Gas; PE 8 Flare Gas; PP Flare Gas; K-Resin Flare Gas; and PE 6, 7, 8, PP HAC, PP GPH, and K-Resin Cooling Tower Returns. | A positive use determination of 100% for the instrumentation and analyzer enclosures which were installed. | 2006-05-24 | 3100060 | 100
9634 | T1 | Chevron Phillips Chemical Co LP | Chevron Phillips Clemens Terminal | 2611 CR 314 | Brazoria | TX | 77422 | Brazoria | Insufficient Information | Insufficient Information | Installed a shallow gas monitoring well to monitor emissions from an existing well. | A positive use determination of 100% for the shallow gas monitoring well. | 2006-05-24 | 320058 | 100
9635 | T2 | Chevron Phillips Chemical Co LP | Chevron Phillips Sweeney Petro | Hwy 335 & FM 524 | Old Ocean | TX | 77463 | Brazoria | CN600303614 | RN100825249 | The following items: U24 OWS Sump Emissions Reduction; U52 Install Sludge Pipe North Lime Pond; U12 Hydrocarbon Gas Detectors; U66 2004 EIVs for Series 56, 69 Tanks; Asbestos Decontamination Trailer; U153 2004 Sweeny Cathodic Protection; U10C CT#6 & CT#7 HRVOC CEMS; U10ABC OWS Sump Vapor Control; and U22 II07 SIL Interlocks. | A positive use determination of 100% for the U24 OWS Sump Emissions Reduction; U52 Install Sludge Pipe North Lime Pond; U12 Hydrocarbon Gas Detectors; U66 2004 EIVs for Series 56, 69 Tanks; Asbestos Decontamination Trailer; U153 2004 Sweeny Cathodic Protection; U10C CT#6 & CT#7 HRVOC CEMS; and the U10ABC OWS Sump Vapor Control. A negative determination for the U22 II07 SIL Interlocks. This item is not considered to be pollution control property. | 2006-06-23 | 2641022 | 100
9636 | T1 | TXI Operations LP | Tin Top Sand & Gravel Plant | 5211 New Tin Top Rd | Weatherford | TX | 76086 | Parker | CN603915174 | RN102422359 | The following items: Power Washer - removes waste contaminates from mobile source. Gorman Rupp 10" Pump - used to recycle liquids. Gorman Rupp 8" Pump - used to recycle liquids. Replacement of water truck. 4-bin Cold Feed Blending System including support structure and installation - enclosed containers used for source separation of materials to be recycled. Radial Sand Stacking Conveyor - reduces particulate emissions. Radial Sand Stacker - reduces particulate emissions on plant roads. Primary Pit Slurry Tank - gravity separation of suspended solids. Paint Plant - enclosed booth used for mixing paint and controlling overspray. Simplicity 6x16-3 Deck Screw - used for source separation of recycled, fugitive dust emissions and rain water. Sad Dewatering Screw - used for source separation of materials. GIW 2002 10x12 Slurry Pump - used to remove waste contaminant from mobile sources. 130 X 24 Conveyor - used to control particulate matter on plant roads. Conveyor Replacement - used to control particulate on plant roads. | Returned for failure to respond to a deficiency letter. | 2007-01-25 | 774461 | 100
9637 | T1 | Carolina Color Corp Of Texas | Carolina Color Corp Of Texas | 913 E Pleasant Run | Lancaster | TX | 75146 | Dallas | CN600760839 | RN101467710 | 1. Air filtration system - used to provide clean air for employees and visitors. 2.Sweeper - floor maintenance equipment. 3. Floor Scrubber - Floor maintenance device. 4. Sperry Vacuum System - controls dust and fine particles. 5. Hoffman Air Filtration System - provides clean air for employees and visitors. 6. Torit Downflow II - Dust collection system. 7. Dust Collection System. 8. Air Filtration System with Blower - employee and visitor protection. 9. Hobart Vacuum System - vacuum system. 10. Vacuum Chambers - vacuum conveying system. | A positive use determination for 100% of the Sperry vacuum system, Torit downflow dust collector, dust collection system, Hobart vacuum system, and Vacuum Chambers system. The three air filtration systems, the sweeper, and floor scrubber are not pollution control property and are given a negative determination. | 2006-11-16 | 112088 | 100
9638 | T1 | Trinity Industries Inc | Trinity Industries - #25 | 2850 Peden Rd | Saginaw | TX | 76179 | Tarrant | CN603795055 | RN102418563 | Installed a paint booth. | A positive use determination for 100% for the paint spray booth. | 2006-05-24 | 651657.11 | 100
9639 | T1 | Transit Mix Concrete & Materials | Transit Mix - Plant 512 | 202 Holmes Rd | Houston | TX | 77045 | Harris | CN600408009 | RN104322011 | Waste Water Recycle System. Environmental Paving. Installed Wash Out Pit. | A positive use determination for 100% for the Waste Water Recycle System, the Environmental Paving, and the Wash Out Pit. | 2006-05-24 | 356349.15 | 100
9640 | T1 | Transit Mix Concrete & Materials | Transit Mix - Plant 364 | 1580 Independence Dr | Bryan | TX | 77803 | Brazos | CN600408009 | RN102309507 | Environmental Paving. | A positive use determination for 100% for the Environmental Paving. | 2006-05-24 | 59622 | 100
9641 | T1 | Transit Mix Concrete & Materials | Transit Mix - Plant 183 | 1610 Fountain Ave | Bryan | TX | 77801 | Brazos | CN600408009 | RN101042307 | Waste water recycle system. | A positive use determination for 100% for the Waste Water Recycle System. | 2006-05-24 | 9274 | 100
9642 | T1 | Transit Mix Concrete & Materials | Transit Mix - Plant 1189 | 51 Champion Woodyard | Huntsville | TX | 77340 | Walker | CN600125157 | Insufficient Information | Installed a reclaimer and a dust collector. Installed environmental paving. | A positive use determination for 100% for the reclaimer/dust collector and the environmental paving. | 2006-05-24 | 473037.43 | 100
9644 | T1 | Transit Mix Concrete & Materials | Transit Mix - Plant 135 | 2525 Dollinger | Beaumont | TX | 77703 | Jefferson | CN604401653 | RN102893823 | Installed a waste water recycle system. | A positive use determination for 100% for the Waste Water Recycle System. | 2006-05-24 | 64233 | 100
9645 | T1 | Transit Mix Concrete & Materials | Transit Mix - Plant 137 | 1250 E Florida | Beaumont | TX | 77705 | Jefferson | CN604424374 | RN102765179 | Installed a dust collector. | A positive use determination for 100% for the dust collector. | 2006-05-24 | 34757 | 100
9646 | T1 | Transit Mix Concrete & Materials | Transit Mix - Plant 252 | 1600 Hwy 183 N | Leander | TX | 78641 | Williamson | CN600408009 | RN102068822 | Installed cover and a containment device on fuel tanks in order to be in compliance with EPA regulations. | A positive use determination for 100% for the cover and a containment device for the fuel tanks. | 2006-05-24 | 5325 | 100
9647 | T1 | Transit Mix Concrete & Materials | Transit Mix - Plant 255 | 10212 Burleson Rd | Del Valle | TX | 78617 | Travis | CN600408009 | RN102868270 | Installed cover and a containment device on fuel tanks in order to be in compliance with EPA regulations. | A positive use determination for 100% for the cover and a containment device for the fuel tanks. | 2006-05-24 | 1952 | 100
9648 | T1 | Transit Mix Concrete & Materials | Transit Mix - Plant 270 | 608 Leander Rd | Georgetown | TX | 78627 | Williamson | CN600408009 | RN101858694 | Installed cover and a containment device on fuel tanks in order to be in compliance with EPA regulations. | A positive use determination for 100% for the cover and a containment device for the fuel tanks. | 2006-05-24 | 6161 | 100
9650 | T1 | Transit Mix Concrete & Materials | Transit Mix - Plant 271 | Hwy 79 East | Taylor | TX | 76574 | Williamson | CN600125157 | Insufficient Information | Installed cover and a containment device on fuel tanks in order to be in compliance with EPA regulations. | A positive use determination for 100% for the cover and a containment device for the fuel tanks. | 2006-05-24 | 4985 | 100
9651 | T1 | Transit Mix Concrete & Materials | Transit Mix - Plant 273 | 2507 N Ih 35 | San Marcos | TX | 78667 | Hays | CN600408009 | RN101497980 | Installed cover and a containment device on fuel tanks in order to be in compliance with EPA regulations. | A positive use determination for 100% for the cover and a containment device for the fuel tanks. | 2006-05-24 | 3278 | 100
9652 | T1 | Transit Mix Concrete & Materials | Transit Mix - Plant 259 | Hwy 75 @ Scott St | Athens | TX | 75751 | Henderson | CN600125157 | RN102894185 | Installed a waste water recycle system | A positive use determination for 100% for the Waste Water Recycle System. | 2006-05-24 | 16033 | 100
9653 | T1 | Transit Mix Concrete & Materials | Transit Mix - Plant 272 | 192 Hwy 290 E | Elgin | TX | 78621 | Bastrop | CN600408009 | RN103189791 | Installed a new central dust collector. | A positive use determination for 100% for the new central dust collector. | 2006-05-24 | 31503 | 100
9654 | T1 | Transit Mix Concrete & Materials | Transit Mix - Plant 1288 | 13420 Pilgrim Rd | Kaufman | TX |  | Kaufman | CN600408009 | Insufficient Information | Installed a new central dust collector. | A positive use determination for 100% for the new central dust collector. | 2006-05-24 | 3000 | 100
9655 | T1 | Lanxess Corporation | Lanxess - Orange Plant | PO Box 2000 | Orange | TX | 77631 | Orange | CN602665556 | RN100825363 | Spill containment improvement. Paving. Pressure washer. PSV system upgrades. Surface/effluent water upgrade project. Vent line and emissions analyzer/monitoring project. Exhaust ductwork. Stack. Water Conservation System. Oil separator equipment. Knockout Tanks. | Returned for failure to respond to a deficiency letter. | 2006-11-10 | 1291246 | 100
9656 | T1 | Lanxess Corporation | Lanxess - Baytown Plant | 8500 West Bay Rd | Baytown | TX | 77520 | Chambers | CN603578188 | RN100209931 | Installed equipment for the waste water treatment plants filtration system. | A positive use determination of 100% for the equipment installed for the waste water treatment plants filtration system. | 2006-05-25 | 194061 | 100
9657 | T1 | Norit Americas Inc | Norit Americas Marshall Plant | 3200 University Ave | Marshall | TX | 75671 | Harrison | CN600840888 | RN102609724 | APC Ductwork. Wash Plant Pump Discharge Line. | A positive use determination of 100% for the APC Ductwork and the Wash Plant Pump Discharge Line. | 2006-05-25 | 95957 | 100
9658 | T1 | Encore Wire Limited | Encore Wire Limited | 1410 Millwood Rd | Mc Kinney | TX | 75069 | Collin | CN600130231 | RN104301825 | Plant Paving. Constructed water control pond. | A positive use determination of 100% for the plant paving and the water control pond which was constructed.. | 2006-05-25 | 387874 | 100
9659 | T1 | Alcoa Inc | Alcoa Rockdale | 5 M S On FM 1786 | Rockdale | TX | 76567 | Milam | CN605253749 | RN103785846 | Enclosure for conveyor system. | A positive use determination of 100% for the enclosure for the conveyor system. | 2006-05-25 | 2407150 | 100
9660 | T1 | Alcoa Inc | Alcoa Rockdale | 5 M S On FM 1786 | Rockdale | TX | 76567 | Lee | CN605253749 | RN103785846 | Enclosure for conveyor system. Environmental Paving. Truck Wash Building. | A positive use determination of 100% for the enclosure for the conveyor system., the environmental paving, and the truck wash building. | 2006-05-25 | 4698182 | 100
9661 | T1 | Kimberly-Clark | Kimberly-Clark | Loop 286 SW & FM 137 | Paris | TX | 75460 | Lamar | CN600306716 | RN104885033 | Solid waste baler and collection system. Vacuum and exhaust duct system. | A positive use determination of 100% for the waste baler and collection system and the vacuum and exhaust duct system. | 2006-05-25 | 937938 | 100
9662 | T1 | Owens Corning | Owens Corning | 203 Cedar Rd | Ennis | TX | 75119 | Ellis | CN603528050 | RN100222686 | Installed an Oil Water Separator. | A positive use determination of 100% for the Oil Water Separator. | 2006-05-25 | 11020 | 100
9663 | T1 | Owens Corning | Owens Corning | 3700 N I-35 | Waxahachie | TX | 75168 | Ellis | CN603159088 | RN100223585 | Dust collection system. Wastewater treatment. | A positive use determination of 100% for the fiberglass dust collection system and the centrifuge used to collect wastewater from the furnace operation. | 2006-05-25 | 93017 | 100
9664 | T1 | Owens Corning | Owens Corning | 201 N Nursery Rd | Irving | TX | 75061 | Dallas | CN603528050 | RN100225291 | Dust collector | A positive use determination of 100% for the dust collector. | 2006-09-14 | 12050 | 100
9665 | T1 | Owens Corning | Owens Corning | 1701 W Loop 335 S | Amarillo | TX | 79114 | Potter | CN603528050 | RN100222140 | Clearwell Tank: used to store treated water before use. Scrubber: installed on the 10-01 Furnace. | A positive use determination of 100% for the Clearwell Tank and the 10-01 Furnace Scrubber. | 2006-05-25 | 1799136 | 100
9666 | T1 | Alcoa World Alumina LLC | Alcoa Point Comfort | State Highway 35 | Point Comfort | TX | 77978 | Calhoun | CN601452329 | RN102705381 | Wastewater treatment plant. Capacity upgrade to WWTP. Press shell wash system to use recycled water. Prevent baywater contamination/condenser. | A positive use determination of 100% for the wastewater treatment plant, the upgrade to WWTP, the press shell wash system, and the project to prevent baywater contamination/condenser. | 2006-05-25 | 1661530 | 100
9667 | T1 | Bayer MaterialScience LLC | Bayer Pasadena Plant | 3310 Pasadena Rd | Pasadena | TX |  | Harris | CN601682701 | RN102521820 | Installed a dust collector. | Returned for failure to respond to a deficiency letter. | 2006-11-06 | 93659 | 100
9668 | T1 | Bayer MaterialScience LLC | Bayer - Baytown | 8500 W Bay Rd | Baytown | TX | 77520 | Chambers | CN603578188 | RN100209931 | Effluent filtration project. Paving. Replacement pumps. Storm drain, trench, paving, and spill containment improvements. VOC monitoring and detection system. | A positive use determination of 100% for the effluent filtration project, the new paving and the paving repairs, the replacement pumps, the stormwater control project, and the organic vaporizers and hydrocarbon emission analyzers. | 2006-05-25 | 3219938 | 100
9669 | T1 | Maxwell House Coffee | Maxwell House Plant | 3900 Harrisburg | Houston | TX | 77003 | Harris | CN604413310 | RN100214931 | RTO for ITR #3. Upgrade AMCO Carrier Chiller from R-12 to R-134a. Wastewater pH Control System. DAF Wastewater for Rice. Probat Emission Compliance Phase 1 HS 3703. ITR #3 Emission Compliance Phase 1 HS 2701. Boiler - 6 CEMS (Stack Gas). | A positive use determination of 100% for the RTO for ITR #3; the conversion of the AMCO Carrier Chiller to R-134a, the pH control system for wastewater treatment; Phase 1 of emissions compliance projects; and the six CEMs for boiler stacks. | 2006-05-25 | 4650000 | 100
9670 | T1 | Stemco Inc | Stemco Longview Plant | 300 Industrial Blvd | Longview | TX | 75606 | Harrison | CN603097569 | RN100211481 | Toluene pump and piping replacement project. | A positive use determination of 100% for the project to replace the toluene pump and piping. | 2006-05-25 | 436816 | 100
9671 | T1 | Schumacher Company Inc | Schumacher Company Inc | 5610 Polk | Houston | TX | 77023 | Harris | CN603166851 | RN100917970 | 1. Replacement of PVC ductwork on Bldg B chrome plating emission control system. 2. Installed batch treatment tanks as part of the wastewater treatment system. 3. Installed concrete berms as secondary containment through out the facility. | A positive use determination of 100% for the three projects listed in this application. | 2006-05-25 | 41616 | 100
9672 | T1 | Virtex Petroleum Company | Virtex Doering Ranch Plant | Off State Hwy 117 | Dilley | TX | 78017 | Frio | CN601088180 | RN100855196 | Installation of combustion flare. | A positive use determination of 100% for the combustion flare. | 2006-05-25 | 32526 | 100
9673 | T1 | Stemco Inc | Stemco Longview Plant | 300 Industrial Blvd | Longview | TX | 75606 | Gregg | CN603097569 | RN100211481 | Toluene pump and piping replacement project. | A positive use determination of 100% for the project to replace the toluene pump and piping. | 2006-05-25 | 436816 | 100
9674 | T2 | Synsil Products Inc | Synsil Products Inc | 3202 Windmill Rd | Cleburne | TX | 76033 | Johnson | CN602913766 | RN104747654 | The following items: Flour Silo BV, Lime Silo BV, Hydrator Dust Collector, Hydrator Preheat System, Hydrator Stack, Hydrate Silo BV, Classifier Dust Recycle System, Dryer DC Dust Transfer System & Silo, Nuisance DC & Stack & Recycle Silo System, Dryer Dust Silo BV, Turbine Mixer DC, Dryer Dust Collector, Dryer Stack, Low NOx Burner, Classifier DC & Stack, #3 Prod Storage Tank BV, #1 & 2 & 3 Loader Filters, Waste Silo & DC & LO Filter, Vacuum System & DC, Diesel Tank & Secondary Containment, Stormwater Pond, paving for stormwater control, Product Recycle Silo, and Product Recycle Silo Bin Filter. | A positive use determination of 100% for the 33 property items listed on this application. | 2006-07-13 | 2259000 | 100
9675 | T1 | Innovene USA LLC | Innovene Chocolate Bayou Works | FM 2917 & FM 2004 | Alvin | TX | 77512 | Brazoria | CN602817884 | RN100238708 | The following projects: Olefins 2 - Low Flare Startup; OLE1 Flaretip Upgrade; Olefins Plant - CEMS NOx; and OLE1-Hydrocarbon Vaporization. | A positive use determination of 100% for the Olefins 2 - Low Flare Startup; the OLE1 Flaretip Upgrade; the Olefins Plant - CEMS NOx; and the OLE1-Hydrocarbon Vaporization. | 2006-06-14 | 3039795 | 100
9676 | T1 | Innovene USA LLC | Innovene Battleground Facility | 1230 Battleground Rd | La Porte | TX | 77571 | Harris | CN602817884 | RN102537289 | The following projects: HRVOC Flare Monitoring; HRVOC Redundant Flare Flow Meter; ERU Unloading (R609/10 to ERU3); HRVOC Seal Upgrades for Nitrogen Loop Blowers; and Purchase of Spare Flare Tip. | A positive use determination of 100% for the HRVOC Flare Monitoring; the HRVOC Redundant Flare Flow Meter; the ERU Unloading (R609/10 to ERU3); the HRVOC Seal Upgrades for Nitrogen Loop Blowers; and the Purchase of Spare Flare Tip. | 2006-06-14 | 438703 | 100
9677 | T1 | Goodrich Corp | Goodrich Aerostructures Group | 2005 Technology Way | San Marcos | TX | 78666 | Hays | CN601739097 | RN101518991 | Rinsewater Processing System and Dust Blast Booth. | A positive use determination of 100% for the Rinsewater Processing System and a positive use determination of 50% for the Dust Blast Booth. | 2006-06-14 | 96185 | 100
9678 | T1 | Broaddus Enterprises Inc | Broaddus Bee Cave Chevron | 6806 Bee Cave Rd | Austin | TX | 78746 | Travis | CN600777718 | RN101698132 | Double walled fuel lines and tanks plus installation. Detention pond installation and the land. Trench Drains. Stage II Vapor Recovery Equipment. UST Sumps, Spill/overfill prevention, line leak detectors, tank and dispenser sumps, stage I, and tightness testing equipment. 4,503 square feet of paving. HMI interceptor/tanks/plumbing at car wash, recovery of all residuals reclaim system. Septic System design, installation and land. | A positive use determination of 50% for the underground double-walled tanks and fuel lines. A positive use determination of 100% for the Detention pond installation and the land, the Trench Drains, the Stage II Vapor Recovery Equipment, the UST Sumps, Spill/overfill prevention, line leak detectors, tank and dispenser sumps, stage I, and tightness testing equipment, the 4,503 square feet of paving, the HMI interceptor/tanks/plumbing at car wash, the recovery of all residuals reclaim system, and the Septic System design, installation and land. | 2006-06-15 | 360120 | 100
9679 | T1 | Broaddus Enterprises Inc | Broaddus Burnet Rd Chevron | 8218 Burnet Rd | Austin | TX | 78757 | Travis | CN600777718 | RN101696938 | Double walled tanks and fuel lines plus installation. Stage II Vapor Recovery Equipment. UST Sumps, Spill/overfill prevention, line leak detectors, tank and dispenser sumps, stage I, and tightness testing equipment. 4,714 square feet of paving. HMI interceptor/tanks/plumbing at car wash, recovery of all residuals reclaim system. | A positive use determination of 50% for the double walled tanks and fuel lines plus installation. A positive use determination of 100% for the Stage II Vapor Recovery Equipment, UST Sumps, Spill/overfill prevention, line leak detectors, tank and dispenser sumps, stage I, and tightness testing equipment, the 4,714 square feet of paving. the HMI interceptor/tanks/plumbing at car wash, and the recovery of all residuals reclaim system. | 2006-06-15 | 92022 | 100
9680 | T1 | Broaddus Enterprises Inc | Broaddus William Cannon Chevron | 1950 W William Cannon | Austin | TX | 78745 | Travis | CN600777718 | RN101488708 | Double walled tanks and fuel lines plus installation. Detention pond installation and land. Trench drains. Stage II Vapor Recovery Equipment. UST Sumps, Spill/overfill prevention, line leak detectors, tank and dispenser sumps, stage I, and tightness testing equipment. 4,505 square feet of paving. HMI interceptor/tanks/plumbing at car wash, recovery of all residuals reclaim system. | A positive use determination of 50% for the double walled tanks and fuel lines plus installation. A positive use determination of 100% for the detention pond installation and land, the trench drains, the Stage II Vapor Recovery Equipment, UST Sumps, Spill/overfill prevention, line leak detectors, tank and dispenser sumps, stage I, and tightness testing equipment, the 4,505 square feet of paving, the HMI interceptor/tanks/plumbing at car wash, and the recovery of all residuals reclaim system. | 2006-06-15 | 117807 | 100
9681 | T1 | Broaddus Enterprises Inc | Chevron Food Mart | 9231 Burnet Rd | Austin | TX | 78758 | Travis | CN601675143 | RN101698538 | Double walled tanks and fuel lines plus installation. Stage II Vapor Recovery Equipment. UST Sumps, Spill/overfill prevention, line leak detectors, tank and dispenser sumps, stage I, and tightness testing equipment. 3,810 square feet of paving. HMI interceptor/tanks/plumbing at car wash, recovery of all residuals reclaim system. | A positive use determination of 50% for the double walled tanks and fuel lines plus installation. A positive use determination of 100% for the Stage II Vapor Recovery Equipment, UST Sumps, Spill/overfill prevention, line leak detectors, tank and dispenser sumps, stage I, and tightness testing equipment, the 3,810 square feet of paving, the HMI interceptor/tanks/plumbing at car wash, and the recovery of all residuals reclaim system. | 2006-06-15 | 115515 | 100
9682 | T1 | Broaddus Enterprises Inc | Broaddus Parmer Ln Chevron | 2015 W Parmer Ln | Austin | TX | 78727 | Travis | CN600777718 | RN102346350 | Double walled tanks and fuel lines plus installation. Detention pond installation and land. Trench drains. Stage II Vapor Recovery Equipment. UST Sumps, Spill/overfill prevention, line leak detectors, tank and dispenser sumps, stage I, and tightness testing equipment. 3,360 square feet of paving. HMI interceptor/tanks/plumbing at car wash, recovery of all residuals reclaim system. | A positive use determination of 50% for the double walled tanks and fuel lines plus installation. A positive use determination of 100% for the detention pond installation and land, the trench drains, the Stage II Vapor Recovery Equipment, UST Sumps, Spill/overfill prevention, line leak detectors, tank and dispenser sumps, stage I, and tightness testing equipment, the 3,360 square feet of paving, the HMI interceptor/tanks/plumbing at car wash, and the recovery of all residuals reclaim system. | 2006-06-15 | 153560 | 100
9683 | T1 | Broaddus Enterprises Inc | Broaddus I35 Chevron | 30 N I35 | Austin | TX | 78701 | Travis | CN600777718 | RN102472586 | Double walled tanks and fuel lines plus installation. Trench drains. Stage II Vapor Recovery Equipment. UST Sumps, Spill/overfill prevention, line leak detectors, tank and dispenser sumps, stage I, and tightness testing equipment. 3,000 square feet of paving. HMI interceptor/tanks/plumbing at car wash, recovery of all residuals reclaim system. | A positive use determination of 50% for the double walled tanks and fuel lines plus installation. A positive use determination of 100% for the trench drains, the Stage II Vapor Recovery Equipment, UST Sumps, Spill/overfill prevention, line leak detectors, tank and dispenser sumps, stage I, and tightness testing equipment, the 3,000 square feet of paving, the HMI interceptor/tanks/plumbing at car wash, and the recovery of all residuals reclaim system. | 2006-06-15 | 94520 | 100
9684 | T1 | Solutia Inc | Solutia Chocolate Bayou | FM 2917 | Alvin | TX | 77512 | Brazoria | CN600132856 | RN103057568 | Flare piping, Landfill closure, Potable water project, and Drain Piping for 30F3-1 & 2. | A positive use determination for 100% of the flare piping, landfill closure, potable water project and drain piping. | 2006-06-29 | 3769490 | 100
9685 | T1 | Murphy Brown LLC | Smithfield Premium Genetics | 13051 Us Hwy 60 | Pampa | TX |  | Gray | CN603409624 | RN102816642 | Clay Lined Lagoons for hog waste. | A positive use determination for 100% of the clay lined lagoons. | 2006-07-05 | 5120137 | 100
9686 | T1 | R & R Machine | R & R Machine | 14270 Wortham Bend Rd. | China Spring | TX | 76633 | McLennan | CN600276299 | RN100565613 | Mesh pad acid mist removal system for chrome plating tank. | A positive use determination for 100% of the mesh pad mist removal system. | 2006-07-05 | 49000 | 100
9687 | T1 | Acme Brick Company Inc | Acme Brick - Denton Plant | 220 East Daniels | Denton | TX | 76205 | Denton | CN600124549 | RN100210046 | Installed an air emissions scrubber which will remove HF, HCl, SO2 and PM from exhaust of brick kiln. | A positive use determination of 100% for the air emission scrubber. | 2006-07-13 | 3607000 | 100
9688 | T1 | Magellan Terminal Holdings | Magellan Terminal Holdings | 4200 Singleton Blvd. | Dallas | TX | 75212 | Dallas | CN600134639 | RN100242015 | Installed three internal floating roofs in existing tanks and installed one IFR in a new tank. | A positive use determination of 100% for the four internal floating roofs. | 2006-07-13 | 204715 | 100
9689 | T3 | Marathon Petroleum Company LLC | Marathon Oil Texas City Refinery | 1027 6Th Ave | Texas City | TX | 77590 | Galveston | CN600244933 | RN102736550 | Two train sulfur recovery unit. Includes amine stripper, 2 SRU trains, and sour water stripper. Each train has its own sulfur pit and tail gas incinerator. There is a single caustic scrubber receiving exhaust from the tail gas incinerators. | A positive use determination for 93% of the sulfur recovery unit. | 2006-07-28 | 68000000 | 93.07
9690 | T3 | Engelhard Corporation | Basf Catalysts LLC | 10001 Chemical Rd | Pasadena | TX | 77507 | Harris | CN600131460 | RN100223379 | Titanium Tetrachloride recovery unit. The object of this project is to remove impurities from the spent TiCl4 and recycle recovered TiCl4 back to the Lynx 1000 process. | Withdrawn by applicant | 2007-05-23 | 2794437 | 100
9691 | T1 | Morningstar Foods Inc | Morningstar Foods Inc | 300 Industrial Dr E | Sulphur Springs | TX | 75483 | Hopkins | CN603387630 | RN104999222 | Installed an Entrapped Air Flotation Unit to work with existing DAF units and other wastewater equipment. Project will include EAF unit, piping, separation vessel, pH control system, sludge pump, polymer treatment system, electronic control panel, metal building, and all associated installation costs. | A positive use determination of 100% for the Entrapped Air Flotation Unit and associated items. | 2006-08-12 | 311532 | 100
9692 | T1 | Jerry Spencer LP | JJ's Fastop | 3196 E Ih 20 | Hudson Oaks | TX | 76087 | Parker | CN601412158 | No Regulated Entity at this Location | Aerobic septic system and the ground it is located on. | A positive use determination of 100% for the Aerobic septic system and the ground it is located on. | 2006-08-12 | 190816 | 100
9693 | T1 | Genlyte Thomas Group LLC | Wide Lite/Gardco San Marcos Ops | 1611 Clovis Barker Rd | San Marcos | TX | 78666 | Hays | CN602224552 | RN104681416 | Installed the following equipment: A powder coating system. A blast cleaning booth vented to a control device. A waste water treatment system. | A positive use determination of 100% for the Waste Water Treatment System and the Powder Coating System except for the drying oven. A positive use determination of 50% for the two Shot Blast Cleaning Machines. | 2006-09-14 | 1611882 | 100
9694 | T1 | Wag A Bag/ Nancy N Rabb Properties Ltd | Wag A Bag #13 | 10990 W Hwy 29 | Liberty Hill | TX | 78642 | Travis | CN604560458 | RN104555271 | The following items: 1. Real Estate - where the septic system is located. 2. Double walled fuel tanks (3) and lines including engineering and installation. 3. Septic system installation. 4. Trench drains. 5. UST sumps, spill/overfill prevention, leak detection, stages I & II vapor recovery equipment and tank monitoring system. 6. Paving over storage tanks. 7. Tank Monitor. | A positive use determination for 100% of the 7 property items listed above. | 2006-09-25 | 93776 | 100
9695 | T1 | Wag A Bag/ Nancy N Rabb Properties Ltd | Wag A Bag #16 | 6297 McNeil Rd | Round Rock | TX | 78664 | Williamson | CN604560458 | RN101700532 | The following items: 1. Real Estate - where the water quality pond is located. 2. Double walled fuel tanks (2) and lines including engineering and installation. 3. Water quality pond installation. 4. UST sumps, spill/overfill prevention, leak detection, stages I & II vapor recovery equipment and tank monitoring system. 5. Paving over storage tanks. 6. Tank Monitor. | A positive use determination for 100% of the 6 property items listed above. | 2006-09-25 | 252859 | 100
9696 | T1 | Wag A Bag/ Nancy N Rabb Properties Ltd | Wag A Bag #10 | 2500 FM 1431 | Round Rock | TX | 78664 | Williamson | CN604560458 | RN102760402 | The following items: 1. Real Estate - where the water quality pond is located. 2. Double walled fuel tanks (2) and lines including engineering and installation. 3. Water quality pond installation. 4. Trench drains. 5. UST sumps, spill/overfill prevention, leak detection, stages I & II vapor recovery equipment and tank monitoring system. 6. Paving over storage tanks. 7. Tank Monitor. 8. Car Wash with water reclaim system. | A positive use determination for 100% of the 8 property items listed above. | 2006-09-25 | 375833 | 100
9697 | T1 | Wag A Bag/ Nancy N Rabb Properties Ltd | Wag A Bag #14 | 2499 Sunrise Rd | Round Rock | TX | 78664 | Williamson | CN604560458 | RN101700326 | The following items: 1. Real Estate - where the water quality pond is located. 2. Double walled fuel tanks (2) and lines including engineering and installation. 3. Water quality pond installation. 4. UST sumps, spill/overfill prevention, leak detection, stages I & II vapor recovery equipment and tank monitoring system. 5. Paving over storage tanks. 6. Tank Monitor. | A positive use determination for 100% of the 6 property items listed above. | 2006-09-25 | 97796 | 100
9698 | T1 | Wag A Bag/ Nancy N Rabb Properties Ltd | Wag A Bag #15 | 1111 Gattis School Rd | Round Rock | TX | 78664 | Williamson | CN604560458 | RN101700979 | The following items: 1. Double walled fuel tanks (2) and lines including engineering and installation. 2. UST sumps, spill/overfill prevention, leak detection, stages I & II vapor recovery equipment and tank monitoring system. 3. Paving over storage tanks. 4. Tank Monitor. | A positive use determination for 100% of the 4 property items listed above. | 2006-09-25 | 109421 | 100
9699 | T1 | Wag A Bag/ Nancy N Rabb Properties Ltd | Wag A Bag #7 | 1490 Old Settlers Blvd | Round Rock | TX | 78664 | Williamson | CN604560458 | RN101992758 | The following items: 1. Double walled fuel tanks (2) and lines including engineering and installation. 2. Trench drains. 3. UST sumps, spill/overfill prevention, leak detection, stages I & II vapor recovery equipment and tank monitoring system. 4. Paving over storage tanks. 5. Tank Monitor. 6. Car Wash with water reclaim system. | A positive use determination for 100% of the 6 property items listed above. | 2006-09-25 | 152216 | 100
9700 | T1 | Wag A Bag/ Nancy N Rabb Properties Ltd | Wag A Bag #2 | 2552 Double Creek Dr | Round Rock | TX | 78664 | Williamson | CN604560458 | RN101696987 | The following items: 1. Double walled fuel tanks (2) and lines including engineering and installation. 2. Trench drains. 3. UST sumps, spill/overfill prevention, leak detection, stages I & II vapor recovery equipment and tank monitoring system. 4. Paving over storage tanks. 5. Tank Monitor. 6. Car Wash with water reclaim system. | A positive use determination for 100% of the 6 property items listed above. | 2006-09-25 | 164975 | 100
9701 | T1 | Wag A Bag/ Nancy N Rabb Properties Ltd | Wag A Bag #1 | 705 E Palm Valley Blvd | Round Rock | TX | 78664 | Williamson | CN604560458 | RN102475720 | The following items: 1. Double walled fuel tanks (2) and lines including engineering and installation. 2. UST sumps, spill/overfill prevention, leak detection, stages I & II vapor recovery equipment and tank monitoring system. 3. Paving over storage tanks. 4. Tank Monitor. | A positive use determination for 100% of the 4 property items listed above. | 2006-09-25 | 119586 | 100
9702 | T1 | M T Reed Inc | M T Reed Construction | 103 Garfield St | Garland | TX | 75042 | Dallas | Insufficient Information | Insufficient Information | The following property: Filters used to remove air contaminates. Paint Gun Cleaner. High Pressure Low Volume Paint Gun. Negative air machines used to clean air for office areas. | A positive use determination of 100% for the Air Filters. A positive use determination of 90% for the Paint Gun Cleaner. A positive use determination of 70% for the High Pressure Low Volume Paint Gun. A negative determination for the Negative Air Machines which do not meet the standards as pollution control property. | 2006-09-29 | 3199 | 100
9703 | T1 | Magellan Terminals Holdings LP | Magellan Terminals Holdings LP | 12901 American Petroleum | Galena Park | TX | 77547 | Harris | CN600134639 | RN102423886 | This application is an amendment to application 04-8015. The original application requested a determination for the replacement of the existing flare (EPN:FLO). The application did not request a determination for the associated costs. This application requests a determination for the associated equipment/costs which includes: piping, electrical, control systems, and installation. In addition the original cost listed for the flare was incorrect. | A positive use determination of 100% for the additional costs related to the installation of the EPN:FLO flare. | 2006-09-28 | 421979 | 100
9704 | T1 | Midcon Compression LP | Midcon Comp Miller 1-2 Unit 1- 1265 | FM 592 & Cd E | Allison | TX | 79003 | Wheeler | Insufficient Information | Insufficient Information | Lean burn compressor engine Cat 3516 TALE AFR 1340 hp. | A positive use determination for 20% of the lean burn engine. | 2006-11-02 | 594416 | 20
9705 | T1 | Midcon Compression LP | Midcon Comp Miller 1-2 Unit 2 - UniI279 | FM 592 & Cd E | Allison | TX | 79003 | Wheeler | Insufficient Information | Insufficient Information | Cat 3516 TALE AFR 1340 hp, lean burn compressor engine. | A positive use determination for 20% of the lean burn engine. | 2006-11-02 | 615554 | 20
9706 | T1 | Midcon Compression LP | Reed Comp Station - Unit 1474 | 8555 CR 22 | Allison | TX | 79003 | Wheeler | Insufficient Information | Insufficient Information | Cat 3512 TALE AFR 1200, 810 hp, lean burn compressor engine. | A positive use determination for 20% of the lean burn engine. | 2006-11-02 | 467808 | 20
9707 | T1 | Midcon Compression LP | Allison - Britt Cdp - Unit 1498 | 8900 CR 25 | Allison | TX | 79003 | Wheeler | CN604164178 | Insufficient Information | Cat 3508 TALE, 630 hp, lean burn compressor engine. | A positive use determination for 20% of the lean burn engine. | 2006-11-02 | 416047 | 100
9708 | T1 | Midcon Compression LP | Allison - Britt Cdp - Unit 1473 | 8900 CR 25 | Allison | TX | 79003 | Wheeler | CN604164178 | Insufficient Information | Cat 3516 TALE, 1200, 1085 hp, lean burn compressor engine. | A positive use determination for 20% of the lean burn engine. | 2006-11-02 | 578667 | 20
9709 | T1 | Midcon Compression LP | Roleta Comp Station Unit 1319 | Us Hwy 83 & FM 2687 | Chihuahua | TX | 78572 | Zapata | Insufficient Information | Insufficient Information | Cat 3606 TALE, 1665 hp, lean burn compressor engine. | A positive use determination for 20% of the lean burn engine. | 2006-11-02 | 531342 | 20
9710 | T1 | Midcon Compression LP | Roleta Comp Station Unit 1318 | Us Hwy 83 & FM 2687 | Chihuahua | TX | 78572 | Zapata | Insufficient Information | Insufficient Information | Cat 3516 TALE, 1265 hp, lean burn compressor engine. | A positive use determination for 20% of the lean burn engine. | 2006-11-02 | 397704 | 20
9711 | T1 | Midcon Compression LP | Decker Switch Cdp - Unit 1641 | Hwy 39 & Hwy 21 | Alto | TX | 75925 | Houston | Insufficient Information | Insufficient Information | Cat 3516 TALE AFR, 1340 hp, lean burn compressor engine. | A positive use determination for 20% of the lean burn engine. | 2006-11-02 | 708774 | 20
9712 | T1 | Midcon Compression LP | Decker Switch Cdp - Unit 1640 | Hwy 39 & Hwy 21 | Alto | TX | 75925 | Houston | Insufficient Information | Insufficient Information | Cat 3516 TALE AFR, 1340 hp, lean burn compressor engine. | A positive use determination for 20% of the lean burn engine. | 2006-11-02 | 710621 | 20
9713 | T1 | Midcon Compression LP | Apollo Station - Unit 1558 | 1700 CR 1225 | Cleburne | TX | 76033 | Johnson | Insufficient Information | No Regulated Entity at this Location | Catalytic converters to control NOx emissions from a Waukesha 5794 GSI, 1380 hp gas compressor engine. | A positive use determination for 100% of the catalytic convertors installed on the compressor engine. | 2006-11-02 | 23765 | 100
9714 | T1 | Midcon Compression LP | Cleburne Gas Gathering - Unit 1562 | 3108 CR 902 | Joshua | TX | 76058 | Johnson | Insufficient Information | Insufficient Information | Catalytic converters for a Waukesha 5794 GSI, 1380 hp gas compressor engine. | A positive use determination for 100% of the catalytic convertors installed on the compressor engine. | 2006-11-02 | 23765 | 100
9715 | T1 | Midcon Compression LP | Cleburne Gas Gathering - Unit 1347 | 3108 CR 902 | Joshua | TX | 76058 | Johnson | Insufficient Information | Insufficient Information | Cat 3606 TALE, 1775 hp, lean burn compressor engine. | A positive use determination for 20% of the lean burn engine. | 2006-11-02 | 955059 | 20
9716 | T1 | Midcon Compression LP | Cleburne Gas Gathering - Unit 1346 | 3108 CR 902 | Joshua | TX | 76058 | Johnson | Insufficient Information | Insufficient Information | Cat 3606 TALE, 1775 hp, lean burn compressor engine. | A positive use determination for 20% of the lean burn engine. | 2006-11-02 | 444578 | 20
9717 | T1 | Midcon Compression LP | Cleburne Gas Gathering - Unit 1327 | 3108 CR 902 | Joshua | TX | 76058 | Johnson | Insufficient Information | Insufficient Information | Cat 3516 TALE AFR, 1340 hp, lean burn compressor engine. | A positive use determination for 20% of the lean burn engine. | 2006-11-02 | 644783 | 20
9718 | T1 | Midcon Compression LP | Cleburne Gas Gathering - Unit 1324 | 3108 CR 902 | Joshua | TX | 76058 | Johnson | Insufficient Information | Insufficient Information | Cat 3516 TALE AFR, 1340 hp, lean burn compressor engine. | A positive use determination for 20% of the lean burn engine. | 2006-11-02 | 640235 | 20
9719 | T1 | Midcon Compression LP | Cleburne Gas Gathering - Unit 1323 | 3108 CR 902 | Joshua | TX | 76058 | Johnson | Insufficient Information | Insufficient Information | Catalytic convertors for a Waukesha 5794 GSI, 1380 hp, gas compressor engine. | A positive use determination for 100% of the catalytic convertors installed on the compressor engine. | 2006-11-02 | 23765 | 100
9720 | T1 | Midcon Compression LP | Cleburne Gas Gathering - Unit 1321 | 3108 CR 902 | Joshua | TX | 76058 | Johnson | Insufficient Information | Insufficient Information | Catalytic convertors for a Waukesha 5794 GSI, 1380 hp, gas compressor engine. | A positive use determination for 100% of the catalytic convertors installed on the compressor engine. | 2006-11-02 | 23765 | 100
9721 | T1 | Midcon Compression LP | Godley Gas Gathering - Unit 1356 | 6249 CR 1228 | Godley | TX | 76044 | Johnson | Insufficient Information | Insufficient Information | Cat 3606 TALE, 1775 hp, lean burn compressor engine. | A positive use determination for 20% of the lean burn engine. | 2006-11-02 | 958253 | 20
9722 | T1 | Midcon Compression LP | Godley Gas Gathering - Unit 1322 | 6249 CR 1228 | Godley | TX | 76044 | Johnson | Insufficient Information | Insufficient Information | Catalytic convertors for a Waukesha 5794 GSI, 1380 hp, gas compressor engine. | A positive use determination for 100% of the catalytic convertors installed on the compressor engine. | 2006-11-02 | 23765 | 100
9723 | T1 | Midcon Compression LP | Godley Gas Gathering - Unit 1320 | 6249 CR 1228 | Godley | TX | 76044 | Johnson | Insufficient Information | Insufficient Information | Waukesha 5794GSI, 1380 hp, lean burn compressor engine. | A positive use determination for 20% of the lean burn engine. | 2006-11-02 | 681224 | 20
9724 | T1 | Midcon Compression LP | Godley Gas Gathering - Unit 1450 | 6249 CR 1228 | Godley | TX | 76044 | Johnson | Insufficient Information | Insufficient Information | CAT 3516 TALE AFR, 1340 hp, lean burn compressor engine. | A positive use determination for 20% of the lean burn engine. | 2006-11-02 | 653647 | 20
9725 | T1 | Midcon Compression LP | Godley Gas Gathering - Unit 1403 | 6249 CR 1228 | Godley | TX | 76044 | Johnson | Insufficient Information | Insufficient Information | Catalytic convertors for a Waukesha 5794 GSI, 1380 hp, gas compressor engine. | A positive use determination for 100% of the catalytic convertors installed on the compressor engine. | 2006-11-02 | 23765 | 100
9726 | T1 | Midcon Compression LP | Godley Gas Gathering - Unit 1402 | 6249 CR 1228 | Godley | TX | 76044 | Johnson | Insufficient Information | Insufficient Information | Catalytic convertors for a Waukesha 5794 GSI, 1380 hp, gas compressor engine. | A positive use determination for 100% of the catalytic convertors installed on the compressor engine. | 2006-11-02 | 23765 | 100
9727 | T1 | Midcon Compression LP | Rio Vista Gathering - Unit 1496 | 3200 CR 1219 | Cleburne | TX | 76031 | Johnson | Insufficient Information | Insufficient Information | Catalytic convertors for a Waukesha 7044 GSI, 1680 hp, gas compressor engine. | A positive use determination for 100% of the catalytic convertors installed on the compressor engine. | 2006-11-02 | 23765 | 100
9728 | T1 | Midcon Compression LP | Rio Vista Gathering - Unit 1488 | 3200 CR 1219 | Cleburne | TX | 76031 | Johnson | Insufficient Information | Insufficient Information | CAT 3516 TALE AFR, 1340 hp, lean burn compressor engine. | A positive use determination for 20% of the lean burn engine. | 2006-11-02 | 664094 | 20
9729 | T1 | Midcon Compression LP | Rio Vista Gathering - Unit 1499 | 3200 CR 1219 | Cleburne | TX | 76031 | Johnson | Insufficient Information | Insufficient Information | Catalytic convertor for a Waukesha 7044 GSI, 1680 hp, gas compressor engine. | A positive use determination for 100% of the catalytic convertors installed on the compressor engine. | 2006-11-02 | 23765 | 100
9730 | T1 | Midcon Compression LP | Rio Vista Gathering - Unit 1449 | 3200 CR 1219 | Cleburne | TX | 76031 | Johnson | Insufficient Information | Insufficient Information | CAT 3516 TALE AFR, 1340 hp, lean burn compressor engine. | A positive use determination for 20% of the lean burn engine. | 2006-11-02 | 661909 | 20
9731 | T1 | Midcon Compression LP | Douglass Plant - Unit 1191 | FM 2758 & CR 20 | Glazier | TX | 79014 | Hemphill | Insufficient Information | Insufficient Information | CAT 3508 TALE AFR, 670 hp, lean burn compressor engine. | A positive use determination for 20% of the lean burn engine. | 2006-11-02 | 323922 | 20
9732 | T1 | Magellan Terminal Holdings | Magellan Terminals Holdings LP | 12901 American Petroleum | Galena Park | TX | 77547 | Harris | CN600134639 | RN102423886 | Stormwater fuel spill containment and collection system at the rail car loading terminal. The project includes (1) concrete pits to collect potentially contaminated water, (2) piping to connect the pits and collect the water, and (3) a pump and related equipment used to propel the water to a set of settlement basins. | A positive use determination for 100% of the stormwater spill containment and collection system for the railcar loading terminal. | 2006-11-15 | 165000 | 100
9733 | T1 | Magellan Terminal Holdings | Magellan Terminals Holdings LP | 12901 American Petroleum | Galena Park | TX | 77547 | Harris | CN600134639 | RN102423886 | Installed internal floating roofs (IFR) in 10 newly constructed tanks. Each IFR consists of an aluminum pontoon roof equipped with a mechanical shoe. | A positive use determination for 100% of the internal floating roofs on 10 new storage tanks. | 2006-11-15 | 929650 | 100
9734 | T1 | Magellan Terminal Holdings | Magellan Terminals Holdings LP | 12901 American Petroleum | Galena Park | TX | 77547 | Harris | CN600134639 | RN102423886 | Water management system: 1. A four-chambered oil/water separator and two equalization ponds for storm water treatment. 2. Above ground storage tank and second tank for settling for oil/water separation of waste water runoff from truck, rail rack, ship and barge transfer areas. | A positive use determination for 100% of the water management system described above. | 2006-11-15 | 660466 | 100
9735 | T1 | Magellan Terminal Holdings | Magellan Terminals Holdings LP | 12901 American Petroleum | Galena Park | TX | 77547 | Harris | CN600134639 | RN102423886 | Boiler replacement | Application withdrawn because the property is production equipment, and the applicant did not respond to request for additional information. | 2007-01-25 | 148011 | 100
9736 | T1 | Universal Compression | Energy Transfer Company (Etc) | Bastrop Comp Station |  |  |  | Bastrop | CN600305999 | Insufficient Information | Lean burn combustion system for compressor WH62, Unit #10187, Engine 2406G, 1200 HP, located at Energy Transfer Company's Bastrop Compressor Station site in Bastrop County. | A positive use determination of 20% for the lean burn combustion system installed in compressor WH62, Unit 10187. | 2006-11-17 | 615040 | 20
9737 | T1 | Universal Compression | Energy Transfer Company (Etc) | Bastrop Comp Station |  |  |  | Bastrop | CN600305999 | Insufficient Information | Lean burn combustion system for compressor JGK-4, Unit 704205, Engine G3516TALE-130F, 1085 HP, located at Energy Transfer Company's Bastrop Compressor Station site in Bastrop County. | A positive use determination of 20% for the lean burn combustion system installed in compressor JGK-4, Unit 704205. | 2006-11-17 | 519300 | 20
9738 | T1 | Universal Compression | Legend Natural Ga Iii LP | Pettus Compressor |  |  |  | Bee | CN600305999 | Insufficient Information | Lean burn combustion system for compressor JGE-4, Unit 112002, Engine G3516TALE-130F-AFRC, 1340 HP, located at Legend Natural Gas II, LP's Pettus Compressor site in Bee County.. | A positive use determination of 20% for the lean burn combustion system installed in compressor JGE-4, Unit 112002. | 2006-11-17 | 570598 | 20
9739 | T1 | Universal Compression | Texcal Energy (Gp) LLC | Hastings Field |  |  |  | Brazoria | CN600305999 | Insufficient Information | Lean burn combustion system for compressor E704, Unit 12843, Engine G3606LE, 1665 HP, located at Texcal Energy's Hastings Field in Brazoria County. | A positive use determination of 20% for the lean burn combustion system installed in compressor E704, Unit 12843. | 2006-11-17 | 757200 | 20
9740 | T1 | Universal Compression | Texcal Energy (Gp) LLC | Hastings Field |  |  |  | Brazoria | CN600305999 | Insufficient Information | Lean burn combustion system for compressor E704, Unit 12844, Engine G3606LE, 1665 HP, located at Texcal Energy's Hastings Field Site in Brazoria County. | A positive use determination of 20% for the lean burn combustion system installed in compressor E704, Unit 12844. | 2006-11-17 | 757200 | 20
9741 | T1 | Universal Compression | Texcal Energy (Gp) LLC | Hastings Field |  |  |  | Brazoria | CN600305999 | Insufficient Information | Lean burn combustion system for compressor E704, Unit 12845, Engine G3606LE, 1665 HP, located at Texcal Energy's Hastings Field Site in Brazoria County. | A positive use determination of 20% for the lean burn combustion system installed in compressor E704, Unit 12845. | 2006-11-17 | 787200 | 20
9742 | T1 | Universal Compression | Texcal Energy (Gp) LLC | Hastings Field |  |  |  | Brazoria | CN600305999 | Insufficient Information | Lean burn combustion system for compressor E704, Unit 12846, Engine G3606LE, 1665 HP, located at Texcal Energy's Hastings Field Site in Brazoria County. | A positive use determination of 20% for the lean burn combustion system installed in compressor E704, Unit 12846. | 2006-11-17 | 757200 | 20
9743 | T1 | Universal Compression | Texcal Energy (Gp) LLC | Hastings Field |  |  |  | Brazoria | CN600305999 | Insufficient Information | Lean burn combustion system for compressor E704, Unit 12847, Engine G3606LE, 1665 HP, located at Texcal Energy's Hastings Field Site in Brazoria County. | A positive use determination of 20% for the lean burn combustion system installed in compressor E704, Unit 12847. | 2006-11-17 | 757200 | 20
9744 | T1 | Universal Compression | Texcal Energy (Gp) LLC | Hastings Field |  |  |  | Brazoria | CN600305999 | Insufficient Information | Lean burn combustion system for compressor E704, Unit 12848, Engine G3606LE, 1665 HP, located at Texcal Energy's Hastings Field Site in Brazoria County. | A positive use determination of 20% for the lean burn combustion system installed in compressor E704, Unit 12848. | 2006-11-17 | 757200 | 20
9745 | T1 | Universal Compression | ChevronTexaco | No Rucios Production |  |  |  | Brooks | CN600305999 | Insufficient Information | Lean burn combustion system for compressor JGT-4, Unit 111247, Engine G3516TALE-130F-AFRC, 1340 HP located at Chevrontexaco's No Rucios Production site in Brooks County.. | A positive use determination of 20% for the lean burn combustion system installed in compressor JGT-4, Unit 111247. | 2006-11-17 | 520126 | 20
9746 | T1 | Universal Compression | Formosa Hydrocarbons Co Inc | Pt Comfort Gas Plant |  |  |  | Calhoun | CN600305999 | Insufficient Information | Lean burn combustion system for compressor RAM54, Unit 10135, Engine 2408G, 1600 HP, located at Formosa Hydrocarbons' Pt Comfort Gas Plant in Calhoun County. | A positive use determination of 20% for the lean burn combustion system installed in compressor RAM54, Unit 10135. | 2006-11-17 | 650000 | 20
9747 | T1 | Universal Compression | Masters Resources LLC | Trinity Bay F |  |  |  | Chambers | CN600305999 | Insufficient Information | Lean burn combustion system for compressor JGE-4, Unit 111152, Engine G3516TALE-130F, 1265 HP, located at Masters Resources' Trinity Bay Facility in Chambers County. | A positive use determination of 20% for the lean burn combustion system installed in compressor JGE-4, Unit 111152. | 2006-11-17 | 478112 | 20
9748 | T1 | Universal Compression | Wagner Oil Co | Percy Wheeler |  |  |  | Cherokee | CN600305999 | Insufficient Information | Lean burn combustion system for compressor JGE-2, Unit 105521, Engine G3508TALE-130F, 630 HP, located at Wagner Oil Co.'s Percy Wheeler site in Cherokee County. | A positive use determination of 20% for the lean burn combustion system installed in compressor JGE-2, Unit 105521. | 2006-11-17 | 321769 | 20
9749 | T1 | Universal Compression | Devon Energy Corporation | Columbus #2 |  |  |  | Colorado | CN600305999 | Insufficient Information | Lean burn combustion system for compressor JGE-4, Unit 111088, Engine G3516TALE-130F, 1265 HP, located at Devon Energy's Columbus #2 site in Colorado County. | A positive use determination of 20% for the lean burn combustion system installed in compressor JGE-4, Unit 111088. | 2006-11-17 | 517521 | 20
9750 | T1 | Universal Compression | Dominion Exploration | Sheridan Gu #106 |  |  |  | Colorado | CN600305999 | Insufficient Information | Lean burn combustion system for compressor JGE-4, Unit 701651, Engine G3516TALE-130F, 1085 HP, located at Dominion Exploration's Sheridan Gu #106 site in Colorado County. | A positive use determination of 20% for the lean burn combustion system installed in compressor JGE-4, Unit 701651. | 2006-11-17 | 547501 | 20
9751 | T1 | Universal Compression | Dominion Exploration | Sheridan Gu #98 |  |  |  | Colorado | CN600305999 | Insufficient Information | Lean burn combustion system for compressor JGE-4, Unit 111135, Engine G3516TALE-130F, 1265 HP, located at Dominion Exploration's Sheridan Gu #98 site in Colorado County. | A positive use determination of 20% for the lean burn combustion system installed in compressor JGE-4, Unit 111135. | 2006-11-17 | 550000 | 20
9752 | T1 | Universal Compression | Dominion Exploration | Sheridan Gu #98-2 |  |  |  | Colorado | CN600305999 | Insufficient Information | Lean burn combustion system for compressor JGE-4, Unit 111216, Engine G3516TALE-130F, 1265 HP, located at Dominion Exploration's Sheridan Gu #98-2 site in Colorado County. | A positive use determination of 20% for the lean burn combustion system installed in compressor JGE-4, Unit 111216. | 2006-11-17 | 583457 | 20
9753 | T1 | Universal Compression | Dominion Exploration | Sheridan Gu |  |  |  | Colorado | CN600305999 | Insufficient Information | Lean burn combustion system for compressor JGE-4, Unit 112012, Engine G3516TALE-130F, 1340 HP, located at Dominion Exploration's Sheridan Gu site in Colorado County. | A positive use determination of 20% for the lean burn combustion system installed in compressor JGE-4, Unit 111012. | 2006-11-17 | 517280 | 20
9754 | T1 | Universal Compression | Burnett Oil Company Inc | 38993 |  |  |  | Cottle | CN600305999 | Insufficient Information | Lean burn combustion system for compressor JGE-2, Unit 105530, Engine G3508TALE-130F, 630HP, located at Burnett Oil Company's 38993 site in Cottle County. | A positive use determination of 20% for the lean burn combustion system installed in compressor JGE-2, Unit 105530. | 2006-11-17 | 369599 | 20
9755 | T1 | Universal Compression | Burnett Oil Company Inc | Tank Battery #1 |  |  |  | Cottle | CN600305999 | Insufficient Information | Lean burn combustion system for compressor JGE-4, Unit 105547, Engine G3412CLE-130F, 637HP, located at Burnett Oil Company's Tank Battery #1 site in Cottle County. | A positive use determination of 20% for the lean burn combustion system installed in compressor JGE-4, Unit 105547. | 2006-11-17 | 335842 | 20
9756 | T1 | Universal Compression | ChevronTexaco | Perry Ranch |  |  |  | Crockett | CN600305999 | Insufficient Information | Lean burn combustion system for compressor FE565C-4, Unit 402323, Engine G3516TALE-130F, 1085 HP, located at the Chevrontexaco's Perry Ranch site in Crockett County. | A positive use determination of 20% for the lean burn combustion system installed in compressor FE565C-4, Unit 402323. | 2006-11-17 | 484000 | 20
9757 | T1 | Universal Compression | Eagle Mountain Pipeline Co | Castro Unit #1 |  |  |  | Denton | CN600305999 | Insufficient Information | Lean burn combustion system for compressor JGT-2, Unit 108519, Engine G3512TALE-130F, 945 HP, located at the Eagle Mountain Pipeline's Castro Unit #1 site in Denton County. | A positive use determination of 20% for the lean burn combustion system installed in compressor JGT-2, Unit 108519. | 2006-11-17 | 407339 | 20
9758 | T1 | Universal Compression | Eagle Mountain Pipeline Co | Castro Unit #2 |  |  |  | Denton | CN600305999 | Insufficient Information | Lean burn combustion system for compressor JGT-2, Unit 108523, Engine G3512TALE-130F, 945 HP, located at the Eagle Mountain Pipeline's Castro Unit #2 site in Denton County. | A positive use determination of 20% for the lean burn combustion system installed in compressor JGT-2, Unit 108523. | 2006-11-17 | 380382 | 20
9759 | T1 | Universal Compression | Devon Energy Corp | Dcr366 |  |  |  | Duval | CN600305999 | Insufficient Information | Lean burn combustion system for compressor JGE-4, Unit 108567, Engine G3512TALE-130F, 945 HP, located at the Devon Energy Corp's Dcr366 site in Duval County. | A positive use determination of 20% for the lean burn combustion system installed in compressor JGE-4, Unit 108567. | 2006-11-17 | 517780 | 20
9760 | T1 | Universal Compression | Devon Energy Corp | Hagistfoster 3516 |  |  |  | Duval | CN600305999 | Insufficient Information | Lean burn combustion system for compressor JGH-4, Unit 110055, Engine G3516TALE-130F, 1085 HP, located at Devon Energy Corp's Hagist/Foster 3516 site in Duval County. | A positive use determination of 20% for the lean burn combustion system installed in compressor JGH-4, Unit 110055. | 2006-11-17 | 525000 | 20
9761 | T1 | Universal Compression | Noble Energy Inc | Vela Gathering |  |  |  | Duval | CN600305999 | Insufficient Information | Lean burn combustion system for compressor JGT-2, Unit 108545, Engine G3512TALE-130F, 945 HP, located at Noble Energy Inc.'s Vela Gathering site in Duval County. | A positive use determination of 20% for the lean burn combustion system installed in compressor JGT-2, Unit 108545. | 2006-11-17 | 386784 | 20
9762 | T1 | Universal Compression | Newfield Exploration Co | Conoco Fee #1 |  |  |  | Duval | CN600305999 | Insufficient Information | Lean burn combustion system for compressor D504, Unit 111185, Engine G3516TALE-130F, 1085 HP, located at Newfield Exploration Company's Conoco Fee #1 site in Duval County. | A positive use determination of 20% for the lean burn combustion system installed in compressor D504, Unit 111185. | 2006-11-17 | 519172 | 20
9763 | T1 | Universal Compression | Newfield Exploration Co | Earwood |  |  |  | Edwards | CN600305999 | Insufficient Information | Lean burn combustion system for compressor FE650D-4, Unit 402303, Engine G3516TALE-130F, 1085 HP, located at Newfield Exploration Company's Earwood site in Edwards County. | A positive use determination of 20% for the lean burn combustion system installed in compressor FE650D-4, Unit 402303. | 2006-11-17 | 416600 | 20
9764 | T1 | Universal Compression | Newfield Exploration Co | Earwood |  |  |  | Edwards | CN600305999 | Insufficient Information | Lean burn combustion system for compressor JGE-4, Unit 111211, Engine G3516TALE-130F, 1265 HP, located at Newfield Exploration Company's Earwood site in Edwards County. | A positive use determination of 20% for the lean burn combustion system installed in compressor JGE-4, Unit 111211. | 2006-11-17 | 583457 | 20
9765 | T1 | Universal Compression | Newfield Exploration Co | Four Square Prod |  |  |  | Edwards | CN600305999 | Insufficient Information | Lean burn combustion system for compressor E504, Unit 12509, Engine G3516TALE-130F, 1085 HP, located at Newfield Exploration Company's Four Square Production Facility site in Edwards County.. | A positive use determination of 20% for the lean burn combustion system installed in compressor E504, Unit 12509. | 2006-11-17 | 414335 | 20
9766 | T1 | Universal Compression | Newfield Exploration Co | Newby |  |  |  | Edwards | CN600305999 | Insufficient Information | Lean burn combustion system for compressor D504, Unit 111195, Engine G3516TALE-130F, 1085 HP, located at Newfield Exploration Company's Newby site in Edwards County. | A positive use determination of 20% for the lean burn combustion system installed in compressor D504, Unit 111195. | 2006-11-17 | 515008 | 20
9767 | T1 | Universal Compression | Newfield Exploration Co | Newby |  |  |  | Edwards | CN600305999 | Insufficient Information | Lean burn combustion system for compressor D504, Unit 111193, Engine G3516TALE-130F, 1085 HP, located at Newfield Exploration Company's Newby site in Edwards County. | A positive use determination of 20% for the lean burn combustion system installed in compressor D504, Unit 111193. | 2006-11-17 | 514723 | 20
9768 | T1 | Universal Compression | Newfield Exploration Co | Whitehead |  |  |  | Edwards | CN600305999 | Insufficient Information | Lean burn combustion system for compressor JGT-4, Unit 112034, Engine G3516TALE-130F-AFRC, 1340 HP, located at Newfield Exploration Company's Whitehead site in Edwards County. | A positive use determination of 20% for the lean burn combustion system installed in compressor JGT-4, Unit 112034. | 2006-11-17 | 532906 | 20
9769 | T1 | Universal Compression | ExxonMobil Us Production Co | Ellis County Comp |  |  |  | Ellis | CN600305999 | Insufficient Information | Lean burn combustion system for compressor JGC-4, Unit 215553, Engine G3606LE, 1775 HP, located at ExxonMobil Production's Ellis County Compressor site in Ellis County. | A positive use determination of 20% for the lean burn combustion system installed in compressor JGC-4, Unit 215553. | 2006-11-17 | 850000 | 20
9770 | T1 | Universal Compression | Atmos Energy Corporation | Huckabay East |  |  |  | Erath | CN600305999 | Insufficient Information | Lean burn combustion system for compressor JGT-2, Unit 10172, Engine G3516TALE-ARFC, 1340 HP, located at Atmos Energy Corporation's Huckabay East site in Erath County. | A positive use determination of 20% for the lean burn combustion system installed in compressor JGT-2, Unit 10172. | 2006-11-17 | 669999 | 20
9771 | T1 | Universal Compression | Anadarko Petroleum Corporation | Anadarko Freestone |  |  |  | Freestone | CN600305999 | Insufficient Information | Lean burn combustion system for compressor 2803, Unit 106096 Engine 2803LE, 600 HP, located at Anadarko Petroleum's Freestone Booster site in Freestone County. | A positive use determination of 20% for the lean burn combustion system installed in compressor 2803, Unit 106096. | 2006-11-17 | 310041 | 20
9772 | T1 | Universal Compression | Apache Corporation | Wollen Heirs Cp |  |  |  | Freestone | CN600305999 | Insufficient Information | Lean burn combustion system for compressor JGE-4, Unit 109002, Engine G3512TALE-130F-AFRC, 1005 HP, located at Apache Corporation's Wollen Geirs Cp site in Freestone County. | A positive use determination of 20% for the lean burn combustion system installed in compressor JGE-4, Unit 109002. | 2006-11-17 | 460065 | 20
9773 | T1 | Universal Compression | Apache Corporation | Pyramid Cp |  |  |  | Freestone | CN600305999 | Insufficient Information | Lean burn combustion system for compressor JGE-4, Unit 111115, Engine G3516TALE-130F, 1265 HP, located at Apache Corporation's Pyramid Cp site in Freestone County. | A positive use determination of 20% for the lean burn combustion system installed in compressor JGE-4, Unit 111115. | 2006-11-17 | 456681 | 20
9774 | T1 | Universal Compression | Devon Gas Services LP | Nansugail |  |  |  | Freestone | CN600305999 | Insufficient Information | Lean burn combustion system for compressor JGK-4, Unit 115545, Engine 2408G, 1600 HP, located at Devon Gas Service's Nansugail site in Freestone County. | A positive use determination of 20% for the lean burn combustion system installed in compressor JGK-4, Unit 115545. | 2006-11-17 | 894944 | 20
9775 | T1 | Universal Compression | Devon Gas Services LP | Mimms Creek |  |  |  | Freestone | CN600305999 | Insufficient Information | Lean burn combustion system for compressor JGD-4, Unit 215525, Engine G3606LE, 1775 HP, located at Devon Gas Service's Mimms Creek site in Freestone County. | A positive use determination of 20% for the lean burn combustion system installed in compressor JGD-4, Unit 215525. | 2006-11-17 | 829778 | 20
9776 | T1 | Universal Compression | Hunt Petroleum Corporation | Sneed Cp |  |  |  | Freestone | CN600305999 | Insufficient Information | Lean burn combustion system for compressor D504, Unit 108547, Engine G3512TALE, 945 HP, located at Hunt Petroleum Corporation's Sneed Cp site in Freestone County. | A positive use determination of 20% for the lean burn combustion system installed in compressor D504, Unit 108547. | 2006-11-17 | 456999 | 20
9777 | T1 | Universal Compression | Devon Energy Corp | Soape |  |  |  | Gregg | CN600305999 | Insufficient Information | Lean burn combustion system for compressor JGJ-4, Unit 105527, Engine G3412CLE-130F, 637 HP, located at Devon Energy's Soape site in Gregg County. | A positive use determination of 20% for the lean burn combustion system installed in compressor JGJ-4, Unit 105527. | 2006-11-17 | 296303 | 20
9778 | T1 | Universal Compression | Dominion Exploration & Production | Rowland Land |  |  |  | Gregg | CN600305999 | Insufficient Information | Lean burn combustion system for compressor JGE-4, Unit 112001, Engine G3516TALE-130F-AFRC, 1340 HP, located at Dominion Exploration's Rowland Land site in Gregg County. | A positive use determination of 20% for the lean burn combustion system installed in compressor JGE-4, Unit 112001. | 2006-11-17 | 590774 | 20
9779 | T1 | Universal Compression | Sabine Valley Pipeline Inc | Oak Hills Compression |  |  |  | Gregg | CN600305999 | Insufficient Information | Lean burn combustion system for compressor JGE-4, Unit 111114, Engine G3516TALE-130F, 1265 HP, located at Sabine Valley Pipeline's Oak Hill Compression site in Gregg County. | A positive use determination of 20% for the lean burn combustion system installed in compressor JGE-4, Unit 111114. | 2006-11-17 | 475237 | 20
9780 | T1 | Universal Compression | Jones Energy Ltd | King Mcgarraugh |  |  |  | Hansford | CN600305999 | Insufficient Information | Lean burn combustion system for compressor JGT-4, Unit 112009, Engine G3516TALE-130F-AFRC, 1150 HP, located at Jones Energy Ltd.'s King-Mcgarraugh site in Hansford County. | A positive use determination of 20% for the lean burn combustion system installed in compressor JGT-4, Unit 112009. | 2006-11-17 | 652304 | 20
9781 | T1 | Universal Compression | Samson Lon Star LP | Blackstone Min Fac |  |  |  | Hardin | CN600305999 | Insufficient Information | Lean burn combustion system for compressor 2803, Unit 107002, Engine 2803LE, 600 HP, located at Samson Lone Star LP's Blackstone MIN FAC Compressor site in Hardin County. | A positive use determination of 20% for the lean burn combustion system installed in compressor 2803, Unit 107002. | 2006-11-17 | 310000 | 20
9782 | T1 | Universal Compression | Bluestem Pipeline LLC | Cyclone #2 |  |  |  | Harris | CN600305999 | Insufficient Information | Lean burn combustion system for compressor RG-282M, Unit 105586, Engine G3508TALE-130F, 630 HP, located at Bluestem Pipeline LLC's Cyclone #2 site in Harris County. | A positive use determination of 20% for the lean burn combustion system installed in compressor RG-282M, Unit 105586. | 2006-11-17 | 325000 | 20
9783 | T1 | Universal Compression | Caledonia Energy Partners LLC | Williamson |  |  |  | Harris | CN600305999 | Insufficient Information | Lean burn combustion system for compressor JGT-4, Unit 112107, Engine G3516TALE-130F-AFRC, 1340 HP, located at Caledonia Energy Partner's Williamson site in Harris County. | A positive use determination of 20% for the lean burn combustion system installed in compressor JGT-4, Unit 112107. | 2006-11-17 | 535380 | 20
9784 | T1 | Universal Compression | Canyon Gas Resources | Rifle Compressor #7 |  |  |  | Harris | CN600305999 | Insufficient Information | Lean burn combustion system for compressor JGT-4, Unit 112076, Engine G3516TALE-130F-AFRC, 1340 HP, located at Canyon Gas Resources' Rifle Compressor #7 site in Harris County. | A positive use determination of 20% for the lean burn combustion system installed in compressor JGT-4, Unit 112076. | 2006-11-17 | 558768 | 20
9785 | T1 | Universal Compression | Canyon Gas Resources | Tbd #5 |  |  |  | Harris | CN600305999 | Insufficient Information | Lean burn combustion system for compressor JGT-4, Unit 112097, Engine G3516TALE-130F-AFRC, 1340 HP, located at Dominion Exploration's site in Harris County. | A positive use determination of 20% for the lean burn combustion system installed in compressor JGT-4, Unit 112097. | 2006-11-17 | 580691 | 20
9786 | T1 | Universal Compression | The Houston Exploration Co | Ferguson Gathering |  |  |  | Harris | CN600305999 | Insufficient Information | Lean burn combustion system for compressor JGT-4, Unit 112108, Engine G3516TALE-130F-AFRC, 1340 HP, located at The Houston Exploration Co.'s Ferguson Gathering site in Harris County. | A positive use determination of 20% for the lean burn combustion system installed in compressor JGT-4, Unit 112108. | 2006-11-17 | 548048 | 20
9787 | T1 | Universal Compression | Unknown | Unknown |  |  |  | Harris | CN600305999 | Insufficient Information | Lean burn combustion system for compressor JGT-4, Unit 112075, Engine G3516TALE-130F-AFRC, 1340 HP, located in Harris County. | A positive use determination of 20% for the lean burn combustion system installed in compressor JGT-4, Unit 112075. | 2006-11-17 | 550000 | 20
9788 | T1 | Universal Compression | Centerpoint Filed Svc Ft Smith | Waskom |  |  |  | Harrison | CN600305999 | Insufficient Information | Lean burn combustion system for compressor JGT-4, Unit 112016, Engine G3516TALE-130F-AFRC, 1340 HP, located at Centerpoint Field Service's Fort S Waskom site in Harrison County. | A positive use determination of 20% for the lean burn combustion system installed in compressor JGT-4, Unit 112016. | 2006-11-17 | 554628 | 20
9789 | T1 | Universal Compression | Centerpoint Filed Svc Ft Smith | Waskom Header #5 |  |  |  | Harrison | CN600305999 | Insufficient Information | Lean burn combustion system for compressor D504, Unit 111189, Engine G3516TALE-130F, 1340 HP, located at Centerpoint Field Service's Fort S Waskom Header #5 site in Harrison County. | A positive use determination of 20% for the lean burn combustion system installed in compressor D504, Unit 111189. | 2006-11-10 | 615796 | 20
9790 | T1 | Universal Compression | Samson Lone Star LP | Davis Texie B Cp |  |  |  | Harrison | CN600305999 | Insufficient Information | Lean burn combustion system for compressor FE450B-2, Unit 402201, Engine G3508TALE-130F, 515 HP, located at Samson Lone Star LP's Davis Texie B CP site in Harrison County. | A positive use determination of 20% for the lean burn combustion system installed in compressor FE450B-2, Unit 402201. | 2006-11-10 | 153400 | 20
9791 | T1 | Universal Compression | Centerpoint Filed Svc Ft Smith | FM 50 |  |  |  | Harrison | CN600305999 | Insufficient Information | Lean burn combustion system for compressor JGE-4, Unit 111128, Engine G3516TALE-130F, 1265 HP, located at Centerpoint Field Service's Fort S FM-50 site in Harrison County. | A positive use determination of 20% for the lean burn combustion system installed in compressor JGE-4, Unit 111128. | 2006-11-10 | 455938 | 20
9792 | T1 | Universal Compression | Centerpoint Filed Svc Ft Smith | Mathers Ranch #1 |  |  |  | Hemphill | CN600305999 | Insufficient Information | Lean burn combustion system for compressor FE650D-4, Unit 11998, Engine G3512TALE-130F, 810 HP, located at Centerpoint Field Service's Ft S Mathers Ranch #1 site in Hemphill County. | A positive use determination of 20% for the lean burn combustion system installed in compressor FE650D-4, Unit 11998. | 2006-11-10 | 460800 | 20
9793 | T1 | Universal Compression | Enbridge Pipeline Tx Gathering | Pronto |  |  |  | Hemphill | CN600305999 | Insufficient Information | Lean burn combustion system for compressor JGE-4, Unit 12924, Engine G3516TALE-130F, 1265 HP, located at Enbridge Pipeline Texas Gathering's Pronto site in Hemphill County. | A positive use determination of 20% for the lean burn combustion system installed in compressor JGE-4, Unit 12924. | 2006-11-10 | 624200 | 20
9794 | T1 | Universal Compression | Noble Energy Inc | Buffalo Wallow Field |  |  |  | Hemphill | CN600305999 | Insufficient Information | Lean burn combustion system for compressor JGT-4, Unit 112119, Engine G3516TALE-130F- AFRC, 1265 HP, located at Nobel Energy Inc.'s Buffalo Wallow Field site in Hemphill County. | A positive use determination of 20% for the lean burn combustion system installed in compressor JGT-4, Unit 112119. | 2006-11-10 | 550000 | 20
9795 | T1 | Universal Compression | Seminole Gas Company LLC | Horn |  |  |  | Hemphill | CN600305999 | Insufficient Information | Lean burn combustion system for compressor A354, Unit 12517, Engine G3412CLE-130F, 637 HP, located at Seminole Gas Company's Horn site in Hemphill County. | A positive use determination of 20% for the lean burn combustion system installed in compressor A354, Unit 12517. | 2006-11-10 | 373500 | 20
9796 | T1 | Universal Compression | El Paso Production | Ruiz Zamora |  |  |  | Hidalgo | CN600305999 | Insufficient Information | Lean burn combustion system for compressor JGJ-4, Unit 105557, Engine G3412CLE-130F, 637 HP, located at El Paso Production's Ruiz Zamora site in Hidalgo County. | A positive use determination of 20% for the lean burn combustion system installed in compressor JGJ-4, Unit 105557. | 2006-11-10 | 309867 | 20
9797 | T1 | Universal Compression | Empire Pipeline Corporation | Georges Creek Comp |  |  |  | Hood | CN600305999 | Insufficient Information | Lean burn combustion system for compressor JGT-4, Unit 112053, Engine G3416TALE-130F-AFRC, 1340 HP, located at Empire Pipeline Corporation's Georges Creek Compressor site in Hood County. | A positive use determination of 20% for the lean burn combustion system installed in compressor JGT-4, Unit 112053. | 2006-11-10 | 537981 | 20
9798 | T1 | Universal Compression | Empire Pipeline Corporation | Buffdale Compressor |  |  |  | Hood | CN600305999 | Insufficient Information | Lean burn combustion system for compressor JGE-4, Unit 111251, Engine G3416TALE-130F, 1265 HP, located at Empire Pipeline Corporation's Bluffdale Compressor site in Hood County. | A positive use determination of 20% for the lean burn combustion system installed in compressor JGE-4, Unit 111251. | 2006-11-10 | 453047 | 20
9799 | T1 | Universal Compression | Momentum Energy Group LLC | Tolar Station |  |  |  | Hood | CN600305999 | Insufficient Information | Lean burn combustion system for compressor JGK-2, Unit 111263, Engine G3416TALE-130F, 1150 HP, located at Momentum Energy Group Tolar Station site in Hood County. | A positive use determination of 20% for the lean burn combustion system installed in compressor JGK-2, Unit 111263. | 2006-11-10 | 530144 | 20
9800 | T1 | Universal Compression | Momentum Energy Group LLC | Tolar Station |  |  |  | Hood | CN600305999 | Insufficient Information | Lean burn combustion system for compressor JGK-2, Unit 111266, Engine G3416TALE-130F, 1150 HP, located at Momentum Energy Group Tolar Station site in Hood County. | A positive use determination of 20% for the lean burn combustion system installed in compressor JGK-2, Unit 111266. | 2006-11-10 | 524103 | 20
9801 | T1 | Universal Compression | Momentum Energy Group LLC | Tolar Station |  |  |  | Hood | CN600305999 | Insufficient Information | Lean burn combustion system for compressor JGK-2, Unit 111265, Engine G3416TALE-130F, 1150 HP, located at Momentum Energy Group Tolar Station site in Hood County. | A positive use determination of 20% for the lean burn combustion system installed in compressor JGK-2, Unit 111265. | 2006-11-10 | 483183 | 20
9802 | T1 | Universal Compression | Momentum Energy Group LLC | Tolar Station |  |  |  | Hood | CN600305999 | Insufficient Information | Lean burn combustion system for compressor JGK-2, Unit 111264, Engine G3416TALE-130F, 1150 HP, located at Momentum Energy Group Tolar Station site in Hood County. | A positive use determination of 20% for the lean burn combustion system installed in compressor JGK-2, Unit 111264. | 2006-11-10 | 461814 | 20
9803 | T1 | Universal Compression | Quicksilver Resources Inc | Plant |  |  |  | Hood | CN600305999 | Insufficient Information | Lean burn combustion system for compressor JGK-2, Unit 111224, Engine G3416TALE-130F, 1151 HP, located at Quicksilver Resources, Inc, Plant site in Hood County. | A positive use determination of 20% for the lean burn combustion system installed in compressor JGK-2, Unit 111224. | 2006-11-10 | 564584 | 20
9804 | T1 | Universal Compression | Quicksilver Resources Inc | Plant |  |  |  | Hood | CN600305999 | Insufficient Information | Lean burn combustion system for compressor JGK-2, Unit 111225, Engine G3416TALE-130F, 1151 HP, located at Quicksilver Resources, Inc, Plant site in Hood County. | A positive use determination of 20% for the lean burn combustion system installed in compressor JGK-2, Unit 111225. | 2006-11-10 | 564584 | 20
9805 | T1 | Universal Compression | Quicksilver Resources Inc | Plant |  |  |  | Hood | CN600305999 | Insufficient Information | Lean burn combustion system for compressor JGE-4, Unit 111143, Engine G3416TALE, 1265 HP, located at Quicksilver Resources, Inc, Plant site in Hood County. | A positive use determination of 20% for the lean burn combustion system installed in compressor JGE-4, Unit 111143. | 2006-11-10 | 500512 | 20
9806 | T1 | Universal Compression | XTO Energy Inc | Decker Switch Temple |  |  |  | Houston | CN600305999 | Insufficient Information | Lean burn combustion system for compressor JGH-4, Unit 108006, Engine G3412TALE-130F, 810 HP, located at XTO Energy, Inc.'s Decker Switch-Temple site in Houston County. | A positive use determination of 20% for the lean burn combustion system installed in compressor JGH-4, Unit 108006. | 2006-11-10 | 449801 | 20
9807 | T1 | Universal Compression | Cimarex Energy Company | Friendship #4 |  |  |  | Jefferson | CN600305999 | Insufficient Information | Lean burn combustion system for compressor JGJ-2, Unit 701707, Engine F18GLD, 400 HP, located at Cimarex Energy Company's Friendship #4 site in Jefferson County. | A positive use determination of 20% for the lean burn combustion system installed in compressor JGJ-2, Unit 701707. | 2006-11-10 | 238800 | 20
9808 | T1 | Universal Compression | National Energy Group Inc | Winnie Plant |  |  |  | Jefferson | CN600305999 | Insufficient Information | Lean burn combustion system for compressor 2800, Unit 10177, Engine 2802LE, 384 HP, located at National Energy Group Inc.'s Winnie Plant site in Jefferson County. | A positive use determination of 20% for the lean burn combustion system installed in compressor 2800, Unit 10177. | 2006-11-10 | 340000 | 20
9809 | T1 | Universal Compression | Penn Virginal Oil & Gas Corp | Fannett Facility |  |  |  | Jefferson | CN600305999 | Insufficient Information | Lean burn combustion system for compressor E504, Unit 12507, Engine G3516TALE-130F, 1085 HP, located at Penn Virginia Oil & Gas Co.'s Fannett Facility in Jefferson County. | A positive use determination of 20% for the lean burn combustion system installed in compressor E504, Unit 12507. | 2006-11-10 | 414335 | 20
9810 | T1 | Universal Compression | Chesapeake Energy Mktg Inc | Rio Vista #7 |  |  |  | Johnson | CN600305999 | Insufficient Information | Lean burn combustion system for compressor JGT-4, Unit 112037, Engine G3516TALE-130F-AFRC, 1340 HP, located at Chesapeake Energy Marketing's Rio Vista #7 in Johnson County. | A positive use determination of 20% for the lean burn combustion system installed in compressor JGT-4, Unit 112037. | 2006-11-10 | 555464 | 20
9811 | T1 | Universal Compression | Chesapeake Energy Mktg Inc | Rio Vista #8 |  |  |  | Johnson | CN600305999 | Insufficient Information | Lean burn combustion system for compressor JGT-4, Unit 112038, Engine G3516TALE-130F-AFRC, 1340 HP, located at Chesapeake Energy Marketing's Rio Vista #8 in Johnson County. | A positive use determination of 20% for the lean burn combustion system installed in compressor JGT-4, Unit 112038. | 2006-11-10 | 543893 | 20
9812 | T1 | Universal Compression | Chief Midstream LLC | Shark Unit #1 |  |  |  | Johnson | CN600305999 | Insufficient Information | Lean burn combustion system for compressor JGE-4, Unit 111220, Engine G3516TALE-130F, 1265 HP, located at Chief Midstream LLC's Shark Unit #1 in Johnson County. | A positive use determination of 20% for the lean burn combustion system installed in compressor JGE-4, Unit 111220. | 2006-11-10 | 469628 | 20
9813 | T1 | Universal Compression | Chief Midstream LLC | Isbell Atmos |  |  |  | Johnson | CN600305999 | Insufficient Information | Lean burn combustion system for compressor JGE-4, Unit 111162, Engine G3516TALE-130F, 1265 HP, located at Chief Midstream LLC's Isbell Atmos in Johnson County. | A positive use determination of 20% for the lean burn combustion system installed in compressor JGE-4, Unit 111162. | 2006-11-10 | 460378 | 20
9814 | T1 | Universal Compression | Energy Transfer Company | Alabama Ferry #1 |  |  |  | Leon | CN600305999 | Insufficient Information | Lean burn combustion system for compressor JGJ-4, Unit 105548, Engine G3512CLE-130F, 637 HP, located at Energy Transfer Company's Alabama Ferry #1 site in Leon County. | A positive use determination of 20% for the lean burn combustion system installed in compressor JGJ-4, Unit 105548. | 2006-11-10 | 409545 | 20
9815 | T1 | Universal Compression | Devon Gas Services LP | Ezell Comp Station |  |  |  | Limestone | CN600305999 | Insufficient Information | Lean burn combustion system for compressor E504, Unit 110049, Engine G3516TALE-130F, 1085 HP, located at Devon Gas Services LP's Ezell Compressor Station in Limestone County. | A positive use determination of 20% for the lean burn combustion system installed in compressor E504, Unit 110049. | 2006-11-10 | 516982 | 20
9816 | T1 | Universal Compression | Devon Gas Services LP | Rothermal |  |  |  | Limestone | CN600305999 | Insufficient Information | Lean burn combustion system for compressor JGD-4, Unit 215524, Engine G3606LE, 1775 HP, located at Devon Gas Services LP's Rothermel site in Limestone County. | A positive use determination of 20% for the lean burn combustion system installed in compressor JGD-4, Unit 215524. | 2006-11-10 | 827561 | 20
9817 | T1 | Universal Compression | Devon Gas Services LP | Oaks Field Comp |  |  |  | Limestone | CN600305999 | Insufficient Information | Lean burn combustion system for compressor JGE-4, Unit 111151, Engine G3606LE, 1775 HP, located at Devon Gas Services LP's Oaks Field Compressor site in Limestone County. | A positive use determination of 20% for the lean burn combustion system installed in compressor JGE-4, Unit 111151. | 2006-11-10 | 489403 | 20
9818 | T1 | Universal Compression | Anadarko E & P Company | Haley 32-1 |  |  |  | Loving | CN600305999 | Insufficient Information | Lean burn combustion system for compressor JGT-4, Unit 112140, Engine G3516TALE-130F-AFRC, 1340 HP, located at Anadarko E & P Company's Haley 32-1 site in Loving County. | A positive use determination of 20% for the lean burn combustion system installed in compressor JGT-4, Unit 112140. | 2006-11-10 | 613772 | 20
9819 | T1 | Universal Compression | Energy Transfer Company | Madisonville Comp |  |  |  | Madison | CN600305999 | Insufficient Information | Lean burn combustion system for compressor JGE-4, Unit 701653, Engine G3516TALE-130F, 1085 HP, located at Energy Transfer Company's Madisonville Compressor site in Loving County. | A positive use determination of 20% for the lean burn combustion system installed in compressor JGE-4, Unit 701653. | 2006-11-10 | 547501 | 20
9820 | T1 | Universal Compression | Energy Transfer Company | Madisonville Comp |  |  |  | Madison | CN600305999 | Insufficient Information | Lean burn combustion system for compressor D504, Unit 111200, Engine G3516TALE-130F, 1085 HP, located at Energy Transfer Company's Madisonville Compressor site in Loving County. | A positive use determination of 20% for the lean burn combustion system installed in compressor D504, Unit 111200. | 2006-11-10 | 573019 | 20
9821 | T1 | Universal Compression | Devon Energy Corp | Lassiter #4 |  |  |  | Marion | CN600305999 | Insufficient Information | Lean burn combustion system for compressor JGE-4, Unit 701617, Engine G3516TALE-130F, 1085 HP, located at Devon Energy Corporation's Lassiter #4 site in Marion County. | A positive use determination of 20% for the lean burn combustion system installed in compressor JGE-4, Unit 701617. | 2006-11-10 | 547700 | 20
9822 | T1 | Universal Compression | Devon Energy Corp | Lassiter Gas Lift #1 |  |  |  | Marion | CN600305999 | Insufficient Information | Lean burn combustion system for compressor JGE-4, Unit 111042, Engine G3516TALE-130F, 1265 HP, located at Devon Energy Corporation's Lassiter #1 site in Marion County. | A positive use determination of 20% for the lean burn combustion system installed in compressor JGE-4, Unit 111042. | 2006-11-10 | 512876 | 20
9823 | T1 | Universal Compression | Devon Energy Corp | Lassiter Gas Field |  |  |  | Marion | CN600305999 | Insufficient Information | Lean burn combustion system for compressor JGE-4, Unit 108518, Engine G3512TALE-130F, 945 HP, located at Devon Energy Corporation's Lassiter Field site in Marion County. | A positive use determination of 20% for the lean burn combustion system installed in compressor JGE-4, Unit 108518. | 2006-11-10 | 459195 | 20
9824 | T1 | Universal Compression | Devon Energy Corp | Lassiter Gas Lift #2 |  |  |  | Marion | CN600305999 | Insufficient Information | Lean burn combustion system for compressor JGE-4, Unit 111040, Engine G3516TALE-130F, 1265 HP, located at Devon Energy Corporation's Lassiter #2 site in Marion County. | A positive use determination of 20% for the lean burn combustion system installed in compressor JGE-4, Unit 111040. | 2006-11-10 | 505068 | 20
9825 | T1 | Universal Compression | Devon Energy Corp | Lassiter Gas Lift #3 |  |  |  | Marion | CN600305999 | Insufficient Information | Lean burn combustion system for compressor JGE-4, Unit 111099, Engine G3516TALE-130F, 1265 HP, located at Devon Energy Corporation's Lassiter #3 site in Marion County. | A positive use determination of 20% for the lean burn combustion system installed in compressor JGE-4, Unit 111099. | 2006-11-10 | 509582 | 20
9826 | T1 | Universal Compression | Noble Energy Inc | Trull Gathering |  |  |  | Matagorda | CN600305999 | Insufficient Information | Lean burn combustion system for compressor JGJ-4, Unit 105574, Engine G3512CLE-130F, 637 HP, located at Noble Energy Inc.'s Trull Gathering site in Matagorda County. | A positive use determination of 20% for the lean burn combustion system installed in compressor JGE-4, Unit 105574. | 2006-11-10 | 319407 | 20
9827 | T1 | Universal Compression | Dominion Exploration | Cp-23 #1 |  |  |  | Midland | CN600305999 | Insufficient Information | Lean burn combustion system for compressor JGK-2, Unit 10247, Engine G3516TALE-130F, 1085 HP, located at Dominion Exploration's CP-23, #1 site in Midland County. | A positive use determination of 20% for the lean burn combustion system installed in compressor JGK-2, Unit 10247. | 2006-11-10 | 554000 | 20
9828 | T1 | Universal Compression | Tall Grass Gas Services LLC | Northridge Comp Station |  |  |  | Midland | CN600305999 | Insufficient Information | Lean burn combustion system for compressor JGD-4, Unit 10237, Engine G3606LE, 1775 HP, located at Tall Grass Gas Service's Northridge Compressor site in Midland County. | A positive use determination of 20% for the lean burn combustion system installed in compressor JGD-4, Unit 10237. | 2006-11-10 | 1045000 | 20
9829 | T1 | Universal Compression | Acacia Natural Gas Corp | Pinehurst Station |  |  |  | Montgomery | CN600305999 | Insufficient Information | Lean burn combustion system for compressor RAM54, Unit 10133, Engine 2406G, 1200 HP, located at Acacia Natural Gas Corporation's Pinehurst Station site in Montgomery County. | A positive use determination of 20% for the lean burn combustion system installed in compressor RAM54, Unit 10133. | 2006-11-10 | 615000 | 20
9830 | T1 | Universal Compression | Acacia Natural Gas Corp | Pinehurst Station |  |  |  | Montgomery | CN600305999 | Insufficient Information | Lean burn combustion system for compressor RAM54, Unit 10134, Engine 2406G, 1200 HP, located at Acacia Natural Gas Corporation's Pinehurst Station site in Montgomery County. | A positive use determination of 20% for the lean burn combustion system installed in compressor RAM54, Unit 10134. | 2006-11-10 | 615000 | 20
9831 | T1 | Universal Compression | Acacia Natural Gas Corp | Lake Creek |  |  |  | Montgomery | CN600305999 | Insufficient Information | Lean burn combustion system for compressor RAM54, Unit 10137, Engine 2406G, 1200 HP, located at Acacia Natural Gas Corporation's Lake Creek Station site in Montgomery County. | A positive use determination of 20% for the lean burn combustion system installed in compressor RAM54, Unit 10137. | 2006-11-10 | 615000 | 20
9832 | T1 | Universal Compression | Acacia Natural Gas Corp | Lake Creek |  |  |  | Montgomery | CN600305999 | Insufficient Information | Lean burn combustion system for compressor RAM54, Unit 10138, Engine 2406G, 1200 HP, located at Acacia Natural Gas Corporation's Lake Creek Station site in Montgomery County. | A positive use determination of 20% for the lean burn combustion system installed in compressor RAM54, Unit 10138. | 2006-11-10 | 615000 | 20
9833 | T1 | Universal Compression | Acacia Natural Gas Corp | Lake Creek |  |  |  | Montgomery | CN600305999 | Insufficient Information | Lean burn combustion system for compressor RAM54, Unit 10149, Engine 2406G, 1200 HP, located at Acacia Natural Gas Corporation's Lake Creek Station site in Montgomery County. | A positive use determination of 20% for the lean burn combustion system installed in compressor RAM54, Unit 10149. | 2006-11-10 | 615000 | 20
9834 | T1 | Universal Compression | Acacia Natural Gas Corp | Lake Creek |  |  |  | Montgomery | CN600305999 | Insufficient Information | Lean burn combustion system for compressor RAM54, Unit 10248, Engine 2406G, 1200 HP, located at Acacia Natural Gas Corporation's Lake Creek Station site in Montgomery County. | A positive use determination of 20% for the lean burn combustion system installed in compressor RAM54, Unit 10248. | 2006-11-10 | 615000 | 20
9835 | T1 | Universal Compression | Acacia Natural Gas Corp | Pinehurst Station |  |  |  | Montgomery | CN600305999 | Insufficient Information | Lean burn combustion system for compressor RAM54, Unit 10150, Engine 2406G, 1200 HP, located at Acacia Natural Gas Corporation's Pinehurst Station site in Montgomery County. | A positive use determination of 20% for the lean burn combustion system installed in compressor RAM54, Unit 10150. | 2006-11-10 | 615000 | 20
9836 | T1 | Universal Compression | Oneok Texas Field Service | Booster #5 |  |  |  | Moore | CN600305999 | Insufficient Information | Lean burn combustion system for compressor G3018H, Unit 103564, Engine F18GL, 400 HP, located at Oneok Texas Field Service's Booster #5 site in Moore County. | A positive use determination of 20% for the lean burn combustion system installed in compressor G3018H, Unit 103564. | 2006-11-10 | 189877 | 20
9837 | T1 | Universal Compression | Millennium Midstream Energy | Douglas |  |  |  | Nacogdoches | CN600305999 | Insufficient Information | Lean burn combustion system for compressor E504, Unit 12344, Engine G3516TALE-130F, 1085 HP, located at Millennium Midstream Douglas Gathering site in Nacogdoches County. | A positive use determination of 20% for the lean burn combustion system installed in compressor E504, Unit 12344. | 2006-11-10 | 498600 | 20
9838 | T1 | Universal Compression | Millennium Midstream Energy | Douglas |  |  |  | Nacogdoches | CN600305999 | Insufficient Information | Lean burn combustion system for compressor FE332D-4, Unit 402207, Engine H24GL, 530 HP, located at Millennium Midstream Douglas Gathering site in Nacogdoches County. | A positive use determination of 20% for the lean burn combustion system installed in compressor FE332D-4, Unit 402207. | 2006-11-10 | 332400 | 20
9839 | T1 | Universal Compression | Millennium Midstream Energy | Douglas Gathering |  |  |  | Nacogdoches | CN600305999 | Insufficient Information | Lean burn combustion system for compressor JGE-4, Unit 111258, Engine G3516TALE-130F, 1265 HP, located at Samson Lone Star LP's Douglas Gathering site in Nacogdoches County. | A positive use determination of 20% for the lean burn combustion system installed in compressor JGE-4, Unit 111258. | 2006-11-10 | 533613 | 20
9840 | T1 | Universal Compression | Dominion Exploration | Cluster Facility |  |  |  | Newton | CN600305999 | Insufficient Information | Lean burn combustion system for compressor JGK-2, Unit 404502, Engine G3516TALE-130F, 1085 HP, located at Dominion Exploration's Cluster Facility in Newton County. | A positive use determination of 20% for the lean burn combustion system installed in compressor JGK-2, Unit 404502. | 2006-11-10 | 348601 | 20
9841 | T1 | Universal Compression | Bass Enterprises Production Com | Lopez |  |  |  | Nueces | CN600305999 | Insufficient Information | Lean burn combustion system for compressor JGK-4, Unit 110052, Engine G3516TALE-130F, 1085 HP, located at Bass Enterprises Production's Lopez site in Nueces County. | A positive use determination of 20% for the lean burn combustion system installed in compressor JGK-4, Unit 110052. | 2006-11-10 | 470314 | 20
9842 | T1 | Universal Compression | Devon Energy Corp | Agua Dulce Gathering |  |  |  | Nueces | CN600305999 | Insufficient Information | Lean burn combustion system for compressor AR-321, Unit 104508, Engine H24GL, 530 HP, located at Devon Energy Corporation's Aqua Dulce Gathering site in Nueces County. | A positive use determination of 20% for the lean burn combustion system installed in compressor AR-321, Unit 104508. | 2006-11-10 | 357328 | 20
9843 | T1 | Universal Compression | Dominion Exploration | Bluntzer |  |  |  | Nueces | CN600305999 | Insufficient Information | Lean burn combustion system for compressor 2802, Unit 103801, Engine 2802LE, 384 HP, located at Dominion Exploration's Bluntzer site in Nueces County. | A positive use determination of 20% for the lean burn combustion system installed in compressor 2802, Unit 103801. | 2006-11-10 | 217785 | 20
9844 | T1 | Universal Compression | Dominion Exploration | Bluntzer Central Facility |  |  |  | Nueces | CN600305999 | Insufficient Information | Lean burn combustion system for compressor JGE-2, Unit 105522, Engine G3508TALE-130F, 630 HP, located at Dominion Exploration's Bluntzer Central Facility in Nueces County. | A positive use determination of 20% for the lean burn combustion system installed in compressor JGE-2, Unit 105522. | 2006-11-10 | 331117 | 20
9845 | T1 | Universal Compression | Dominion Exploration | Fee #1 |  |  |  | Nueces | CN600305999 | Insufficient Information | Lean burn combustion system for compressor JGT-2, Unit 108503, Engine G3512TALE-130F, 945 HP, located at Dominion Oklahoma Texas' Fee #1site in Nueces County. | A positive use determination of 20% for the lean burn combustion system installed in compressor JGT-2, Unit 108503. | 2006-11-10 | 406993 | 20
9846 | T1 | Universal Compression | The Houston Exploration Co | Asche 100 |  |  |  | Nueces | CN600305999 | Insufficient Information | Lean burn combustion system for compressor FE565C-4, Unit 402199, Engine G3516TALE-130F, 1085 HP, located at The Houston Exploration's Asche 100 site in Nueces County. | A positive use determination of 20% for the lean burn combustion system installed in compressor FE565C-4, Unit 402199. | 2006-11-10 | 477751 | 20
9847 | T1 | Universal Compression | Enbridge Gathering | Mcmurrey Compressor Sat |  |  |  | Palo Pinto | CN600305999 | Insufficient Information | Lean burn combustion system for compressor JGT-2, Unit 108524, Engine G3512TALE-130F, 945 HP, located at Enbridge Gathering McMurry Compressor Station site in Palo Pinto County. | A positive use determination of 20% for the lean burn combustion system installed in compressor JGT-2, Unit 108524. | 2006-11-10 | 380683 | 20
9848 | T1 | Universal Compression | Enbridge Gathering | Mcmurrey Compressor Sat |  |  |  | Palo Pinto | CN600305999 | Insufficient Information | Lean burn combustion system for compressor JGT-2, Unit 108530, Engine G3512TALE-130F, 945 HP, located at Enbridge Gathering McMurry Compressor Station site in Palo Pinto County. | A positive use determination of 20% for the lean burn combustion system installed in compressor JGT-2, Unit 108530. | 2006-11-10 | 377609 | 20
9849 | T1 | Universal Compression | Encana Oil & Gas | Leonard Chapel Creek |  |  |  | Palo Pinto | CN600305999 | Insufficient Information | Lean burn combustion system for compressor JGK-2, Unit 107541, Engine G3512TALE-130F, 810 HP, located at Encada Oil & Gas' Leonard/Chapel Creek in Palo Pinto County. | A positive use determination of 20% for the lean burn combustion system installed in compressor JGK-2, Unit 107541. | 2006-11-10 | 300000 | 20
9850 | T1 | Universal Compression | Anadarko E & P Company LP | Ce Moore |  |  |  | Panola | CN600305999 | Insufficient Information | Lean burn combustion system for compressor JGE-4, Unit 111076, Engine G3512TALE-130F, 1265 HP, located at Anadarko E & P Company's C E Moore site in Panola County. | A positive use determination of 20% for the lean burn combustion system installed in compressor JGE-4, Unit 111076. | 2006-11-10 | 519587 | 20
9851 | T1 | Universal Compression | Anadarko E & P Company LP | Satellite #7 |  |  |  | Panola | CN600305999 | Insufficient Information | Lean burn combustion system for compressor JGR-4, Unit 107563, Engine G399TALE, 830 HP, located at Anadarko E & P Company's Satellite #7 site in Panola County. | A positive use determination of 20% for the lean burn combustion system installed in compressor JGR-4, Unit 107563. | 2006-11-10 | 315000 | 20
9852 | T1 | Universal Compression | Centerpoint Field Svc Ft Smith | Shady Grove #1 |  |  |  | Panola | CN600305999 | Insufficient Information | Lean burn combustion system for compressor JGT-4, Unit 112027, Engine G3516TALE/AFRC/CSA, 1340 HP, located at Center Point Field Service Shady Grove #1 site in Panola County. | A positive use determination of 20% for the lean burn combustion system installed in compressor JGT-4, Unit 112027. | 2006-11-10 | 560648 | 20
9853 | T1 | Universal Compression | Comstock Resources | Ellis |  |  |  | Panola | CN600305999 | Insufficient Information | Lean burn combustion system for compressor JGT-4, Unit 112098, Engine G3516TALE-130F-AFRC, 1340 HP, located at Comstock Resources' Ellis site in Panola County. | A positive use determination of 20% for the lean burn combustion system installed in compressor JGT-4, Unit 112098. | 2006-11-10 | 715975 | 20
9854 | T1 | Universal Compression | El Paso Production | Martin L-1 Cp |  |  |  | Panola | CN600305999 | Insufficient Information | Lean burn combustion system for compressor TDSH-283SX, Unit 104449, Engine G3408CLE-130F, 425 HP, located at El Paso Production's Martin L-1 Cp site in Panola County. | A positive use determination of 20% for the lean burn combustion system installed in compressor TDSH-283SX, Unit 104449. | 2006-11-10 | 214747 | 20
9855 | T1 | Universal Compression | Devon Energy Production | Steel Common Poit |  |  |  | Panola | CN600305999 | Insufficient Information | Lean burn combustion system for compressor JGE-4, Unit 111064, Engine G3516TALE-130F, 1265 HP, located at Devon Energy Production's Steel Common Point site in Panola County. | A positive use determination of 20% for the lean burn combustion system installed in compressor JGE-4, Unit 111064. | 2006-11-10 | 545386 | 20
9856 | T1 | Universal Compression | Devon Energy Production | Cavin 2,4,5,6Ui,(Ui |  |  |  | Panola | CN600305999 | Insufficient Information | Lean burn combustion system for compressor JGE-4, Unit 108517, Engine G3512TALE-130F, 945 HP, located at Devon Energy Production's Calvin 2,4,5,6UI,9UI site in Panola County. | A positive use determination of 20% for the lean burn combustion system installed in compressor JGE-4, Unit 108517. | 2006-11-10 | 459195 | 20
9857 | T1 | Universal Compression | ExxonMobil Oil Corp | Facility #1 |  |  |  | Panola | CN600305999 | Insufficient Information | Lean burn combustion system for compressor JGD-4, Unit 115502, Engine G3606LE, 1665 HP, located at ExxonMobil Oil Corporation's Facility #1 site in Panola County. | A positive use determination of 20% for the lean burn combustion system installed in compressor JGD-4, Unit 115502. | 2006-11-10 | 387500 | 20
9858 | T1 | Universal Compression | MarkWest Energy Partners | S Carthage Cdp |  |  |  | Panola | CN600305999 | Insufficient Information | Lean burn combustion system for compressor FE565C-4, Unit 402480, Engine G3516TALE, 1085 HP, located at MarkWest Energy partner's S. Carthage Cdp site in Panola County. | A positive use determination of 20% for the lean burn combustion system installed in compressor FE565C-4, Unit 402480. | 2006-11-10 | 465800 | 20
9859 | T1 | Universal Compression | Sabine Valley Pipeline Inc | Oakhill Compression |  |  |  | Panola | CN600305999 | Insufficient Information | Lean burn combustion system for compressor JGE-4, Unit 111079, Engine G3516TALE-130F, 1265 HP, located at Sabine Valley Pipeline Inc.'s Oakhill Compression site in Panola County. | A positive use determination of 20% for the lean burn combustion system installed in compressor JGE-4, Unit 111079. | 2006-11-10 | 517663 | 20
9860 | T1 | Universal Compression | Burlington Resources | Georges Creek |  |  |  | Parker | CN600305999 | Insufficient Information | Lean burn combustion system for compressor JGT-2, Unit 410200, Engine G3512TALE-130F, 945 HP, located at the Burlington Resources' Georges Creek site in Parker County. | A positive use determination of 20% for the lean burn combustion system installed in compressor JGT-2, Unit 410200. | 2006-11-10 | 467906 | 20
9861 | T1 | Universal Compression | Chief Midstream LLC | Goforth Residual |  |  |  | Parker | CN600305999 | Insufficient Information | Lean burn combustion system for compressor JGE-4, Unit 111133, Engine G3516TALE-130F, 1265 HP, located at the Chief Midstream LLC's Goforth Residual site in Parker County. | A positive use determination of 20% for the lean burn combustion system installed in compressor JGE-4, Unit 111133. | 2006-11-10 | 509594 | 20
9862 | T1 | Universal Compression | Chief Midstream LLC | Goforth Residual |  |  |  | Parker | CN600305999 | Insufficient Information | Lean burn combustion system for compressor JGT-2, Unit 108513, Engine G3512TALE-130F, 945 HP, located at the Chief Midstream LLC's Goforth site in Parker County. | A positive use determination of 20% for the lean burn combustion system installed in compressor JGT-2, Unit 108513. | 2006-11-10 | 407402 | 20
9863 | T1 | Universal Compression | Chief Midstream LLC | Goforth Residual |  |  |  | Parker | CN600305999 | Insufficient Information | Lean burn combustion system for compressor JGE-4, Unit 111154, Engine G3516TALE-130F, 1265 HP, located at the Chief Midstream LLC's Goforth Residual site in Parker County. | A positive use determination of 20% for the lean burn combustion system installed in compressor JGE-4, Unit 111154. | 2006-11-10 | 461029 | 20
9864 | T1 | Universal Compression | Devon Gas Services LP | 38737 |  |  |  | Parker | CN600305999 | Insufficient Information | Lean burn combustion system for compressor RAM54, Unit 10136, Engine 2408G, 1600 HP, located at the Devon Gas Services LP's 38737 site in Parker County. | A positive use determination of 20% for the lean burn combustion system installed in compressor RAM54, Unit 10136. | 2006-11-10 | 650000 | 20
9865 | T1 | Universal Compression | Devon Gas Services LP | 38737 |  |  |  | Parker | CN600305999 | Insufficient Information | Lean burn combustion system for compressor RAM54, Unit 10139, Engine 2408G, 1600 HP, located at the Devon Gas Services LP's 38737 site in Parker County. | A positive use determination of 20% for the lean burn combustion system installed in compressor RAM54, Unit 10139. | 2006-11-10 | 640000 | 20
9866 | T1 | Universal Compression | Empire Pipeline Corporation | LP Buckner Station |  |  |  | Parker | CN600305999 | Insufficient Information | Lean burn combustion system for compressor RAM54, Unit 10246, Engine 2408G, 1200 HP, located at the Empire Pipeline Corporation's Buckner Station site in Parker County. | A positive use determination of 20% for the lean burn combustion system installed in compressor RAM54, Unit 10246. | 2006-11-10 | 615000 | 20
9867 | T1 | Universal Compression | Mineral Technologies Inc | Yucca Butte |  |  |  | Pecos | CN600305999 | Insufficient Information | Lean burn combustion system for compressor JGJ-4, Unit 104452, Engine G3408CLE-130F, 400 HP, located at the Mineral Technologies Inc.'s Yucca Butte site in Pecos County. | A positive use determination of 20% for the lean burn combustion system installed in compressor JGJ-4, Unit 104452. | 2006-11-10 | 274854 | 20
9868 | T1 | Universal Compression | Pure Resources LP | Blackstone Slaughter |  |  |  | Pecos | CN600305999 | Insufficient Information | Lean burn combustion system for compressor JGE-4, Unit 111078, Engine G3516TALE-130F, 1265 HP, located at the Pure Resources LP's Blackstone Slaughter site in Pecos County. | A positive use determination of 20% for the lean burn combustion system installed in compressor JGE-4, Unit 111078. | 2006-11-10 | 510845 | 20
9869 | T1 | Universal Compression | XTO Energy Inc | Robbins #5 |  |  |  | Pecos | CN600305999 | Insufficient Information | Lean burn combustion system for compressor RG-282 Unit 105567, Engine G3512CLE-130F, 637 HP, located at the XTO Energy Inc.'s Robbins #5 site in Pecos County. | A positive use determination of 20% for the lean burn combustion system installed in compressor RG-282, Unit 105567. | 2006-11-10 | 188710 | 20
9870 | T1 | Universal Compression | XTO Energy Inc | Robbins #7 |  |  |  | Pecos | CN600305999 | Insufficient Information | Lean burn combustion system for compressor TDSH-283L Unit 105568, Engine G3512CLE-130F, 637 HP, located at the XTO Energy Inc.'s Robbins #7A site in Pecos County. | A positive use determination of 20% for the lean burn combustion system installed in compressor TDSH-283L, Unit 105568. | 2006-11-10 | 188710 | 20
9871 | T1 | Universal Compression | Western Gas Resources | Midkiff B Plant |  |  |  | Reagan | CN600305999 | Insufficient Information | Lean burn combustion system for compressor JGT-2, Unit 108558, Engine G3512TALE-130F, 945 HP, located at the Western Gas Resources' Midkiff B Plant site in Reagan County. | A positive use determination of 20% for the lean burn combustion system installed in compressor JGT-2, Unit 108558. | 2006-11-10 | 378177 | 20
9872 | T1 | Universal Compression | Western Gas Resources | Midkiff B Plant |  |  |  | Reagan | CN600305999 | Insufficient Information | Lean burn combustion system for compressor JGE-4, Unit 111118, Engine G3516TALE-130F, 1265 HP, located at the Western Gas Resources' Midkiff B Plant site in Reagan County. | A positive use determination of 20% for the lean burn combustion system installed in compressor JGE-4, Unit 111118. | 2006-11-10 | 455065 | 20
9873 | T1 | Universal Compression | Finely Resources | Worsham Bayer LP #1 |  |  |  | Reeves | CN600305999 | Insufficient Information | Lean burn combustion system for compressor 2802, Unit 10125, Engine 2802LE, 384 HP, located at the Finley Resources' Worsham Bayer LP #1 site in Reeves County. | A positive use determination of 20% for the lean burn combustion system installed in compressor 2802, Unit 10125. | 2006-11-10 | 390000 | 20
9874 | T1 | Universal Compression | Finely Resources | Worsham Bayer LP #2 |  |  |  | Reeves | CN600305999 | Insufficient Information | Lean burn combustion system for compressor 2802, Unit 10126, Engine 2802LE, 384 HP, located at the Finley Resources' Worsham Bayer LP #2 site in Reeves County. | A positive use determination of 20% for the lean burn combustion system installed in compressor 2802, Unit 10126. | 2006-11-10 | 390000 | 20
9875 | T1 | Universal Compression | Crosstex Energy Services Ltd | Welder Compressor |  |  |  | Refugio | CN600305999 | Insufficient Information | Lean burn combustion system for compressor JGD-4, Unit 215561, Engine G3606LE, 1775 HP, located at the Crosstex Energy Services' Welder Compressor site in Refugio County. | A positive use determination of 20% for the lean burn combustion system installed in compressor JGD-4, Unit 215561. | 2006-11-10 | 850000 | 20
9876 | T1 | Universal Compression | Calrera Gas Company | Indian Creek |  |  |  | Roberts | CN600305999 | Insufficient Information | Lean burn combustion system for compressor JGK-2, Unit 701671, Engine G3512TALE-130F, 810 HP, located at the Calrera Gas Company's Indian Creek site in Roberts County. | A positive use determination of 20% for the lean burn combustion system installed in compressor JGK-2, Unit 701671. | 2006-11-10 | 524900 | 20
9877 | T1 | Universal Compression | Calrera Gas Company | Indian Creek |  |  |  | Roberts | CN600305999 | Insufficient Information | Lean burn combustion system for compressor JGE-4, Unit 108011, Engine G3512TALE-130F, 945 HP, located at the Calrera Gas Company's Indian Creek site in Roberts County. | A positive use determination of 20% for the lean burn combustion system installed in compressor JGE-4, Unit 108011. | 2006-11-10 | 355976 | 20
9878 | T1 | Universal Compression | Devon Gas Services LP | Bald Prairie Cs |  |  |  | Robertson | CN600305999 | Insufficient Information | Lean burn combustion system for compressor E504 Unit, 402242, Engine G3516TALE-130F, 1085 HP, located at the Devon Gas Services LP's Bald Prairie site in Robertson County. | A positive use determination of 20% for the lean burn combustion system installed in compressor E504, Unit 402242. | 2006-11-10 | 477751 | 20
9879 | T1 | Universal Compression | Dominion Exploration | Bacon Creek Facility |  |  |  | Rusk | CN600305999 | Insufficient Information | Lean burn combustion system for compressor JGE-4, Unit 111140, Engine G3516TALE-130F, 1265 HP, located at the Dominion Exploration's Bacon Creek Facility in Rusk County. | A positive use determination of 20% for the lean burn combustion system installed in compressor JGE-4, Unit 111140. | 2006-11-10 | 507172 | 20
9880 | T1 | Universal Compression | El Paso Production | Rushton Cp |  |  |  | Rusk | CN600305999 | Insufficient Information | Lean burn combustion system for compressor JGT-2, Unit 108542, Engine G3512TALE-130F, 945 HP, located at the El Paso Production's Rushton site in Rusk County. | A positive use determination of 20% for the lean burn combustion system installed in compressor JGT-2, Unit 108542. | 2006-11-10 | 373340 | 20
9881 | T1 | Universal Compression | Energen Resources Corp | Oak Hill |  |  |  | Rusk | CN600305999 | Insufficient Information | Lean burn combustion system for compressor JGE-4, Unit 108516, Engine G3512TALE-130F, 945 HP, located at the Energen Resources Corporation's Oak Hill site in Rusk County. | A positive use determination of 20% for the lean burn combustion system installed in compressor JGE-4, Unit 108516. | 2006-11-10 | 468187 | 20
9882 | T1 | Universal Compression | The Houston Exploration Co | Lake #4 Compressor |  |  |  | Rusk | CN600305999 | Insufficient Information | Lean burn combustion system for compressor E504, Unit 12511, Engine G3516TALE-130F, 1085 HP, located at the Houston Exploration Co.'s Lake #4 Compressor site in Rusk County. | A positive use determination of 20% for the lean burn combustion system installed in compressor E504, Unit 12511. | 2006-11-10 | 551600 | 20
9883 | T1 | Universal Compression | The Houston Exploration Co | Taliaferro Control Fac |  |  |  | Rusk | CN600305999 | Insufficient Information | Lean burn combustion system for compressor D504, Unit 12600, Engine L5108GL, 1072 HP, located at the Houston Exploration Co.'s Taliaferro Control Facility site in Rusk County. | A positive use determination of 20% for the lean burn combustion system installed in compressor D504, Unit 12600. | 2006-11-10 | 495600 | 20
9884 | T1 | Universal Compression | Centerpoint Field Svc Ft Smith | Stockman #2 |  |  |  | Shelby | CN600305999 | Insufficient Information | Lean burn combustion system for compressor JGE-4, Unit 111164, Engine G3516TALE-130F, 1265 HP, located at the Centerpoint Field Service Fort Smith's Stockton #2 site in Shelby County. | A positive use determination of 20% for the lean burn combustion system installed in compressor JGE-4, Unit 111164. | 2006-11-10 | 433325 | 20
9885 | T1 | Universal Compression | Centerpoint Field Svc Ft Smith | Stockman |  |  |  | Shelby | CN600305999 | Insufficient Information | Lean burn combustion system for compressor FE650D-2, Unit 107574, Engine G3512TALE-130F, 810 HP, located at the Centerpoint Field Service Fort Smith's Stockton site in Shelby County. | A positive use determination of 20% for the lean burn combustion system installed in compressor FE650D-2, Unit 107574. | 2006-11-10 | 160000 | 20
9886 | T1 | Universal Compression | Centerpoint Field Svc Ft Smith | Stockman #1 |  |  |  | Shelby | CN600305999 | Insufficient Information | Lean burn combustion system for compressor JGE-4, Unit 111256, Engine G3516TALE-130F, 1265 HP, located at the Centerpoint Field Service Fort Smith's Stockton #1 site in Shelby County. | A positive use determination of 20% for the lean burn combustion system installed in compressor JGE-4, Unit 111256. | 2006-11-10 | 462822 | 20
9887 | T1 | Universal Compression | Map Production Company Inc | Newsome Cp |  |  |  | Smith | CN600305999 | Insufficient Information | Lean burn combustion system for compressor JGE-4, Unit 111170, Engine G3516TALE-130F, 1265 HP, located at the Map Production's Newsome CP site in Smith County. | A positive use determination of 20% for the lean burn combustion system installed in compressor JGE-4, Unit 111256. | 2006-11-10 | 465925 | 20
9888 | T1 | Universal Compression | Map Production Company Inc | McMoyle #1 Cp |  |  |  | Smith | CN600305999 | Insufficient Information | Lean burn combustion system for compressor JGT-2, Unit 108541, Engine G3512TALE-130F, 945 HP, located at the Map Production's McMoyle #1 CP site in Smith County. | A positive use determination of 20% for the lean burn combustion system installed in compressor JGT-2, Unit 108541. | 2006-11-10 | 369701 | 20
9889 | T1 | Universal Compression | Map Production Company Inc | Warner Cp |  |  |  | Smith | CN600305999 | Insufficient Information | Lean burn combustion system for compressor JGT-2, Unit 108506, Engine G3512TALE-130F, 945 HP, located at the Map Production's Warner CP site in Smith County. | A positive use determination of 20% for the lean burn combustion system installed in compressor JGT-2, Unit 108506. | 2006-11-10 | 393552 | 20
9890 | T1 | Universal Compression | Southwestern Energy Production | Overton Facility |  |  |  | Smith | CN600305999 | Insufficient Information | Lean burn combustion system for compressor JGE-4, Unit 111060, Engine G3516TALE-130F, 1265 HP, located at the Southwestern Energy Production's Overton Facility site in Smith County. | A positive use determination of 20% for the lean burn combustion system installed in compressor JGE-4, Unit 111060. | 2006-11-10 | 515386 | 20
9891 | T1 | Universal Compression | Southwestern Energy Production | Overton |  |  |  | Smith | CN600305999 | Insufficient Information | Lean burn combustion system for compressor JGH-4, Unit 107567, Engine G3512TALE-130F, 810 HP, located at the Southwestern Energy Production's Overton site in Smith County. | A positive use determination of 20% for the lean burn combustion system installed in compressor JGH-4, Unit 107567. | 2006-11-10 | 420450 | 20
9892 | T1 | Universal Compression | Southwestern Energy Production | Facility #2 |  |  |  | Smith | CN600305999 | Insufficient Information | Lean burn combustion system for compressor DS-504, Unit 12991, Engine G3516TALE-130F, 1265 HP, located at the Southwestern Energy Production's Facility #2 site in Smith County. | A positive use determination of 20% for the lean burn combustion system installed in compressor DS-504, Unit 12991. | 2006-11-10 | 523508 | 20
9893 | T1 | Universal Compression | Southwestern Energy Production | Overton Facility |  |  |  | Smith | CN600305999 | Insufficient Information | Lean burn combustion system for compressor JGE-4, Unit 111134, Engine G3516TALE-130F, 1265 HP, located at the Southwestern Energy Production's Overton site in Smith County. | A positive use determination of 20% for the lean burn combustion system installed in compressor JGE-4, Unit 111134. | 2006-11-10 | 456392 | 20
9894 | T1 | Universal Compression | Southwestern Energy Production | Overton |  |  |  | Smith | CN600305999 | Insufficient Information | Lean burn combustion system for compressor JGT-4, Unit 112028, Engine G3516TALE-130F-AFRC, 1340 HP, located at the Southwestern Energy Production's Overton site in Smith County. | A positive use determination of 20% for the lean burn combustion system installed in compressor JGT-4, Unit 112028 | 2006-11-10 | 545041 | 20
9895 | T1 | Universal Compression | Southwestern Energy Production | Facility #3 |  |  |  | Smith | CN600305999 | Insufficient Information | Lean burn combustion system for compressor JGD-4, Unit 10195, Engine G3606LE, 1775 HP, located at the Southwestern Energy Production's Facility #3 site in Smith County. | A positive use determination of 20% for the lean burn combustion system installed in compressor JGD-4, Unit 10195. | 2006-11-10 | 1045000 | 20
9896 | T1 | Universal Compression | Southwestern Energy Production | Overton |  |  |  | Smith | CN600305999 | Insufficient Information | Lean burn combustion system for compressor JGT-4, Unit 112047, Engine G3516TALE-130F-AFRC, 1340 HP, located at the Southwestern Energy Production's Overton site in Smith County. | A positive use determination of 20% for the lean burn combustion system installed in compressor JGT-4, Unit 112047. | 2006-11-10 | 533023 | 20
9897 | T1 | Universal Compression | Southwestern Energy Production | Overton Facility #1 |  |  |  | Smith | CN600305999 | Insufficient Information | Lean burn combustion system for compressor JGT-4, Unit 112029, Engine G3516TALE-130F-AFRC, 1340 HP, located at the Southwestern Energy Production's Overton Facility #1 site in Smith County. | A positive use determination of 20% for the lean burn combustion system installed in compressor JGT-4, Unit 112029. | 2006-11-10 | 526500 | 20
9898 | T1 | Universal Compression | Southwestern Energy Production | Facility #4 |  |  |  | Smith | CN600305999 | Insufficient Information | Lean burn combustion system for compressor JGE-4, Unit 111222, Engine G3516TALE-130F, 1265 HP, located at the Southwestern Energy Production's Facility #4 site in Smith County. | A positive use determination of 20% for the lean burn combustion system installed in compressor JGE-4, Unit 111222. | 2006-11-10 | 389265 | 20
9899 | T1 | Universal Compression | Dan A Hughes Company | Morse |  |  |  | Starr | CN600305999 | Insufficient Information | Lean burn combustion system for compressor JGT-4, Unit 112015, Engine G3516TALE-130F-AFRC, 1340 HP, located at the Dan A Hughes Company's Morse site in Starr County. | A positive use determination of 20% for the lean burn combustion system installed in compressor JGT-4, Unit 112015. | 2006-11-10 | 572160 | 20
9900 | T1 | Universal Compression | Dan A Hughes Company | Morse Forster |  |  |  | Starr | CN600305999 | Insufficient Information | Lean burn combustion system for compressor JGJ-4, Unit 105576, Engine G3412CLE-130F, 637 HP, located at the Dan A Hughes Company's Morse-Forster site in Starr County. | A positive use determination of 20% for the lean burn combustion system installed in compressor JGT-4, Unit 105576. | 2006-11-10 | 292669 | 20
9901 | T1 | Universal Compression | Gulf Terra Energy Partners | Flores Lo Comp #2 |  |  |  | Starr | CN600305999 | Insufficient Information | Lean burn combustion system for compressor D604, Unit 114027, Engine L5794LT, 1445 HP, located at the Gulf Terra Energy Partner LP's Flores LP Comp #2 site in Starr County. | A positive use determination of 20% for the lean burn combustion system installed in compressor D604, Unit 114027. | 2006-11-10 | 615395 | 20
9902 | T1 | Universal Compression | Gulf Terra Energy Partners | Flores LP Comp #1 |  |  |  | Starr | CN600305999 | Insufficient Information | Lean burn combustion system for compressor D604, Unit 115526, Engine L5794LT, 1445 HP, located at the Gulf Terra Energy Partner LP's Flores LP Comp #1 site in Starr County. | A positive use determination of 20% for the lean burn combustion system installed in compressor D604, Unit 115526. | 2006-11-10 | 610591 | 20
9903 | T1 | Universal Compression | Kerr McGee Corporation | Yturria Ranch |  |  |  | Starr | CN600305999 | Insufficient Information | Lean burn combustion system for compressor JGT-4, Unit 112025, Engine G3516TALE/AFRC/CSA, 1340 HP, located at the Kerr McGee Corporation's Yturria Ranch site in Starr County. | A positive use determination of 20% for the lean burn combustion system installed in compressor JGT-4, Unit 112025. | 2006-11-10 | 565466 | 20
9904 | T1 | Universal Compression | Kerr McGee Corporation | Frost Facility |  |  |  | Starr | CN600305999 | Insufficient Information | Lean burn combustion system for compressor JGE-4, Unit 107538, Engine G3512TALE-130F, 810 HP, located at the Kerr McGee Corporation's Frost Facility site in Starr County. | A positive use determination of 20% for the lean burn combustion system installed in compressor JGE-4, Unit 107538. | 2006-11-10 | 325000 | 20
9905 | T1 | Universal Compression | Dominion Exploration | Hudspeth Hospital |  |  |  | Sutton | CN600305999 | Insufficient Information | Lean burn combustion system for compressor E504, Unit 12496, Engine G3516TALE-130F, 1085 HP, located at the Dominion Exploration & Product's Hudspeth Hospital #2 site in Sutton County. | A positive use determination of 20% for the lean burn combustion system installed in compressor E504, Unit 12496. | 2006-11-10 | 498697 | 20
9906 | T1 | Universal Compression | Dominion Exploration | Canyon Ranch Dp 6 |  |  |  | Sutton | CN600305999 | Insufficient Information | Lean burn combustion system for compressor JGE-4, Unit 109003, Engine G3512TALE-130F-AFRC, 1005 HP, located at the Dominion Exploration & Product's Canyon Ranch Dp-6 site in Sutton County. | A positive use determination of 20% for the lean burn combustion system installed in compressor JGE-4, Unit 109003. | 2006-11-10 | 450000 | 20
9907 | T1 | Universal Compression | Dominion Exploration | Ward West |  |  |  | Sutton | CN600305999 | Insufficient Information | Lean burn combustion system for compressor JGE-2, Unit 405538, Engine G3508TALE-130F, 630 HP, located at the Dominion Exploration & Product's Ward West site in Sutton County. | A positive use determination of 20% for the lean burn combustion system installed in compressor JGE-2, Unit 405538. | 2006-11-10 | 306000 | 20
9908 | T1 | Universal Compression | Dominion Exploration | Cp 50 #2 |  |  |  | Sutton | CN600305999 | Insufficient Information | Lean burn combustion system for compressor D504, Unit 12232, Engine G3508TALE-130F, 515 HP, located at the Dominion Exploration & Product's Cp 50 #2 site in Sutton County. | A positive use determination of 20% for the lean burn combustion system installed in compressor D504, Unit 12232. | 2006-11-10 | 341000 | 20
9909 | T1 | Universal Compression | Dominion Exploration | West Aldwell #2 |  |  |  | Sutton | CN600305999 | Insufficient Information | Lean burn combustion system for compressor E604, Unit 12292, Engine G3516TALE-130F, 1085 HP, located at the Dominion Exploration & Product's West Aldwell #2 site in Sutton County. | A positive use determination of 20% for the lean burn combustion system installed in compressor E604, Unit 12292. | 2006-11-10 | 530100 | 20
9910 | T1 | Universal Compression | Dominion Exploration | Cp 10 #2 |  |  |  | Sutton | CN600305999 | Insufficient Information | Lean burn combustion system for compressor FE650C-4, Unit 402477, Engine G3516TALE-130F, 1085 HP, located at the Dominion Exploration & Product's CP 10 #2 site in Sutton County. | A positive use determination of 20% for the lean burn combustion system installed in compressor FE650C-4, Unit 402477. | 2006-11-10 | 507100 | 20
9911 | T1 | Universal Compression | Dominion Exploration | Dannheim |  |  |  | Sutton | CN600305999 | Insufficient Information | Lean burn combustion system for compressor JGE-4, Unit 701660, Engine G3512TALE-130F, 810 HP, located at the Dominion Exploration & Product's Dannheim site in Sutton County. | A positive use determination of 20% for the lean burn combustion system installed in compressor JGE-4, Unit 701660. | 2006-11-10 | 429999 | 20
9912 | T1 | Universal Compression | Dominion Exploration | Ward East |  |  |  | Sutton | CN600305999 | Insufficient Information | Lean burn combustion system for compressor JGE-2, Unit 105513, Engine G3508TALE-130F, 630 HP, located at the Dominion Exploration & Product's Ward East site in Sutton County. | A positive use determination of 20% for the lean burn combustion system installed in compressor JGE-2, Unit 105513. | 2006-11-10 | 363498 | 20
9913 | T1 | Universal Compression | Dominion Exploration | Whitehead |  |  |  | Sutton | CN600305999 | Insufficient Information | Lean burn combustion system for compressor JGE-4, Unit 108515, Engine G3512TALE-130F, 945 HP, located at the Dominion Exploration & Product's Whitehead site in Sutton County. | A positive use determination of 20% for the lean burn combustion system installed in compressor JGE-4, Unit 108515. | 2006-11-10 | 486625 | 20
9914 | T1 | Universal Compression | Dominion Exploration | Davis |  |  |  | Sutton | CN600305999 | Insufficient Information | Lean burn combustion system for compressor JGE-4, Unit 411001, Engine G3516TALE-130F, 1265 HP, located at the Dominion Exploration & Product's Davis site in Sutton County. | A positive use determination of 20% for the lean burn combustion system installed in compressor JGE-4, Unit 411001. | 2006-11-10 | 490000 | 20
9915 | T1 | Universal Compression | Dominion Exploration | Cp 23 #1 |  |  |  | Sutton | CN600305999 | Insufficient Information | Lean burn combustion system for compressor JGE-2, Unit 105518, Engine G3508TALE-130F, 630 HP, located at the Dominion Exploration & Product's Cp 23 #1 site in Sutton County. | A positive use determination of 20% for the lean burn combustion system installed in compressor JGE-2, Unit 105518. | 2006-11-10 | 335503 | 20
9916 | T1 | Universal Compression | Dominion Exploration | Mayer Dc |  |  |  | Sutton | CN600305999 | Insufficient Information | Lean burn combustion system for compressor JGE-4, Unit 735062, Engine G3516TALE-130F, 1265 HP, located at the Dominion Exploration & Product's Mayer Dc site in Sutton County. | A positive use determination of 20% for the lean burn combustion system installed in compressor JGE-4, Unit 735062. | 2006-11-10 | 554990 | 20
9917 | T1 | Universal Compression | Dominion Exploration | Canyon Ranch Drp6 #3 |  |  |  | Sutton | CN600305999 | Insufficient Information | Lean burn combustion system for compressor JGE-4, Unit 111232, Engine G3516TALE-130F, 1265 HP, located at the Dominion Exploration & Product's Canyon Ranch Dp 6 #3 site in Sutton County. | A positive use determination of 20% for the lean burn combustion system installed in compressor JGE-4, Unit 111232. | 2006-11-10 | 487253 | 20
9918 | T1 | Universal Compression | Dominion Exploration | Centerpoint 23-2 |  |  |  | Sutton | CN600305999 | Insufficient Information | Lean burn combustion system for compressor JGT-4, Unit 112096, Engine G3516TALE-130F-AFRC, 1340 HP, located at the Dominion Exploration & Product's Centerpoint 23-2 site in Sutton County. | A positive use determination of 20% for the lean burn combustion system installed in compressor JGT-4, Unit 112096. | 2006-11-10 | 578091 | 20
9919 | T1 | Universal Compression | Dominion Exploration | Iron Horse Vlnt #2 |  |  |  | Sutton | CN600305999 | Insufficient Information | Lean burn combustion system for compressor JGH-4, Unit 107564, Engine G3512TALE-130F, 810 HP, located at the Dominion Exploration & Product's Iron Horse Vlnt #2 site in Sutton County. | A positive use determination of 20% for the lean burn combustion system installed in compressor JGH-4, Unit 107564. | 2006-11-10 | 408410 | 20
9920 | T1 | Universal Compression | Dominion Exploration | Oasis |  |  |  | Sutton | CN600305999 | Insufficient Information | Lean burn combustion system for compressor JGE-4, Unit 111100, Engine G3516TALE-130F, 1265 HP, located at the Dominion Exploration & Product's Oasis site in Sutton County. | A positive use determination of 20% for the lean burn combustion system installed in compressor JGE-4, Unit 111100. | 2006-11-10 | 527170 | 20
9921 | T1 | Universal Compression | Dominion Exploration | Vv #2 |  |  |  | Sutton | CN600305999 | Insufficient Information | Lean burn combustion system for compressor JGE-4, Unit 111097, Engine G3516TALE-130F, 1265 HP, located at the Dominion Exploration & Product's Vv #2 site in Sutton County. | A positive use determination of 20% for the lean burn combustion system installed in compressor JGE-4, Unit 111097. | 2006-11-10 | 523000 | 20
9922 | T1 | Universal Compression | Dominion Exploration | Wilson North #2 |  |  |  | Sutton | CN600305999 | Insufficient Information | Lean burn combustion system for compressor JGE-4, Unit 111210, Engine G3516TALE-130F, 1265 HP, located at the Dominion Exploration & Product's Wilson North #2 site in Sutton County. | A positive use determination of 20% for the lean burn combustion system installed in compressor JGE-4, Unit 111210. | 2006-11-10 | 559734 | 20
9923 | T1 | Universal Compression | Dominion Exploration | Sonora Plant #6 |  |  |  | Sutton | CN600305999 | Insufficient Information | Lean burn combustion system for compressor JGE-4, Unit 111171, Engine G3516TALE-130F, 1265 HP, located at the Dominion Exploration & Product's Sonora Plant #6 site in Sutton County. | A positive use determination of 20% for the lean burn combustion system installed in compressor JGE-4, Unit 111171. | 2006-11-10 | 558126 | 20
9924 | T1 | Universal Compression | Dominion Exploration | Cp 17 #2 |  |  |  | Sutton | CN600305999 | Insufficient Information | Lean burn combustion system for compressor JGE-4, Unit 111167, Engine G3516TALE-130F, 1265 HP, located at the Dominion Exploration & Product's Cp-17 #2 site in Sutton County. | A positive use determination of 20% for the lean burn combustion system installed in compressor JGE-4, Unit 111167. | 2006-11-10 | 540335 | 20
9925 | T1 | Universal Compression | Dominion Exploration | Ih Wilson South |  |  |  | Sutton | CN600305999 | Insufficient Information | Lean burn combustion system for compressor JGT-4, Unit 112044, Engine G3516TALE-130F-AFRC, 1340 HP, located at the Dominion Exploration & Product's Wilson South site in Sutton County. | A positive use determination of 20% for the lean burn combustion system installed in compressor JGT-4, Unit 112044. | 2006-11-10 | 546097 | 20
9926 | T1 | Universal Compression | Dominion Exploration | North Rich |  |  |  | Sutton | CN600305999 | Insufficient Information | Lean burn combustion system for compressor JGE-4, Unit 111116, Engine G3516TALE-130F, 1265 HP, located at the Dominion Exploration & Product's North Rich site in Sutton County. | A positive use determination of 20% for the lean burn combustion system installed in compressor JGE-4, Unit 111116. | 2006-11-10 | 478277 | 20
9927 | T1 | Universal Compression | Dominion Exploration | Steene |  |  |  | Sutton | CN600305999 | Insufficient Information | Lean burn combustion system for compressor JGE-4, Unit 112019, Engine G3516TALE-130F-AFRC, 1340 HP, located at the Dominion Exploration & Product's Steene site in Sutton County. | A positive use determination of 20% for the lean burn combustion system installed in compressor JGE-4, Unit 112019. | 2006-11-10 | 500001 | 20
9928 | T1 | Universal Compression | Dominion Exploration | Ih Shurley South #3 |  |  |  | Sutton | CN600305999 | Insufficient Information | Lean burn combustion system for compressor JGT-4, Unit 112071, Engine G3516TALE-130F-AFRC, 1340 HP, located at the Dominion Exploration & Product's Shurley South #3 site in Sutton County. | A positive use determination of 20% for the lean burn combustion system installed in compressor JGT-4, Unit 112071. | 2006-11-10 | 582465 | 20
9929 | T1 | Universal Compression | Dominion Exploration | Hudspeth Hospital #2 |  |  |  | Sutton | CN600305999 | Insufficient Information | Lean burn combustion system for compressor FE650D-2, Unit 105010, Engine G3508TALE-130F, 515 HP, located at the Dominion Exploration & Product's Hudspeth Hospital #2 site in Sutton County. | A positive use determination of 20% for the lean burn combustion system installed in compressor FE650D-2, Unit 105010. | 2006-11-10 | 99000 | 20
9930 | T1 | Universal Compression | Dominion Exploration | Cp 13 |  |  |  | Sutton | CN600305999 | Insufficient Information | Lean burn combustion system for compressor JGE-4, Unit 111254, Engine G3516TALE-130F, 1265 HP, located at the Dominion Exploration & Product's Cp-13 site in Sutton County. | A positive use determination of 20% for the lean burn combustion system installed in compressor JGE-4, Unit 111254. | 2006-11-10 | 529184 | 20
9931 | T1 | Universal Compression | Dominion Exploration | Sonora Plant #7 |  |  |  | Sutton | CN600305999 | Insufficient Information | Lean burn combustion system for compressor JGE-4, Unit 111249, Engine G3516TALE-130F, 1265 HP, located at the Dominion Exploration & Product's Sonora Plant #7 site in Sutton County. | A positive use determination of 20% for the lean burn combustion system installed in compressor JGE-4, Unit 111249. | 2006-11-10 | 492795 | 20
9932 | T1 | Universal Compression | Dominion Exploration | Ih Mayer Jr #2 |  |  |  | Sutton | CN600305999 | Insufficient Information | Lean burn combustion system for compressor JGT-4, Unit 112063, Engine G3516TALE-130F-AFRC, 1340 HP, located at the Dominion Exploration & Product's Mayer Jr #2 site in Sutton County. | A positive use determination of 20% for the lean burn combustion system installed in compressor JGT-4, Unit 112063. | 2006-11-10 | 558071 | 20
9933 | T1 | Universal Compression | Dominion Exploration | Mayer Creek |  |  |  | Sutton | CN600305999 | Insufficient Information | Lean burn combustion system for compressor JGE-4, Unit 111253, Engine G3516TALE-130F, 1265 HP, located at the Dominion Exploration & Product's Mayer Ck site in Sutton County. | A positive use determination of 20% for the lean burn combustion system installed in compressor JGE-4, Unit 111253. | 2006-11-10 | 520096 | 20
9934 | T1 | Universal Compression | Dominion Exploration | Ih Mayfield #2 |  |  |  | Sutton | CN600305999 | Insufficient Information | Lean burn combustion system for compressor JGT-4, Unit 112054, Engine G3516TALE-130F-ARFC, 1340 HP, located at the Dominion Exploration & Product's Mayfield #2 site in Sutton County. | A positive use determination of 20% for the lean burn combustion system installed in compressor JGT-4, Unit 112054. | 2006-11-10 | 550287 | 20
9935 | T1 | Universal Compression | Dominion Exploration | Ih Mayfield #1 |  |  |  | Sutton | CN600305999 | Insufficient Information | Lean burn combustion system for compressor JGT-4, Unit 112039, Engine G3516TALE-130F-ARFC, 1340 HP, located at the Dominion Exploration & Product's Mayfield #1 site in Sutton County. | A positive use determination of 20% for the lean burn combustion system installed in compressor JGT-4, Unit 112039. | 2006-11-10 | 547995 | 20
9936 | T1 | Universal Compression | Dominion Exploration | Ih Shuley South #2 |  |  |  | Sutton | CN600305999 | Insufficient Information | Lean burn combustion system for compressor JGT-4, Unit 112056, Engine G3516TALE-130F-ARFC, 1340 HP, located at the Dominion Exploration & Product's Shuley South #2 site in Sutton County. | A positive use determination of 20% for the lean burn combustion system installed in compressor JGT-4, Unit 112056. | 2006-11-10 | 545683 | 20
9937 | T1 | Universal Compression | Dominion Exploration | Ih Fawcett #2 |  |  |  | Sutton | CN600305999 | Insufficient Information | Lean burn combustion system for compressor JGT-4, Unit 112058, Engine G3516TALE-130F-ARFC, 1340 HP, located at the Dominion Exploration & Product's Fawcett #2 site in Sutton County. | A positive use determination of 20% for the lean burn combustion system installed in compressor JGT-4, Unit 112058. | 2006-11-10 | 536686 | 20
9938 | T1 | Universal Compression | Dominion Exploration | Ih Aldwell West |  |  |  | Sutton | CN600305999 | Insufficient Information | Lean burn combustion system for compressor JGT-4, Unit 112059, Engine G3516TALE-130F-ARFC, 1340 HP, located at the Dominion Exploration & Product's Aldwell West site in Sutton County. | A positive use determination of 20% for the lean burn combustion system installed in compressor JGT-4, Unit 112059. | 2006-11-10 | 531717 | 20
9939 | T1 | Universal Compression | Dominion Exploration | Ih Surley South #1 |  |  |  | Sutton | CN600305999 | Insufficient Information | Lean burn combustion system for compressor JGT-4, Unit 112055, Engine G3516TALE-130F-ARFC, 1340 HP, located at the Dominion Exploration & Product's Shurley South #1 site in Sutton County. | A positive use determination of 20% for the lean burn combustion system installed in compressor JGT-4, Unit 112055. | 2006-11-10 | 530162 | 20
9940 | T1 | Universal Compression | Dominion Exploration | Ih Valiant |  |  |  | Sutton | CN600305999 | Insufficient Information | Lean burn combustion system for compressor JGT-4, Unit 112035, Engine G3516TALE-130F-ARFC, 1340 HP, located at the Dominion Exploration & Product's Valiant site in Sutton County. | A positive use determination of 20% for the lean burn combustion system installed in compressor JGT-4, Unit 112035. | 2006-11-10 | 533593 | 20
9941 | T1 | Universal Compression | Dominion Exploration | Ih Fawcett #1 |  |  |  | Sutton | CN600305999 | Insufficient Information | Lean burn combustion system for compressor JGT-4, Unit 112033, Engine G3516TALE-130F-ARFC, 1340 HP, located at the Dominion Exploration & Product's Fawcett #1 site in Sutton County. | A positive use determination of 20% for the lean burn combustion system installed in compressor JGT-4, Unit 112033. | 2006-11-10 | 533266 | 20
9942 | T1 | Universal Compression | Dominion Exploration | Ih Mayer Jr #1 |  |  |  | Sutton | CN600305999 | Insufficient Information | Lean burn combustion system for compressor JGT-4, Unit 112057, Engine G3516TALE-130F-ARFC, 1340 HP, located at the Dominion Exploration & Product's Mayer Jr #1 site in Sutton County. | A positive use determination of 20% for the lean burn combustion system installed in compressor JGT-4, Unit 112057. | 2006-11-10 | 306099 | 20
9943 | T1 | Universal Compression | Barnett Gathering LP | Comp Risinger Facility |  |  |  | Tarrant | CN600305999 | Insufficient Information | Lean burn combustion system for compressor JGE-4, Unit 111146, Engine G3516TALE-130F, 1265 HP, located at the Burnett Gathering LP's Camp-Risinger Facility site in Tarrant County. | A positive use determination of 20% for the lean burn combustion system installed in compressor JGE-4, Unit 111146. | 2006-11-10 | 484135 | 20
9944 | T1 | Universal Compression | Springfield Pipeline | Tyler County Gas Plt |  |  |  | Tyler | CN600305999 | Insufficient Information | Lean burn combustion system for compressor JGR-4, Unit 107500, Engine G3512TALE-130F, 810 HP, located at the Springfield Pipeline's Tyler County Gas Plant site in Tyler County. | A positive use determination of 20% for the lean burn combustion system installed in compressor JGR-4, Unit 107500. | 2006-11-10 | 375000 | 20
9945 | T1 | Universal Compression | Craton Energy Corp | Browning Cp |  |  |  | Upshur | CN600305999 | Insufficient Information | Lean burn combustion system for compressor 2803, Unit 107000, Engine 2803LE, 600 HP, located at the Craton Energy Corporation's Browning Cp site in Upshur County. | A positive use determination of 20% for the lean burn combustion system installed in compressor 2803, Unit 107000. | 2006-11-10 | 300000 | 20
9946 | T1 | Universal Compression | ExxonMobil Oil Corporation | North Gladwater St |  |  |  | Upshur | CN600305999 | Insufficient Information | Lean burn combustion system for compressor JGE-4, Unit 111148, Engine G3516TALE-130F, 1265 HP, located at the ExxonMobil Oil Corporation's North Gladewater Station site in Upshur County. | A positive use determination of 20% for the lean burn combustion system installed in compressor JGE-4, Unit 111148. | 2006-11-10 | 458193 | 20
9947 | T1 | Universal Compression | Newfield Exploration Company | Langtree |  |  |  | Val Verde | CN600305999 | Insufficient Information | Lean burn combustion system for compressor E504, Unit 12678, Engine G3516TALE-130F, 1085 HP, located at the Newfield Exploration Company's Langtree site in Val Verde County. | A positive use determination of 20% for the lean burn combustion system installed in compressor E504, Unit 12678. | 2006-11-10 | 461000 | 20
9948 | T1 | Universal Compression | Anadarko E & P Company | Eberle Unit #1 |  |  |  | Washington | CN600305999 | Insufficient Information | Lean burn combustion system for compressor JGA-4, Unit 701641, Engine G3408CLE-130F, 425 HP, located at the Anadarko E & P Company's Eberle Unit #1 site in Washington County. | A positive use determination of 20% for the lean burn combustion system installed in compressor JGA-4, Unit 701641. | 2006-11-10 | 245200 | 20
9949 | T1 | Universal Compression | Cody Energy LLC | Bruni |  |  |  | Webb | CN600305999 | Insufficient Information | Lean burn combustion system for compressor JGJ-4, Unit 104451, Engine G3408CLE-130F, 400 HP, located at the Cody Energy LLc's Bruni site in Webb County. | A positive use determination of 20% for the lean burn combustion system installed in compressor JGJ-4, Unit 104451. | 2006-11-10 | 298823 | 20
9950 | T1 | Universal Compression | Columbus Energy Corp | Acevedo Hearing 1,2,3 |  |  |  | Webb | CN600305999 | Insufficient Information | Lean burn combustion system for compressor JGJ-4, Unit 104456, Engine G3408CLE-130F, 425 HP, located at the Columbus Energy Corporation's Acevedo Hearing 1,2,3 site in Webb County. | A positive use determination of 20% for the lean burn combustion system installed in compressor JGJ-4, Unit 104456. | 2006-11-10 | 257059 | 20
9951 | T1 | Universal Compression | Conoco Inc | Big Cowboy |  |  |  | Webb | CN600305999 | Insufficient Information | Lean burn combustion system for compressor JGH-4, Unit 107551, Engine G3512TALE-130F, 810 HP, located at the Conoco Inc.'s Big Cowboy site in Webb County. | A positive use determination of 20% for the lean burn combustion system installed in compressor JGH-4, Unit 107551. | 2006-11-10 | 425266 | 20
9952 | T1 | Universal Compression | Conoco Inc | Hirsh Battery |  |  |  | Webb | CN600305999 | Insufficient Information | Lean burn combustion system for compressor JGH-4, Unit 107552, Engine G3512TALE-130F, 810 HP, located at the Conoco Inc.'s Hirsh Battery site in Webb County. | A positive use determination of 20% for the lean burn combustion system installed in compressor JGH-4, Unit 107552. | 2006-11-10 | 408991 | 20
9953 | T1 | Universal Compression | Killam Oil Company | Juanita Facility |  |  |  | Webb | CN600305999 | Insufficient Information | Lean burn combustion system for compressor JGE-4, Unit 111122, Engine G3516TALE-130F, 1265 HP, located at the Killam Oil Company's Jaumita Facility in Webb County. | A positive use determination of 20% for the lean burn combustion system installed in compressor JGE-4, Unit 111122. | 2006-11-10 | 459950 | 20
9954 | T1 | Universal Compression | The Houston Exploration Co | Carbon Brake |  |  |  | Webb | CN600305999 | Insufficient Information | Lean burn combustion system for compressor JGH-4, Unit 107553, Engine G3512TALE-130F, 810 HP, located at the Houston Exploration Co.'s Carbon Brake site in Webb County. | A positive use determination of 20% for the lean burn combustion system installed in compressor JGH-4, Unit 107553. | 2006-11-10 | 409262 | 20
9955 | T1 | Universal Compression | Centerpoint Field Svc Ft Smith | Mills Ranch 2 #3 |  |  |  | Wheeler | CN600305999 | Insufficient Information | Lean burn combustion system for compressor JGT-4, Unit 112048, Engine G3516TALE-130F-AFRC, 1340 HP, located at the Centerpoint Field Service Ft Smith's Mills Ranch 2 #3 site in Wheeler County. | A positive use determination of 20% for the lean burn combustion system installed in compressor JGT-4, Unit 112048. | 2006-11-10 | 530135 | 20
9956 | T1 | Universal Compression | Embridge Pipeline Tx Gathering | South Zybach #3 |  |  |  | Wheeler | CN600305999 | Insufficient Information | Lean burn combustion system for compressor JGT-4, Unit 112023, Engine G3516TALE-130F-AFRC, 1340 HP, located at the Enbridge Pipeline TX Gathering's South Zybach #3 site in Wheeler County. | A positive use determination of 20% for the lean burn combustion system installed in compressor JGT-4, Unit 112023. | 2006-11-10 | 530516 | 20
9957 | T1 | Universal Compression | Patina Oil & Gas | Byers Cdp |  |  |  | Wheeler | CN600305999 | Insufficient Information | Lean burn combustion system for compressor JGE-2, Unit 105542, Engine G3508TALE-130F, 630 HP, located at the Patina Oil & Gas Corporation's Byers Cdp site in Wheeler County. | A positive use determination of 20% for the lean burn combustion system installed in compressor JGE-4, Unit 105542. | 2006-11-10 | 323516 | 20
9958 | T1 | Universal Compression | Patina Oil & Gas Corporation | Yturria |  |  |  | Willacy | CN600305999 | Insufficient Information | Lean burn combustion system for compressor JGJ-4, Unit 105546, Engine G3512CLE-130F, 637 HP, located at the Cody Energy's Yturria site in Willacy County. | A positive use determination of 20% for the lean burn combustion system installed in compressor JGJ-4, Unit 105546. | 2006-11-10 | 297924 | 20
9959 | T1 | Universal Compression | Cody Energy | Petru #2 |  |  |  | Willacy | CN600305999 | Insufficient Information | Lean burn combustion system for compressor JGE-4, Unit 111137, Engine G3516TALE-130F, 1265 HP, located at the Dominion Exploration's Petru #2 site in Willacy County. | A positive use determination of 20% for the lean burn combustion system installed in compressor JGE-4, Unit 111137. | 2006-11-10 | 490000 | 20
9960 | T1 | Universal Compression | Decon Gas Services | Bridgeport Plant |  |  |  | Wise | CN600305999 | Insufficient Information | Lean burn combustion system for compressor JGE-4, Unit 111090, Engine G3516TALE-130F, 1265 HP, located at the Devon Gas Service's Bridgeport Plant site in Wise County. | A positive use determination of 20% for the lean burn combustion system installed in compressor JGE-4, Unit 111090. | 2006-11-10 | 494127 | 20
9961 | T1 | Universal Compression | Decon Gas Services | Bridgeport Plant |  |  |  | Wise | CN600305999 | Insufficient Information | Lean burn combustion system for compressor JGE-4, Unit 111166, Engine G3516TALE-130F, 1265 HP, located at the Devon Gas Service's Bridgeport Plant site in Wise County. | A positive use determination of 20% for the lean burn combustion system installed in compressor D504, Unit 111166. | 2006-11-10 | 468178 | 20
9962 | T1 | Universal Compression | Decon Gas Services | Bridgeport Plant |  |  |  | Wise | CN600305999 | Insufficient Information | Lean burn combustion system for compressor G504, Unit 111179, Engine G3516TALE-130F, 1265 HP, located at the Devon Gas Service's Bridgeport Plant site in Wise County. | A positive use determination of 20% for the lean burn combustion system installed in compressor JGE-4, Unit 111179. | 2006-11-10 | 301080 | 20
9963 | T1 | Universal Compression | Devon Energy Corp | Thomasma |  |  |  | Zapata | CN600305999 | Insufficient Information | Lean burn combustion system for compressor JGK-2, Unit 111228, Engine G3516TALE-130F, 1151 HP, located at the Devon Gas Service's Thomasma site in Zapata County. | A positive use determination of 20% for the lean burn combustion system installed in compressor JGK-2, Unit 111228. | 2006-11-10 | 564253 | 20
9964 | T1 | Universal Compression | Devon Energy Corp | Jennings Gathering |  |  |  | Zapata | CN600305999 | Insufficient Information | Lean burn combustion system for compressor JGH-4, Unit 107565, Engine G3512TALE-130F, 810 HP, located at the Devon Gas Service's Jennings Gathering site in Zapata County. | A positive use determination of 20% for the lean burn combustion system installed in compressor JGH-4, Unit 107565. | 2006-11-10 | 411690 | 20
9965 | T1 | Universal Compression | Devon Energy Corp | Haynes #9 |  |  |  | Zapata | CN600305999 | Insufficient Information | Lean burn combustion system for compressor JGE-4, Unit 111054, Engine G3516TALE-130F, 1265 HP, located at the Devon Gas Service's Haynes #9 site in Zapata County. | A positive use determination of 20% for the lean burn combustion system installed in compressor JGE-4, Unit 111054. | 2006-11-10 | 493592 | 20
9966 | T1 | Universal Compression | Dominion Exploration | Common Point 6 |  |  |  | Zapata | CN600305999 | Insufficient Information | Lean burn combustion system for compressor RAM54, Unit 733071, Engine G3516TALE-130F, 1265 HP, located at the Dominion Exploration's Common Point 6 site in Zapata County. | A positive use determination of 20% for the lean burn combustion system installed in compressor RAM54, Unit 733071. | 2006-11-10 | 551000 | 20
9967 | T1 | Universal Compression | Dominion Exploration | Veleno Ranch #3 |  |  |  | Zapata | CN600305999 | Insufficient Information | Lean burn combustion system for compressor JGK-2, Unit 111227, Engine G3516TALE-130F-AFRC, 1151 HP, located at the Dominion Exploration's Veleno Ranch #3 site in Zapata County. | A positive use determination of 20% for the lean burn combustion system installed in compressor JGK-2, Unit 111227. | 2006-11-10 | 523872 | 20
9968 | T1 | Universal Compression | Lobo Pipeline Company | Trevinio Intermediate |  |  |  | Zapata | CN600305999 | Insufficient Information | Lean burn combustion system for compressor JGE-4, Unit 111138, Engine G3516TALE-130F, 1265 HP, located at the Lobo Pipeline Company's Trevino Intermediate site in Zapata County. | A positive use determination of 20% for the lean burn combustion system installed in compressor JGE-4, Unit 111138. | 2006-11-10 | 500000 | 20
9969 | T1 | Universal Compression | Samson Lone Star | San Ygnacio Field |  |  |  | Zapata | CN600305999 | Insufficient Information | Lean burn combustion system for compressor JGE-2, Unit 105533, Engine G3508TALE-130F, 630 HP, located at the Samson Lone Star LP's San Ygnacio Field site in Zapata County. | A positive use determination of 20% for the lean burn combustion system installed in compressor JGE-2, Unit 105533. | 2006-11-10 | 314618 | 20
9970 | T1 | Universal Compression | The Houston Exploration Co | De Los Santos #1 |  |  |  | Zapata | CN600305999 | Insufficient Information | Lean burn combustion system for compressor JGE-4, Unit 10154, Engine G3516TALE-130F, 1085 HP, located at the Houston Exploration's De Los Santos #1LP site in Zapata County. | A positive use determination of 20% for the lean burn combustion system installed in compressor JGE-4, Unit 10154. | 2006-11-10 | 605000 | 20
9971 | T1 | Universal Compression | The Houston Exploration Co | Asche #29 #1 |  |  |  | Zapata | CN600305999 | Insufficient Information | Lean burn combustion system for compressor JGT-4, Unit 112060, Engine G3516TALE-130F-AFRC, 1340 HP, located at the Houston Exploration's Asche #29 #1 site in Zapata County. | A positive use determination of 20% for the lean burn combustion system installed in compressor JGT-4, Unit 112060. | 2006-11-10 | 512405 | 20
9972 | T1 | Universal Compression | The Houston Exploration Co | Alfonso #11 - #2 LP |  |  |  | Zapata | CN600305999 | Insufficient Information | Lean burn combustion system for compressor JGT-4, Unit 112086, Engine G3516TALE-130F-AFRC, 1340 HP, located at the Houston Exploration's Alfonso #11 - #2 site in Zapata County. | A positive use determination of 20% for the lean burn combustion system installed in compressor JGT-4, Unit 112086. | 2006-11-10 | 776101 | 20
9973 | T1 | Universal Compression | The Houston Exploration Co | Lg Flores #3 |  |  |  | Zapata | CN600305999 | Insufficient Information | Lean burn combustion system for compressor JGE-4, Unit 111066, Engine G3516TALE-130F, 1265 HP, located at the Houston Exploration's Lg Flores #3 site in Zapata County. | A positive use determination of 20% for the lean burn combustion system installed in compressor JGE-4, Unit 111066. | 2006-11-10 | 543500 | 20
9974 | T1 | Universal Compression | The Houston Exploration Co | Garza D2 |  |  |  | Zapata | CN600305999 | Insufficient Information | Lean burn combustion system for compressor JGE-4, Unit 111069, Engine G3516TALE-130F, 1265 HP, located at the Houston Exploration's Garza D2 site in Zapata County. | A positive use determination of 20% for the lean burn combustion system installed in compressor JGE-4, Unit 111069. | 2006-11-10 | 513594 | 20
9975 | T1 | Universal Compression | The Houston Exploration Co | Asche #29 #2 |  |  |  | Zapata | CN600305999 | Insufficient Information | Lean burn combustion system for compressor JGT-4, Unit 112049, Engine G3516TALE-130F-ARFC, 1340 HP, located at the Houston Exploration's Asche #29 #2 site in Zapata County. | A positive use determination of 20% for the lean burn combustion system installed in compressor JGT-4, Unit 112049. | 2006-11-10 | 540454 | 20
9976 | T1 | Universal Compression | The Houston Exploration Co | Leonardo Central |  |  |  | Zapata | CN600305999 | Insufficient Information | Lean burn combustion system for compressor JGT-4, Unit 112045, Engine G3516TALE-130F-ARFC, 1340 HP, located at the Houston Exploration's Leonardo Central site in Zapata County. | A positive use determination of 20% for the lean burn combustion system installed in compressor JGT-4, Unit 112045. | 2006-11-10 | 512097 | 20
9977 | T1 | Agricultural Services Inc | Agricultural Services Inc | 7600 Alumax Dr | Texarkana | TX | 75501 | Bowie | CN600388300 | RN100681154 | System 1: Screen Conveyor with sump pump; Two Settling Tanks; two 2,000 gal separation tanks; three wastewater knock-out tanks; Flottweg Tricanter Centrifuge; and four 500 Barrel Mixing Tanks. System 2: Two Equalization Tanks; API Separator; four 500 Barrel holding tanks. System 3: Acid Cracking/Oily Water Separator; DAF - 10,000 gallon Dissolved Air Flotation Tank; Chemical Conditioning Tank, Lime Slurry Tank: Clarifier; Settling Basin; Filter Press; Holding tank with aeration device; and Parshall Flume with pH meter and flowmeter with chart recorder. | A positive use determination of 100% for the property listed in the application on pages 3A 1, 2, & 3. | 2006-12-07 | 754147 | 100
9978 | T1 | Johnson/Sewell Ford | Johnson/Sewell Ford | 3301 North Hwy 281 | Marble Falls | TX | 78654 | Burnet | CN600883474 | RN101643047 | The following items: 1. Water Quality/Retention Pond 116,575 sf of land. 2. Body Shop Floor - 2,444 sf (imp I-2 segment ID 2.2). 3. 16 ft X 29 ft secondary containment area housing all stored oils/fluids (imp I-1 segment ID 1.7). 4. 555 sf flooring @ car wash area (imp I-1 segment ID 1.7). 5. 220,300 sf paving (imp I-1 segment ID 1.2) for vehicular storage . 6. Two enclosed paint booths with filtration. 7. Paint Preparation Room. 8. Solvent Recycler. 9. Two Freon Reclaimers. 10. Filter Crusher. | A positive use determination for 100% of the water quality retention pond, the body shop floor, the stored fluids secondary containment, the car wash flooring, the 2 paint booths, the paint preparation area, and the filter crusher. A 90% determination for the solvent recycler and the 2 Freon Reclaimers. A negative use determination is given for the 220,000 sq. ft. of paving for vehicular storage. | 2006-12-14 | 921246 | 100
9979 | T1 | Smith & Coffman Ltd. | Armadillo Store #1 | 2050 Crockett Rd. | Palestine | TX | 75801 | Anderson | CN600900310 | RN102857901 | 1. Stage I vapor recovery 2. Tank top sumps 3. Tank monitors or probes 4. Automatic tank gauging 5. Groundwater or soil observation wells 6. Automatic line leak detectors 7. Paving above tanks and piping 8.Tight fill fittings 9. Spill containment manholes 10. Automatic shut-off valves 11. Overfill alarms. 12. Vent restriction devices. | A positive use determination for 100% of the property items listed above. | 2006-12-01 | 84353 | 100
9980 | T1 | Smith & Coffman Ltd. | Armadillo Store #2 | 530 N. Main | Lonestar | TX | 75668 | Morris | CN600900310 | RN104805593 | 1. Stage I vapor recovery 2. Double walled tanks and piping 3. Tank top sumps 4. Tank monitors and probes 5. Automatic tank gauging 6. Groundwater or soil observation wells 7. Automatic line leak detectors 8.Tight fill fittings 9. Spill containment manholes 10. Float vent or ball float valves. | A positive use determination for 100% of the property items listed above with the exception of the double-walled tanks and piping which are given a 50% determination. | 2006-12-01 | 67110 | 100
9981 | T1 | Smith & Coffman Ltd. | Armadillo Store #23 | 201 Hwy 239 | Omaha | TX | 75571 | Morris | CN600900310 | No Regulated Entity at this Location | 1. Tight fill fittings on tank fill pipe. 2. Spill containers. 3. Automatic shut-off valves. 4. Overfill alarms. 5. Tank monitors and probes. 6. Automatic tank gauging. 7 Monitoring wells located inside the tank excavation. 8. Automatic line leak detectors. | A positive use determination for 100% of the property items listed above. | 2006-12-01 | 23327 | 100
9982 | T1 | Smith & Coffman Ltd. | Armadillo Store #14 & Conoco | 510 S. Palestine | Athens | TX | 75751 | Henderson | CN600900310 | RN102282936 | 1. Paving over USTs and piping 1674 sq. ft. 2. Stage I vapor recovery. 3. Tight fill fittings on tank fill pipe. 4. Spill containment manholes. 5. Automatic shut-off valves. 6. Overfill alarms. 7. Vent restriction devices. 8. Double walled tanks and piping. 9. Tank top sumps. 10. Tank monitors and probes. 11. Automatic tank gauging. 12. Ground water monitoring wells inside the tank excavation. 13. Automatic line leak detectors. | A positive use determination for 100% of the property items listed above with the exception of the double-walled tanks and piping which are given a 50% determination. | 2006-12-01 | 73958 | 100
9983 | T1 | Smith & Coffman Ltd. | Armadillo Store #9 & Exxon | 120 W. Mesquite | Rogers | TX | 76569 | Bell | CN600900310 | RN102254778 | 1. Paving over USTs and piping 153 sq. ft. 2. Stage I vapor recovery. 3. Tight fill fittings on tank fill pipe. 4. Spill containment manholes. 5. Automatic shut-off valves. 6. Double walled piping. 7. Tank top sumps. 8. Tank monitors and probes. 9. Automatic tank gauging. 10. Ground water monitoring wells inside the tank excavation. 11. Automatic line leak detectors. | A positive use determination for 100% of the property items listed above with the exception of the double-walled piping which is given a 50% determination. | 2006-12-01 | 26482 | 100
9984 | T1 | Smith & Coffman Ltd. | Armadillo Store #11 | 906 W. Main St. | Clarksville | TX | 75426 | Red River | CN600900310 | RN101774685 | 1. Paving over USTs and piping 1738 sq. ft. 2. Stage I vapor recovery. 3. Tight fill fittings on tank fill pipe. 4. Spill containment manholes. 5. Automatic shut-off valves. 6. Overfill alarms. 7. Double walled tanks and piping. 8. Tank top and under dispenser sumps. 9. Tank monitors and probes. 10. Automatic tank gauging. 11. Ground water monitoring wells inside the tank excavation. 12. Automatic line leak detectors. | A positive use determination for 100% of the property items listed above with the exception of the double-walled tanks and piping which are given a 50% determination. | 2006-12-01 | 56305 | 100
9985 | T1 | Smith & Coffman Ltd. | Armadillo Store #12 & Exxon | Hwy 271 & Main St. | Bogata | TX | 75417 | Red River | CN600900310 | Insufficient Information | 1. Paving over USTs and piping. 2. Stage I vapor recovery. 3. Tight fill fittings on tank fill pipe. 4. Groundwater remediation system. 5. Spill containers. 6. Automatic shut-off valves. 7. Double walled tanks and piping. 8. Tank top sumps. 9. Tank monitors and probes. 10. Automatic tank gauging. 11. Ground water monitoring wells inside the tank excavation. 12. Automatic line leak detectors. | A positive use determination for 100% of the property items listed above with the exception of the double-walled tanks and piping which are given a 50% determination. | 2006-12-01 | 100336 | 100
9986 | T1 | Smith & Coffman Ltd. | Armadillo Store #8 & Exxon | 209 N. Main St. | Calvert | TX | 77837 | Robertson | CN600900310 | RN102253564 | 1. Stage I vapor recovery. 2. Tight fill fittings on tank fill pipe. 3. Spill containers. 4. Automatic shut-off valves. 5. Vent restriction devices. 6. Tank monitors and probes. 7. Automatic line leak detectors. | A positive use determination for 100% of the property items listed above. | 2006-12-01 | 16592 | 100
9987 | T1 | Smith & Coffman Ltd. | Midway Armadillo Truck Stop & Exxon | Route 2, Box 3380 | Gilmer | TX | 75644 | Upshur | Insufficient Information | insufficient Information | 1. Paving over USTs and piping. 2. Stage I vapor recovery. 3. Tight fill fittings on tank fill pipe. 4. Spill containers. 5. Automatic shut-off valves. 6. Overfill alarms. 7. Vent restriction devices. 8. Double walled piping. 9. Tank monitors and probes. 10. Automatic tank gauging. 11. Automatic line leak detectors. | A positive use determination for 100% of the property items listed above with the exception of the double-walled piping which is given a 50% determination. | 2006-12-01 | 119452 | 100
9988 | T1 | Sachem Inc | Sachem Cleburne Plant | 2311 Pipeline Rd | Cleburne | TX | 76031 | Johnson | CN600383855 | RN100976117 | The following items: . Evaporator Mist Eliminator Improved removal of entrained liquids . RVD 2 Condensate Pump replaced to reduce spills. TMAH Waste Reduction equipment. Loading Meter for TEAH Bulk Sensor for overfill and spillage reduction. | A positive use determination for 100% for the evaporator mist eliminator improvement for removal of entrained liquids; the RVD 2 Condensate Pump replaced to reduce spills; the TMAH Waste Reduction equipment; and the Loading Meter for TEAH Bulk Sensor for overfill and spillage reduction. | 2006-11-27 | 143331 | 100
9989 | T1 | Magellan Terminal Holdings | Magellan Terminals Holdings LP | 12901 American Petroleum | Galena Park | TX | 77547 | Harris | CN600134639 | RN102423886 | Numerous improvements were made to terminal to decrease the impact of storm surge and rainwater. Includes construction of a seawall, the raising of all pipelines above water level, and the moving of the barge loading dock piping to behind the seawall. | A positive use determination of 100% for the seawall project including the piping modifications. | 2006-12-20 | 5109000 | 100
9990 | T1 | Coleto Creek Power LP | Coleto Creek Power Station | 45 FM 2987 | Fannin | TX | 77960 | Goliad | CN602809006 | RN100226919 | The property is a pulse jet fabric type baghouse which was installed to replace the existing electrostatic precipitator. | A positive use determination of 100% for the pulse jet fabric type baghouse. | 2006-12-15 | 62000000 | 100
9991 | T1 | Lakeline Center Cedar Park Ltd | Lakeline Center Cedar Park | 1520 Cypress Creek Rd | Cedar Park | TX | 78613 | Williamson | CN601439680 | RN102837911 | Partial sedimentation/filtration pond removes stormwater pollutants through settling and sand filtration. Swales, inlets, splitter and pipe system collect and convey stormwater to sedimentation/filtration pond to divert excess stormwater after the capture of first flush pollutants. Property includes the land where the pond is located. | A positive use determination for the Stormwater Control System consisting of a sedimentation/filtration pond and the swales, inlets, splitter and pipe system used to collect and convey stormwater to sedimentation/filtration pond and the land where the pond is located. | 2006-12-27 | 434797 | 100
9992 | T1 | Cedar Park Cypress Creek Retail Develop | Cedar Park Cypress Creek | 109 Cypress Rd | Cedar Park | TX | 78613 | Williamson | CN600264543 | RN104747530 | Partial sedimentation/filtration pond removes stormwater pollutants through settling and sand filtration. Swales, inlets, splitter and pipe system collect and convey stormwater to sedimentation/filtration pond to divert excess stormwater after the capture of first flush pollutants. Property includes the land where the pond is located. | A positive use determination for the Stormwater Control System consisting of a sedimentation/filtration pond and the swales, inlets, splitter and pipe system used to collect and convey stormwater to sedimentation/filtration pond and the land where the pond is located. | 2006-12-27 | 143712 | 100
9993 | T1 | Equistar Chemicals LP | Equistar Pasadena | 9802 Fairmont Parkway | Pasadena | TX | 77505 | Harris | CN601179914 | RN103773206 | Installed remotely controlled valves and piping at the liquid ammonia refrigeration tanks and other equipment to isolate a leaking vessel or item and depressurize to the flare in case of an accident. | A positive use determination of 100% for the remotely controlled valves and piping at the tanks and other equipment installed to isolate leaking vessels. | 2001-03-07 | 80000 | 100
9994 | T1 | Thanh Phoc | Valero Food & Fuel Mart | 1009 N Carrier Pkwy | Grand Prairie | TX | 75050 | Dallas | CN603087503 | RN102461365 | Double-Walled Tanks, Stage I Vapor Recovery (Tank), 21,253 sqft of concrete paving and 21,253 sqft of land. | A positive use determination of 100% for the Land and the Environmental Paving, and the Stage I Vapor Recovery. A positive use determination of 50% for the Double-Walled Tanks. | 2006-12-27 | 240120 | 100
9995 | T1 | Towers At Sunnyvale LLC | Towers At Sunnyvale & Valero | 224 Hwy 352 | Sunnyvale | TX | 75182 | Dallas | CN603107632 | None | 56,064 sqft of concrete paving, 56,064 sqft of land, secondary containment, wastewater treatment, building, Stage I Vapor Recovery, Stage II Vapor Recovery, Grease Trap, Tight Fill Fittings, Spill Containers, Double-walled Tanks and piping, tank top sumps, under dispenser sumps, sensing devices, automatic tank gauging, monitoring wells, and cathodic protection. | A positive use determination for the Environmental Paving, the associated land, the wastewater treatment equipment and building, the secondary containment, the Stage I and II Vapor Recovery Equipment, the Tight Fill Fittings, the tank top sumps, the under dispenser sumps, the sensing devices, the automatic tank gauging, the groundwater monitoring wells, the line leak detectors, and the cathodic protection. A positive use determination of 50% for the double-walled tanks and piping. | 2006-12-27 | 1236251 | 100
9996 | T1 | Sequa Corp. Precoat Metals Div. | Precoat Metals | 16402 Jacintoport Blvd | Houston | TX | 77015 | Harris | CN602858490 | RN100217926 | Waste Heat Boiler Installation: This additional boiler makes use of the waste heat from the incinerators and eliminates the need for natural gas fired boilers. | Withdrawn by applicant | 2007-03-20 | 545248 | 100
9997 | T1 | American Electric Power | Welsh Power Plant | FM 1735 | Pittsburg | TX | 75686 | Titus | CN603919325 | RN100213370 | Over Fire Air, Low NOx burners, and CO/CO2 grid | A positive use determination of 100% for the Over Fire Air, Low NOx burners, and CO/CO2 grid. | 2007-01-30 | 3168765 | 100
9998 | T1 | American Electric Power | Welsh Power Plant | FM 1735 | Pittsburg | TX | 75686 | Titus | CN603919325 | RN100213370 | Cleanout hole for the concrete drainage ditch between the precipitators to the ash settling pond. | A positive use determination of 100% for the Clean Out Hole. | 2007-01-30 | 98905 | 100
9999 | T1 | American Electric Power | Welsh Power Plant | FM 1735 | Pittsburg | TX | 75686 | Titus | CN603919325 | RN100213370 | 1. Hopper hammers 2. Wide plate/ RDE precipitator. 3. Expansion joints - hot gas path, fly ash transporter line. 4. Plate rappers. 5. Vacuum line. | A positive use determination of 100% for the project to upgrade the electrostatic precipitator. | 2007-01-30 | 628755 | 100
10000 | T1 | American Electric Power | Welsh Power Plant | FM 1735 | Pittsburg | TX | 75686 | Titus | CN603919325 | RN100213370 | O2 analyzers, demineralizer silica analyzers, and pH instruments for monitoring exhaust gas stream. | A positive use determination of 100% for the O2 analyzers, demineralizer silica analyzers, and pH instruments. | 2007-01-30 | 124644 | 100
10001 | T1 | American Electric Power | Hw Pirkey Power Plant | 2400 FM Road 3251 | Hallsville | TX | 75650 | Harrison | CN600126767 | RN100214287 | Bottom ash pump station upgrade and sump pump replacement. | A positive use determination of 100% for the project to upgrade the bottom ash pump station. | 2007-01-30 | 571675 | 100
10002 | T1 | American Electric Power | Hw Pirkey Power Plant | 2400 FM Road 3251 | Hallsville | TX | 75650 | Harrison | CN600126767 | RN100214287 | Expansion of existing landfill in order to store plant byproducts. | A positive use determination of 100% for the project to expand the existing landfill. | 2007-01-30 | 1952309 | 100
10003 | T1 | American Electric Power | Hw Pirkey Power Plant | 2400 FM Road 3251 | Hallsville | TX | 75650 | Harrison | CN600126767 | RN100214287 | Installation of an ozonator to remove contaminants from drinking water system. | A positive use determination of 100% for the installation of the ozonator. | 2007-01-30 | 15065 | 100
10004 | T1 | American Electric Power | Hw Pirkey Power Plant | 2400 FM Road 3251 | Hallsville | TX | 75650 | Harrison | CN600126767 | RN100214287 | Replace demineralization chemical sump line in order to prevent spills and contain overflows. | A positive use determination of 100% for the project to replace the demineralization chemical sump line in order to prevent spills and contain overflows. | 2007-01-30 | 49341 | 100
10005 | T1 | American Electric Power | Hw Pirkey Power Plant | 2400 FM Road 3251 | Hallsville | TX | 75650 | Harrison | CN600126767 | RN100214287 | Project to upgrade the FGD and improve scrubber sludge disposal. 1. FGD switchgear breakers. 2. FGD transformers. 3. Fly ash screw conveyors. 4. FGD LL discharge valve. 5. FGD presaturator headers. 6. FGD UL spare gearbox 7. Wash water filter upgrade. 8. Sludge conveyor belts. | A positive use determination of 100% for the project to upgrade the FGD and improve scrubber sludge disposal. | 2007-01-30 | 368705 | 100
10006 | T1 | American Electric Power | Hw Pirkey Power Plant | 2400 FM Road 3251 | Hallsville | TX | 75650 | Harrison | CN600126767 | RN100214287 | Electrostatic precipitator upgrades: perforated plate, rapper/anvil upgrade, SO3/NH4 injection system. | A positive use determination of 100% for the electrostatic precipitator upgrades. | 2007-01-30 | 1739515 | 100
10007 | T2 | Conagra Foods Inc | Conagra Foods Inc | 221 S Fairmont St | Saginaw | TX | 76179 | Tarrant | CN600388805 | RN100746262 | Dust and Particulate Matter Control Systems for the following areas: Production Systems; Byproduct System; Equipment Filtering System; Finished Flour System; Flour Loading System; Elevator; and Elevator Byproduct. A detailed listing is provided in the application. | A positive use determination of 100% for the Dust and Particulate Matter Control Systems listed on the application. | 2007-04-14 | 517300.36 | 100
10008 | T1 | The Dow Chemical Company | Dow Chemical Company The: Cl2-7 | 2301 Brazosport Blvd | Freeport | TX | 77541 | Brazoria | CN600356976 | RN102692258 | Installed two chlorine scrubbers in the chlorine plant. | A positive use determination for 100% of the chlorine scrubbers. | 2008-08-19 | 8230000 | 100
10009 | T1 | Johann Haltermann Ltd | Dow Chemical Company The | 16717 Jacintoport Blvd | Houston | TX | 77015 | Harris | CN601181282 | RN100219237 | This project installed hardware for overfill protection for 55 storage tanks in Jacintoport Tank Farm 1 and 16 tanks in Farm 4, Tank overfill protection includes high level alarms and automatic emergency block valves. 71 Endress Hauser high level probes were installed in the tops of 71 existing tanks. Instrument wiring, conduit, field junction boxes and cable tray were installed between tank farms 1 & 4 to the Tank Farm Commercial Distributed Control System. Approximate length on cable tray is 800ft. 71 4" - 150# stainless steel actuated ball valves will be installed on the fill line of each tank. Installations will be welded. 8 instrument field junction boxes will be installed. | A positive use determination of 100% for the overfill protection equipment installed for Tank Farms 1 and 4. | 2007-01-22 | 840000 | 100
10010 | T1 | Union Carbide Corporation | Dow Chemical Company The | Hwy 185 | North Seadrift | TX | 77983 | Calhoun | CN601688781 | RN102181526 | This project will complete construction efforts for the Tank Overfill Protection Project at the North Field and the West Field Tank Farms at Seadrift Operations. The project will install a new process control system on 55 tanks, three miles of fiber optic cable and tank instrumentation. | A positive use determination of 100% new process control systems installed on the 55 tanks and the three miles of associated fiber optic cable and tank instrumentation. | 2007-01-22 | 4200000 | 100
10011 | T1 | Union Carbide Corporation | Dow Chemical Company The | 3301 5Th Ave S | Texas City | TX | 77592 | Galveston | CN601688781 | RN100219351 | This project constructed and installed an emergency isolation sluice gate valves, 300 ft of 12" pipe to No. 6 pump station, 1,500 linear ft of earth berm to keep city rain water from backing up into the site and upgrade the outfalls with MET screens. | A positive use determination of 100% for the stormwater control project. | 2007-01-22 | 1000000 | 100
10012 | T1 | The Dow Chemical Company | Dow Chemical Company The: Cl2-7 | 2301 Brazosport Blvd | Freeport | TX | 77541 | Brazoria | CN600356976 | RN102692258 | Installed a liquid collection system that includes sumps and pumps for the containment of storm water and process water at the chlorine plant. | A positive use determination for 100% of the liquid collection sumps and pumps for storm water and process water containment. | 2008-08-19 | 2250000 | 100
10013 | T1 | The Dow Chemical Company | Dow Chemical Company The: Cl2-7 | 2301 Brazosport Blvd | Freeport | TX | 77541 | Brazoria | CN600356976 | RN102692258 | A wastewater treatment system for treating and recycling liquids was installed at the chlorine plant. | A positive use determination for 100% of the wastewater treatment system in the chlorine plant. | 2008-08-19 | 8880000 | 100
10014 | T1 | The Dow Chemical Company | Dow Chemical Company The: Cl2-7 | 2301 Brazosport Blvd | Freeport | TX | 77541 | Brazoria | CN600356976 | RN102692258 | A storm water drainage system that includes sumps, pumps and trenches was constructed. | A positive use determination for 100% of the storm water drainage system in the chlorine plant. | 2008-08-19 | 6490000 | 100
10015 | T1 | The Dow Chemical Company | Dow Chemical Company The: Cl2-7 | 2301 Brazosport Blvd | Freeport | TX | 77541 | Brazoria | CN600356976 | RN102692258 | Constructed new chlorine plant. As part of the plant a spent anolyte line to wells will be installed to reuse and reduce the amount of facility discharge. | Withdrawn by applicant | 2008-07-30 | 6500000 | 100
10016 | T1 | The Dow Chemical Company | Scrubber - Freeport | 2301 BRAZOSPORT BLVD | Freeport | TX | 77541 | Brazoria | CN600356976 | RN102692258 | Installed Vanstone Style Flanges on the above-grade connections in high pH service on the site scrubber/neutralization system. | The following property is used 100% for pollution control and is installed to meet or exceed federal or state regulations. The Vanstone Style Flanges installed on the above-grade connections in high pH service on the site scrubber/neutralization system. | 2010-03-31 | 100000 | 100
10017 | T1 | Union Carbide Corporation | Dow Chemical Company The | 3301 5Th Ave S | Texas City | TX | 77592 | Galveston | CN601688781 | RN100219351 | Installed a new vent line to the flare from the Vinyl Acetate Monomer storage tanks. | A positive use determination of 100% for the vent line installed between the Vinyl Acetate Monomer storage tanks and the flare. | 2007-01-22 | 150000 | 100
10018 | T1 | The Dow Chemical Company | Chlorinated Methanks Plant | 2301 Brazosport Blvd. | Freeport | TX | 77541 | Brazoria | CN600356976 | RN102692258 | project to retrofit existing Chlorinated Methane plant refrigeration system to use R-134A refrigerant. | The following property is used 100% for pollution control and is installed to meet or exceed federal or state regulations: project to retrofit existing Chlorinated Methane plant refrigeration system to use R-134A refrigerant. | 2012-04-04 | 8200000 | 100
10019 | T1 | The Dow Chemical Company | Freeport Facility | 2301 Brazosport Blvd. | Freeport | TX | 77541 | Brazoria | CN600356976 | RN102692258 | wastewater pipeline consisting of 17,000 feet of 22 inch and 20,000 feet of 24 inch high density polyethylene piping. | The following property is used 100% for pollution control and is installed to meet or exceed federal or state regulations: wastewater pipeline consisting of 17,000 feet of 22 inch and 20,000 feet of 24 inch high density polyethylene piping. | 2012-03-29 | 12400000 | 100
10020 | T1 | The Dow Chemical Company | Acetone Storage | 2301 Brazosport Blvd. | Freeport | TX | 77541 | Brazoria | CN600356976 | RN102692258 | automatic valves, piping, and blower installed for control of vent gases from the Acetone Storage area. | The following property is used 100% for pollution control and is installed to meet or exceed federal or state regulations: automatic valves, piping, and blower. | 2012-03-06 | 500000 | 100
10021 | T1 | The Dow Chemical Company | Wastewater Treatment Plant | 2301 Brazosport Blvd. | Freeport | TX | 77541 | Brazoria | CN600356976 | RN102692258 | improvements to the wastewater treatment plant including slurry pump P-37C with 20 HP motor; 6” suction piping; 4” discharge piping; pressure indicator and flow controller for pump discharge; 4” in-line polymer/slurry mixer; 1” polymer piping with flow controller, flow indicator, and transmitter; 2” wash water piping; 2m belt filter press; 6” filtrate piping; and extension for solids conveyor CV-755. | The following property is used 100% for pollution control and is installed to meet or exceed federal or state regulations: improvements to the wastewater treatment plant including slurry pump P-37C with 20 HP motor; 6” suction piping; 4” discharge piping; pressure indicator and flow controller for pump discharge; 4” in-line polymer/slurry mixer; 1” polymer piping with flow controller, flow indicator, and transmitter; 2” wash water piping; 2m belt filter press; 6” filtrate piping; and extension for solids conveyor CV-755. | 2012-03-29 | 1600000 | 100
10022 | T1 | The Dow Chemical Company | Non Biological Treatment Facility | 2301 Brazosport Blvd. | Freeport | TX | 77541 | Brazoria | CN600356976 | RN102692258 | piping, headers, and vents between the non-biological treatment tank and the thermal treatment unit. | The following property is used 100% for pollution control and is installed to meet or exceed federal or state regulations: piping, headers, and vents between the non-biological treatment tank and the thermal treatment unit. | 2012-03-29 | 180000 | 100
10023 | T1 | The Dow Chemical Company | B-3320: Flameless Thermal Oxidizer/Kiln | 2301 Brazosport Blvd. | Freeport | TX | 77541 | Brazoria | CN600356976 | RN102692258 | piping, vent headers, and detonation arrestors for the flameless thermal oxidizer. | The following property is used 100% for pollution control and is installed to meet or exceed federal or state regulations: piping, vent headers, and detonation arrestors for the flameless thermal oxidizer. | 2012-03-07 | 490000 | 100
10024 | T1 | The Dow Chemical Company | B-51 Landfill Operations | 2301 Brazosport Blvd. | Freeport | TX | 77541 | Brazoria | CN600356976 | RN102692258 | waste containers used to collect waste prior to disposal in the landfill. | The following property is used 100% for pollution control and is installed to meet or exceed federal or state regulations: waste containers used to collect waste prior to disposal in the landfill. | 2012-03-29 | 300000 | 100
10025 | T1 | The Dow Chemical Company | Dow PLant A | 2301 Brazosport Blvd. | Freeport | TX | 77541 | Brazoria | CN600356976 | RN102692258 | 42"axial flow storm water pump with a 550 HP unit, hydraulic hoses, a 500 gallon fuel tank, and one 12' by 12' berm. | The following property is used 100% for pollution control and is installed to meet or exceed federal or state regulations: 42"axial flow storm water pump with a 550 HP unit, hydraulic hoses, a 500 gallon fuel tank, and one 12' by 12' berm. | 2012-03-07 | 210000 | 100
10026 | T1 | The Dow Chemical Company | Oyster Creek -- Unit 2 | 2301 N Brazosport Blvd | Freeport | TX | 77541 | Brazoria | CN600356976 | RN102692258 | Improvements were made to the waste water pond. | A positive use determination for 100% of the improvements to the waste water pond. | 2008-03-28 | 2069378 | 100
10027 | T1 | Union Carbide Corporation | Dow Chemical Company The | 3301 5Th Ave S | Texas City | TX | 77592 | Galveston | CN601688781 | RN100219351 | Project to construct a new 24" wastewater pipeline (3,400 linear ft of FRP pipeline) between the number 4 pump house and the pre-treatment facility. | A positive use determination of 100% for the new 24" wastewater pipeline. | 2007-01-22 | 150000 | 100
10028 | T1 | Union Carbide Corporation | Dow Chemical Company The | 2301 Brazosport Blvd | Freeport | TX | 77541 | Brazoria | CN600356976 | RN100225945 | Project installed larger diameter piping within the following blocks of the potable water and distribution piping: B6200, B5800, B1000, A3200, A3600, A4000, A3200, A3400, A1500, and A2100. | A positive use determination of 100% for the project to install larger diameter piping within the potable water system in blocks: B6200, B5800, B1000, A3200, A3600, A4000, A3200, A3400, A1500, and A2100. | 2007-01-22 | 100000 | 100
10029 | T1 | Union Carbide Corporation | Dow Chemical Company The | 2301 Brazosport Blvd | Freeport | TX | 77541 | Brazoria | CN600356976 | RN100225945 | Project to install two new sluice gates and two radar level transmitters that will help prevent flooding through the seawater inlets of Plant A. | A positive use determination of 100% for the project to install two new sluice gates and two radar level transmitters. | 2007-01-22 | 500000 | 100
10030 | T1 | Union Carbide Corporation | Dow Chemical Company The | Hwy 185 | North Seadrift | TX | 77983 | Calhoun | CN601688781 | RN102181526 | Installed new high level alarms on the site sanitary sewer sumps. | A positive use determination of 100% for the project to install new high level alarms on the site sanitary sewer sumps. | 2007-01-22 | 65000 | 100
10031 | T1 | The Dow Chemical Company | A-1600 | 2301 N Brazosport Blvd | Freeport | TX | 77541 | Brazoria | CN600356976 | RN102692258 | Installation of 8 double sealed pumps, piping, and instrumentation to replace 8 single sealed pumps. This will allow 8 out-of-service storage tanks to be used as beta-tri storage tanks. | A positive use determination for 100% of 8 double sealed replacement pumps, piping, and instrumentation. | 2008-05-08 | 1200000 | 100
10032 | T1 | The Dow Chemical Company | Freeport Marine Terminal | 2301 N Brazosport Blvd | Freeport | TX | 77541 | Brazoria | CN600356976 | RN102692258 | Vent Piping, Valves, Gauging, Monitors & Detectors installed on the naphtha unloading equipment to tie venting from the tank in the marine unloading area to the flare. Improvements made to the stormwater containment at the unloading area. | A positive use determination for 100% of the vent piping, valves, gauging, monitors and detectors tying the naphtha unloading equipment to the flare and for improvements to the storm water containment. | 2008-03-28 | 5400000 | 100
10033 | T1 | The Dow Chemical Company | Freeport Marine Terminal | 2301 N Brazosport Blvd | Freeport | TX | 77541 | Brazoria | CN600356976 | RN102692258 | This project installed new piping, valves and instrumentation at the marine terminal loading/unloading area. | A positive use determination for 100% of the piping, valves, and instrumentation at the marine terminal loading/unloading area. | 2008-04-14 | 550000 | 100
10034 | T1 | The Dow Chemical Company | Stratton Ridge | 2301 N Brazosport Blvd | Freeport | TX | 77541 | Brazoria | CN600356976 | RN102692258 | This project installed new well head leak detection equipment at Stratton Ridge. | A positive use determination for 100% of the well head leak detection equipment. | 2008-03-24 | 900000 | 100
10035 | T1 | The Dow Chemical Company | Eba Plant | 2301 N Brazosport Blvd | Freeport | TX | 77541 | Brazoria | CN600356976 | RN102692258 | The project includes the installation of instrumentation on rail cars to prevent overfilling, dirt work for containment area, new pumps to handle spill volume and installation of automated valves for spill pumps. | A positive use determination for 100% of the overfill instrumentation on rail cars, dirt work for containment area, new pumps to handle spill volume and installation of automated valves for spill pumps. | 2008-03-28 | 350000 | 100
10036 | T1 | The Dow Chemical Company | Polyglcols & Surfactants | 2301 N Brazosport Blvd | Freeport | TX | 77541 | Brazoria | CN600356976 | RN102692258 | Construction of new secondary containment infrastructure consisting of curbing and diking for tanks containing oil at B-1300 and B-4600. | A positive use determination for 100% of the spill containment construction at B-1300 and B-4600. | 2008-04-14 | 1500000 | 100
10037 | T1 | Union Carbide Corporation | Nordel Mg | Hwy 185 | North Seadrift | TX | 77983 | Calhoun | CN601688781 | RN102181526 | Project to modify existing cycle gas/flare analyzers, AT-9001, AT-9002, by replacing the current columns with larger columns, and replacing sample valves and installing different detectors. | A positive use determination of 100% for the project to modify the existing cycle gas/flare analyzers AT-9001 & 9002. | 2007-01-22 | 87000 | 100
10038 | T1 | The Dow Chemical Company | A-3200 | 2301 N Brazosport Blvd | Freeport | TX | 77541 | Brazoria | CN600356976 | RN102692258 | Installation of new headers and pumps to convey potable water though A-3200 for required safety showers within plant. | Returned for failure to respond to a deficiency letter. | 2008-04-14 | 700000 | 100
10039 | T1 | The Dow Chemical Company | B-3809 | 2301 N Brazosport Blvd | Freeport | TX | 77541 | Brazoria | CN600356976 | RN102692258 | 3500 gallon waste tank with 4 Agilent Gas chromatographs and 1 vapor pressure analyzer. | A positive use determination for 100% of the 3500 gallon waste storage tank, 4 Agilent gas chromatographs and vapor pressure analyzer. | 2008-04-08 | 275000 | 100
10040 | T1 | The Dow Chemical Company | B-2700 | 2301 N Brazosport Blvd | Freeport | TX | 77541 | Brazoria | CN600356976 | RN102692258 | Purchased 137 infrared gas detectors used to detect ethylene/Isopaar leaks. | A positive use determination for 100% of the137 infrared gas detectors used to detect ethylene/isobar leaks. | 2008-03-24 | 400000 | 100
10041 | T1 | The Dow Chemical Company | Oc-402 | 2301 N Brazosport Blvd | Freeport | TX | 77541 | Brazoria | CN600356976 | RN102692258 | Installation of 4 Agilent Gas chromatograph and 1 vapor pressure analyzer. | A positive use determination for 100% of the 4 Agilent gas chromatographs and 1 vapor pressure analyzer. | 2008-03-28 | 180000 | 100
10042 | T1 | The Dow Chemical Company | B-800 | 2301 N Brazosport Blvd | Freeport | TX | 77541 | Brazoria | CN600356976 | RN102692258 | Pair of sealless motor pumps at the storage tanks. A new sealless pump, valve actuators, and SIL rated gas detector. | A positive determination for 100% of the sealless pumps, valve actuators, and gas detector. | 2008-03-24 | 104380 | 100
10043 | T1 | The Dow Chemical Company | D-550 | 2301 N Brazosport Blvd | Freeport | TX | 77541 | Brazoria | CN600356976 | RN102692258 | Installation of knockout pot for vent gas streams going to the flare. | A positive use determination for 100% of the knockout pot for vent gas streams to the flare. | 2008-03-28 | 200000 | 100
10044 | T1 | The Dow Chemical Company | Allyl Scrubber | 2301 N Brazosport Blvd | Freeport | TX | 77541 | Brazoria | CN600356976 | RN102692258 | Installation of Tie Points for the RCI Scrubber. | A positive use determination for 100% of the tie points on the RCI scrubber. | 2008-03-24 | 290000 | 100
10045 | T1 | The Dow Chemical Company | R & D Building | 2301 N Brazosport Blvd | Freeport | TX | 77541 | Brazoria | CN600356976 | RN102692258 | New headers and piping for the potable water lines to comply with T-12 standards. | A positive use determination for 100% of the headers and piping for the potable water lines. | 2008-04-14 | 90000 | 100
10046 | T1 | Union Carbide Corporation | Dow Chemical Company The | Hwy 185 | North Seadrift | TX | 77983 | Brazoria | CN601688781 | RN102181526 | Project to improve the reliability of the barge washwater system. Project refurbishes the existing production tank TK-911 and convert it to a barge wastewater collection tank. | A positive use determination of 100% for the radar level detection system and the piping to the collection tank. | 2007-01-23 | 210000 | 100
10047 | T1 | Union Carbide Corporation | Dow Chemical Company The | Hwy 185 | North Seadrift | TX | 77983 | Brazoria | CN601688781 | RN102181526 | Project to install process monitors for influent and Waste Water Treatment Reactor. Modbus hardware will be installed in buildings 428 and 622 as well as the associated instrumentation and wiring. | A positive use determination of 100% for the Modbus hardware and associated instrumentation and wiring installed in buildings 428 and 622. | 2007-01-23 | 120000 | 100
10048 | T1 | The Dow Chemical Company | D-740 | 2301 N Brazosport Blvd | Freeport | TX | 77541 | Brazoria | CN600356976 | RN102692258 | Installation of new sealless canned pumps, instrumentation and recycle valves on the Metler Drum at Epoxy 3. | A positive use determination for 100% of the sealless canned pumps, instrumentation, and recycle valves for the Metler Drum at Epoxy 3. | 2008-04-08 | 215000 | 100
10049 | T1 | Union Carbide Corporation | Dow Chemical Company The | Hwy 185 | North Seadrift | TX | 77983 | Calhoun | CN601688781 | RN102181526 | Project to purchase an install electronic level detection for a storage vessel at the LP1 Wire & Cable facility. | A positive use determination of 100% for the electronic level detection. | 2007-01-23 | 50000 | 100
10050 | T1 | The Dow Chemical Company | A-1200 | 2301 N Brazosport Blvd | Freeport | TX | 77541 | Brazoria | CN600356976 | RN102692258 | Install a GE Dry Low NOx Combustion system. This new system will reduce the amount of NOx emissions. | A positive use determination for 100% of the dry low NOx combustor retrofit on GE Frame MS7000C gas turbine GT-37. | 2008-04-25 | 13800000 | 100
10051 | T1 | The Dow Chemical Company | B-400 Waste Neutralization Tank | 2301 N Brazosport Blvd | Freeport | TX | 77541 | Brazoria | CN600356976 | RN102692258 | This project will install a new pH indicator on the Waste Neutralization Tank. | A positive use determination for 100% of the pH indicator on the waste neutralization tank. | 2008-03-24 | 55000 | 100
10052 | T1 | The Dow Chemical Company | B-3816 & B-3800 | 2301 N Brazosport Blvd | Freeport | TX | 77541 | Brazoria | CN600356976 | RN102692258 | MDP oxide detectors and pressure transmitters that will be placed throughout the plant site for continuous monitoring of air around the plant to detect and react to leaks. | A positive use determination for 100% of the MDP oxide detectors and pressure transmitters. | 2008-04-14 | 130000 | 100
10053 | T1 | Johann Haltermann Ltd | Dow Chemical Company The | 16717 Jacintoport Blvd | Houston | TX | 77015 | Harris | CN601181282 | RN100219237 | Project to modify the existing concrete containment systems throughout the Jacintoport plant to comply with SPCC requirements. The additions are: a curb extension to area 400 diesel storage tank containment, add earthen dikes to area 500 hot oil storage tank containment and area 750 storage tank containment, and add interconnecting piping and sumps between areas 720 and 730 storage tank containments. | A positive use determination of 100% for the project to modify the existing concrete containment systems throughout the Jacintoport plant. | 2007-01-23 | 100000 | 100
10054 | T1 | The Dow Chemical Company | S-217, S-202C, S-208 | 2301 N Brazosport Blvd | Freeport | TX | 77541 | Brazoria | CN600356976 | RN102692258 | This project will install a new aeration system in the potable water well. | A positive use determination for 100% of the aeration system in the potable water well. | 2008-04-14 | 175000 | 100
10055 | T1 | Union Carbide Corporation | Dow Chemical Company The | Hwy 185 | North Seadrift | TX | 77983 | Calhoun | CN601688781 | RN102181526 | Project to install a steam ring, nitrogen flowmeter, restriction orifices, outdoor camera with monitor, flame arrestor and piping to the existing Seadrift Oxide Unit Flare. | A positive use determination of 100% for the project to install a steam ring, nitrogen flowmeter, restriction orifices, outdoor camera with monitor, flame arrestor and piping to the existing Seadrift Oxide Unit Flare. | 2007-01-23 | 286000 | 100
10056 | T1 | The Dow Chemical Company | Freeport Wwtp | 2301 N Brazosport Blvd | Freeport | TX | 77541 | Brazoria | CN600356976 | RN102692258 | This project will install a new Strathlevin Respirometer on the Freeport Waste Water Treatment facility. | A positive use determination for 100% of the Strathlevin respirometer. | 2008-03-28 | 20000 | 100
10057 | T1 | The Dow Chemical Company | B-4101 | 2301 N Brazosport Blvd | Freeport | TX | 77541 | Brazoria | CN600356976 | RN102692258 | Raise the height of the Check Hopper Frac Vent Stacks. | A positive use determination of 100% for the project to raise the Check Hopper Frac Vent Stacks to the required height. | 2008-03-25 | 700000 | 100
10058 | T1 | The Dow Chemical Company | Oc-501 | 2301 N Brazosport Blvd | Freeport | TX | 77541 | Brazoria | CN600356976 | RN102692258 | New titanium piping for the EDC Scrubber in Oxychlorination area. | A positive use determination for 100% of the new titanium piping for the EDC scrubber in oxychlorination area. | 2008-03-25 | 814000 | 100
10059 | T1 | The Dow Chemical Company | B-2500 | 2301 N Brazosport Blvd | Freeport | TX | 77541 | Brazoria | CN600356976 | RN102692258 | Level transmitters installed onto the solid waste collection vessel. | A positive use determination for 100% of the level transmitters installed on the solid waste collection vessel. | 2008-03-28 | 15000 | 100
10060 | T1 | The Dow Chemical Company | B-5016 Tank Farm | 2301 N Brazosport Blvd | Freeport | TX | 77541 | Brazoria | CN600356976 | RN102692258 | Secondary containment and instrumentation is being constructed and installed around B-5016 Tank Farm and Warehouse. | A positive use determination for 100% of the secondary containment and instrumentation installed around B-5016 tank farm and warehouse. | 2008-03-28 | 75000 | 100
10061 | T1 | The Dow Chemical Company | B-3800 | 2301 N Brazosport Blvd | Freeport | TX | 77541 | Brazoria | CN600356976 | RN102692258 | Upgrade the road in B-3800 that is used in the processing of stormwater and to prevent contamination around the plant. The asphalt road failed and the grade did not direct the storm water to the containment system. The new road will divert all drainage off of the road to the appropriate water collection location. It will seal all chemicals away from the earth underneath the road. The road is approximately 15,750 square feet. | A positive use determination of 100% for the upgrade, consisting of regrading and new asphalt, to the road in B-3800 (approximately 15,750 square feet). | 2008-04-08 | 261000 | 100
10062 | T1 | Union Carbide Corporation | Dow Chemical Company The | 3301 5Th Ave S | Texas City | TX | 77592 | Galveston | CN601688781 | RN100219351 | Project to recondition the North Pit. A smaller sized line will be installed and new concrete will be poured with a slope and overflow pipe to the process sewer. | A positive use determination of 100% for the project to recondition the North Pit. | 2007-01-23 | 200000 | 100
10063 | T1 | The Dow Chemical Company | Distillate Tans, Oil Mist Tank, Used Oil | 2301 N Brazosport Blvd | Freeport | TX | 77541 | Brazoria | CN600356976 | RN102692258 | Install curbing and diking to provide secondary containment for tanks and equipment containing oil. | A positive use determination for 100% of the curbing and diking to provide secondary containment for tanks and equipment containing oil. | 2008-03-24 | 330000 | 100
10064 | T1 | Union Carbide Corporation | Dow Chemical Company The | Hwy 185 | North Seadrift | TX | 77983 | Calhoun | CN601688781 | RN102181526 | Project to install three John Zink pilots with HEI and thermo-wells, three John Zink transformers, Infrared Camera, instrumentation, temperature transmitter, field junction box, and Honeywell cards for the Seadrift EOA Ammonia Flare. | A positive use determination of 100% for the project to install three John Zink pilots with HEI and thermo-wells, three John Zink transformers, Infrared Camera, instrumentation, temperature transmitter, field junction box, and Honeywell cards for the Seadrift EOA Ammonia Flare. | 2007-01-23 | 281000 | 100
10065 | T1 | The Dow Chemical Company | Hopper Truck Loading | 2301 N Brazosport Blvd | Freeport | TX | 77541 | Brazoria | CN600356976 | RN102692258 | Installation of new butterfly valves that will automatically shut-off the flow of product during filling to prevent spills. | A positive use determination for 100% of the new butterfly shut-off valves. | 2008-04-14 | 25000 | 100
10066 | T1 | The Dow Chemical Company | Poly 4's Booster Compressor | 2301 N Brazosport Blvd | Freeport | TX | 77541 | Brazoria | CN600356976 | RN102692258 | This project will install 4 sealed capillary level transmitters on suction bottles for Poly 4's booster compressor. | A positive use determination for 100% of 4 sealed level transmitters on suction bottles for Poly 4's booster compressor. | 2008-03-28 | 35000 | 100
10067 | T1 | The Dow Chemical Company | Rotary Kiln | 2301 N Brazosport Blvd | Freeport | TX | 77541 | Brazoria | CN600356976 | RN102692258 | The Freeport Rotary Kiln optimization project is being done to install a larger Tank, 2 level transmitters, 2 feed pumps, 2 flow measurement instruments, control valves, and operating instruments. | A positive use determination for 100% of the Freeport rotary kiln optimization project. | 2008-04-25 | 200000 | 100
10068 | T1 | The Dow Chemical Company | B-800 | 2301 N Brazosport Blvd | Freeport | TX | 77541 | Brazoria | CN600356976 | RN102692258 | The Sodium Bisulfate improvement project will install flow instruments, a pH meter, and piping for recirculation. | A positive use determination for 100% of the sodium bisulfate improvement project. | 2008-04-25 | 140000 | 100
10069 | T1 | The Dow Chemical Company | Df-510 Tox Line | 2301 N Brazosport Blvd | Freeport | TX | 77541 | Brazoria | CN600356976 | RN102692258 | Flow meter on the DF-501 to TOX line. | A positive use determination for 100% of the flow meter on the DF-501 to TOX line. | 2008-03-28 | 40000 | 100
10070 | T1 | Union Carbide Corporation | Dow Chemical Company The | Hwy 185 | North Seadrift | TX | 77983 | Calhoun | CN601688781 | RN102181526 | Project to purchase a front end loading truck to be used to collect domestic waste and haul it to the new landfill. The vehicle is a 23 YD half pack extra duty full eject front end loader. | A positive use determination of 100% for the new garbage truck. | 2007-01-23 | 250000 | 100
10071 | T1 | Union Carbide Corporation | Dow Chemical Company The | Hwy 185 | North Seadrift | TX | 77983 | Calhoun | CN601688781 | RN102181526 | Project installed five Veris Verabars, annubar duct flow meters, for stack flow measurement in the Waste Heat Boiler Stack of the Ethylene Oxide Unit. | A positive use determination of 100% for the VOC Emission Monitors. | 2007-01-23 | 200000 | 100
10072 | T1 | The Dow Chemical Company | B-3800 | 2301 N Brazosport Blvd | Freeport | TX | 77541 | Brazoria | CN600356976 | RN102692258 | New piping for new piping and valves for the storm water system to an existing storm water header, piping and valves to route the sewer system to the sanitary sewer line. | A positive use determination for 100% of the new piping and valves for the storm water system and for connection to the sanitary sewer line. | 2008-04-16 | 128000 | 100
10073 | T1 | Anheuser-Busch Inc | Anheuser-Busch Inc | 775 Gellhorn Dr | Houston | TX | 77029 | Harris | CN600125629 | RN100211697 | The Brewery installed Coen Low-NOx burners with flue-gas recirculation on Boilers Nos. 3, 4, 5, and 6 to meet the NOx Emissions Cap. | A positive use determination of 100% for the Low NOx Burners and Flue Gas Recirculation. | 2007-01-24 | 4634233 | 100
10074 | T1 | Magellan Pipeline Co LP | Magellan Frost Tank Farm | 2115 Sh 22 E Near Frost | Martens | TX | 76666 | Navarro | CN602728545 | RN102887064 | Tank 525: Containment dike installed around tank. Clay Layer with Leak Detection installed under tank. Cathodic Protection installed for tank. | A positive use determination of 100% for the containment dike; the clay layer with Leak Detection; and the Cathodic Protection for tank 525. | 2007-01-24 | 384800 | 100
10075 | T1 | Magellan Pipeline Co LP | Magellan Frost Tank Farm | 2115 Sh 22 E Near Frost | Mertens | TX | 76666 | Navarro | CN602728545 | RN102887064 | Tanks 517 & 518: Installed internal floating roofs equipped with a mechanical shoe. Containment dikes installed around tanks. Clay Layer with Leak Detection installed under tanks. Cathodic Protection installed for tanks. | A positive use determination of 100% for the internal floating roofs equipped with mechanical shoes; containment dikes; clay layer with Leak Detection; and the Cathodic Protection for tanks 517 & 518. | 2007-01-24 | 490800 | 100
10076 | T1 | MCC Texas Enterprises LP | Lot 5 Blk A 685 Business Park | 1100 Block FM 685 | Pflugerville | TX | 78660 | Travis | CN602980195 | Insufficient Information | Water Quality Pond: 8400 sq. ft. for stormwater containment including the land value. | A positive use determination for 100% of an 8400 sq. ft stormwater retention pond and its land value. | 2007-02-02 | 52323 | 100
10077 | T1 | MCC Texas Enterprises LP | Sonic Drive In # 105 | 1101 FM 685 | Pflugerville | TX | 78660 | Travis | CN602980195 | Insufficient Information | Water Quality Pond: 3300 sq. ft. for stormwater containment including the land value. | A positive use determination for 100% of a 3300 sq. ft stormwater retention pond and its land value. | 2007-02-02 | 21331 | 100
10078 | T1 | MCC Texas Enterprises LP | Sonic Drive In # 110 | 1481 Hwy. 71 W | Bastrop | TX | 78602 | Bastrop | CN602980195 | Insufficient Information | Water Quality Pond 6250 sq. ft. and the land occupied by the pond. | A positive use determination for 100% of a 6250 sq. ft stormwater retention pond and its land value. | 2007-02-02 | 38966 | 100
10079 | T1 | Cargill Meat Solutions Corporation | Cargill Meat Solutions Corporation | 3130 Gholson Rd | Waco | TX | 76705 | McLennan | Insufficient Information | Insufficient Information | The following items: Feather Separator 38" x 8'; Well Water Control Unit Upgrade; Offal Vacuum Pump Upgrade; Stormwater Impoundment; Offal Rotary Secondary Screen; Screw Conveyor Martin Fthr Aug. Offal Trash Pump; Trash Pump for Offal-Trah HOGI; Electric Upgrade Offal Control; Waterwell Pump & Motor (52.6% & 47.4%); Offal Separator. | A positive use determination of 100% for the Feather Separator 38" x 8'; Well Water Control Unit Upgrade; Offal Vacuum Pump Upgrade; Stormwater Impoundment; Offal Rotary Secondary Screen; Screw Conveyor Martin Fthr Aug; Offal Trash Pump; Trash Pump for Offal-Trash HOGI; Electric Upgrade Offal Control; Waterwell Pump & Motor (52.6% & 47.4%); and the Offal Separator. | 2007-01-25 | 344094 | 100
10080 | T1 | Cargill Turkey Production LLC | Cargill Temple Feed Mill | 251 Berger Rd | Temple | TX | 76501 | Bell | CN602401200 | RN102909686 | The following items: Site Development; Road/Paving; Rock & Ground Fill; Testing Soil Work; Scrubber System; Bag House Equipment; Pond 1.3 Acre Evaporation; Horizontal Tank; Tank Level Monitor; Potable Water for Building; Boiler Blowdown Controller. | A positive use determination of 100% for the Site Development; Road/Paving; Rock & Ground Fill; Testing Soil Work; Scrubber System; Bag House Equipment; Pond 1.3 Acre Evaporation; Horizontal Tank; Tank Level Monitor; Potable Water for Building; and the Boiler Blowdown Controller. | 2007-01-25 | 772658 | 100
10081 | T1 | Delta Centrifugal Corporation | Delta Centrifugal Corporation | 3402 Center Street | Temple | TX | 76503 | Bell | CN600511141 | RN100832112 | The following items: Dust Collector Fan. Water Filtration/Recycling System. | A positive use determination of 100% for the Dust Collector Fan and the Water Filtration/Recycling System. | 2007-01-25 | 189141 | 100
10082 | T1 | Brenco Marketing Inc | Speedy Stop | 14611 Burnet Rd | Austin | TX | 78728 | Travis | CN600786107 | RN101499838 | The following items: Stage I Vapor Recovery; Secondary Containment; Tight Fill Fittings; Spill Containers; Vent Restriction Devices; Double-Walled Tanks; Tank Top Sumps; Monitoring of Secondary Containment; Under Dispenser Sumps; Sensing Devices; Automatic Tank Gauging; Groundwater/Soil Vapor Monitoring; and Automatic Line Leak Detectors. | A positive use determination of 100% for the Stage I Vapor Recovery; Secondary Containment; Tight Fill Fittings; Spill Containers; Vent Restriction Devices; Tank Top Sumps; Monitoring of Secondary Containment; Under Dispenser Sumps; Sensing Devices; Automatic Tank Gauging; Groundwater/Soil Vapor Monitoring; and Automatic Line Leak Detectors. A positive use determination of 50% for the double walled tanks. | 2007-01-26 | 62231 | 100
10083 | T1 | Central Texas Properties Ltd | Broach Stations #107 | 4005 S General Bruce Dr | Temple | TX | 76501 | Bell | CN601444870 | RN102850955 | The following items: Stage I Vapor Recovery; Tight Fill Fittings; Spill Containers; Automatic Shut-Off Valves; Double-Walled Tanks; Sensing Devices; Automatic Tank Gauging; Groundwater/Soil Vapor Monitoring; and Automatic Line Leak Detectors. | A positive use determination of 100% for the Stage I Vapor Recovery; Tight Fill Fittings; Spill Containers; Automatic Shut-Off Valves; Sensing Devices; Automatic Tank Gauging; Groundwater/Soil Vapor Monitoring; and Automatic Line Leak Detectors. A positive use determination of 50% for the double walled tanks. | 2007-01-26 | 64874 | 100
10084 | T1 | Central Texas Properties Ltd | Zipin Food Store #133 | 7500 Bosque Blvd | Waco | TX | 76712 | McLennan | CN600124051 | RN102220969 | The following items: Tight Fill Fittings; Spill Containers; Automatic Shut-Off Valves; Overfill Alarms; Vent Restriction Devices; Sensing Devices; Automatic Tank Gauging; and Automatic Line Leak Detectors. | A positive use determination of 100% for the Tight Fill Fittings; Spill Containers; Automatic Shut-Off Valves; Overfill Alarms; Vent Restriction Devices; Sensing Devices; Automatic Tank Gauging; and Automatic Line Leak Detectors. | 2007-01-26 | 19022 | 100
10085 | T1 | Central Texas Properties Ltd | Zipin Food Store #129 | 1026 E Craven Ave | Waco | TX | 76705 | McLennan | CN601444870 | RN102850401 | The following items: Environmental Paving; Secondary Containment; Tight Fill Fittings; Spill Containers; Vent Restriction Devices; Double-Walled Tanks; Tank Top Sumps; Sensing Devices; Automatic Tank Gauging; Groundwater/Soil Vapor Monitoring; and Automatic Line Leak Detectors. | A positive use determination of 100% for the Environmental Paving; Secondary Containment; Tight Fill Fittings; Spill Containers; Vent Restriction Devices; Tank Top Sumps; Sensing Devices; Automatic Tank Gauging; Groundwater/Soil Vapor Monitoring; and Automatic Line Leak Detectors. A positive use determination of 50% for the double walled tanks. | 2007-01-26 | 112323 | 100
10086 | T1 | Broach Properties LLC | Zipin Food Store #134 | 101 IH 45 N | Madisonville | TX | 77864 | Madison | CN604648287 | Closed Srvice Station | The following items: Stage I Vapor Recovery; Secondary Containment; Tight Fill Fittings; Spill Containers; Vent Restriction Devices; Automatic Tank Gauging; and Automatic Line Leak Detectors. | A positive use determination of 100% for the Stage I Vapor Recovery; Secondary Containment; Tight Fill Fittings; Spill Containers; Vent Restriction Devices; Automatic Tank Gauging; and Automatic Line Leak Detectors. | 2007-01-26 | 20800 | 100
10087 | T1 | Hays City Corporation | Highway 290 General Store #2 | 1301 Hwy 290 W | Dripping Springs | TX | 78620 | Hays | CN602402174 | RN102866175 | The following items: Real Estate - Environmental Paving (land) & Stormwater Containment System(land);. Property Improvements - Environmental Paving (concrete) & Stormwater Containment System (Installation). Personal Property - Stage I Vapor Recovery; Tight Fill Fittings; Spill Containers; Vent Restriction Devices; Double-Walled Tanks; Double Walled Piping; Tank Top Sumps; Under Dispenser Sumps; Sensing Devices; Automatic Tank Gauging; Groundwater/Soil Vapor Monitoring; Secondary Containment (car wash) and Automatic Line Leak Detectors. | A positive use determination of 100% for the Real Estate - Environmental Paving (land) & Stormwater Containment System(land);. Property Improvements - Environmental Paving (concrete) & Stormwater Containment System (Installation). Personal Property - Stage I Vapor Recovery; Tight Fill Fittings; Spill Containers; Vent Restriction Devices; Tank Top Sumps; Under Dispenser Sumps; Sensing Devices; Automatic Tank Gauging; Groundwater/Soil Vapor Monitoring; Secondary Containment (car wash) and Automatic Line Leak Detectors. A positive use determination of 50% for Double-Walled Tanks and the Double Walled Piping. | 2007-01-26 | 358491 | 100
10088 | T1 | Hays City Corporation | Wag-A-Bag #12 | 1701-A Grand Ave Pkwy | Pflugerville | TX | 78660 | Travis | CN602402174 | RN102866340 | The following items: | A positive use determination of 100% for the Real Estate - Environmental Paving (land) & Stormwater Containment System(land); Secondary Containment (tank storage). Property Improvements - Environmental Paving (concrete) & Stormwater Containment System (Installation); Secondary Containment. Personal Property - Stage I Vapor Recovery; Tight Fill Fittings; Spill Containers; Vent Restriction Devices; Tank Top Sumps; Sensing Devices; Automatic Tank Gauging; Groundwater/Soil Vapor Monitoring; and Automatic Line Leak Detectors. A positive use determination of 50% for Double-Walled Tanks and the Double Walled Piping. | 2007-01-26 | 342053 | 100
10089 | T1 | Hays City Corporation | Tex-Con Wholesale North | 1701-B Grand Ave Pkwy | Pflugerville | TX | 78660 | Travis | CN602402174 | RN102866340 | Stage I Vapor Recovery; Tight Fill Fittings; Spill Containers; Vent Restriction Devices; Double-Walled Tanks; Double Walled Piping; Tank Top Sumps; Sensing Devices; Automatic Tank Gauging; Groundwater/Soil Vapor Monitoring; and Automatic Line Leak Detectors. | A positive use determination of 100% for the Stage I Vapor Recovery; Tight Fill Fittings; Spill Containers; Vent Restriction Devices; Tank Top Sumps; Sensing Devices; Automatic Tank Gauging; Groundwater/Soil Vapor Monitoring; and Automatic Line Leak Detectors. A positive use determination of 50% for the double walled tanks and the double walled piping. | 2007-01-26 | 135159 | 100
10090 | T1 | Hays City Corporation | Highway 290 General Store #1 | 9520 Hwy 290 W | Austin | TX | 78736 | Travis | CN602402174 | RN102866092 | The following items: Environmental Paving over USTs & Piping; Stage I Vapor Recovery; Secondary Containment; Tight Fill Fittings; Spill Containers; Vent Restriction Devices; Double-Walled Tanks; Double Walled Piping; Tank Top Sumps; Under Dispenser Sumps; Sensing Devices; Automatic Tank Gauging; Groundwater/Soil Vapor Monitoring; and Automatic Line Leak Detectors. | A positive use determination of 100% for the Environmental Paving over USTs & Piping; Stage I Vapor Recovery; Secondary Containment; Tight Fill Fittings; Spill Containers; Vent Restriction Devices; Tank Top Sumps; Under Dispenser Sumps; Sensing Devices; Automatic Tank Gauging; Groundwater/Soil Vapor Monitoring; and Automatic Line Leak Detectors. A positive use determination of 50% for the double walled tanks and the double walled piping. | 2007-01-26 | 52767 | 100
10091 | T1 | Doucet Partners, Ltd | Scenic Brook Meadows Commercial | 7401B W. Hwy 71 | Austin | TX | 78735 | Travis | None Listed | None Listed | Stormwater Detention Pond and land value on Lot 2B. | A positive use determination for the stormwater detention pond plus its land value on Lot 2B. | 2007-02-02 | 80000 | 100
10092 | T1 | Smith International | Smith Intl Hardy Rd Manf Facility | 16740 Hardy Rd | Houston | TX | 77032 | Harris | CN600285035 | RN100712108 | Vacuum manifold system and baghouse used to collect particulate matter during the production process. | A positive use determination of 100% for the vacuum manifold system and baghouse used to control particulate matter. | 2007-01-30 | 599916 | 100
10093 | T1 | Cogen Lyondell Inc | Cogen Lyondell Inc | 2330 Sheldonrd | Channelview | TX | 77530 | Harris | CN601233919 | RN103937553 | Retrofitting five electric power generation turbine units with low emissions combustors. | A positive use determination of 100% for the low emission combustors for the five units. | 2007-01-30 | 21500000 | 100
10094 | T1 | Sealed Air Corporation | Sealed Air Grand Prairie | 2401 Dillard St | Grand Prairie | TX | 75051 | Tarrant | CN601691496 | RN100221829 | Solid Plastic Grinder and Collection System | A positive use determination of 100% for the scrap plastic grinder and collection system. | 2007-01-30 | 95000 | 100
10095 | T1 | Sealed Air Corporation | Sealed Air Grand Prairie | 2401 Dillard St | Grand Prairie | TX | 75051 | Dallas | CN601691496 | RN100221829 | Solid Plastic Grinder and Collection System | A positive use determination of 100% for the scrap plastic grinder and collection system. | 2007-01-30 | 95000 | 100
10096 | T1 | Houston Plating & Coatings LLC | Houston Plating & Coatings LLC | 1315 Georgia | South Houston | TX | 77587 | Harris | CN600272348 | RN101996064 | Property Description: 7 paint booths; Sand Blast Room #1 with Dust Collector; Blast Booth with Wheelabrator Collection Unit; Rebuilt Chemco Blast Booth; Blast Room with Dust Collector; two Blast Cabinets; Lobo Water Treatment System; Emergency Holding Tank; Boiler Stack, 48" Fume Hood in Laboratory; Containment Drums & Walls around tanks; Fume Evacuator/Scrubber for ENP Line; Three Dust Collectors; and Counter Flow Packed Bed Scrubber. | A positive use determination of 100% for the 7 paint booths; two Blast Cabinets; Lobo Water Treatment System; Emergency Holding Tank; Boiler Stack, 48" Fume Hood in Laboratory; Containment Drums & Walls around tanks; Fume Evacuator/Scrubber for ENP Line; 3 Dust Collectors; and the Counter Flow Packed Bed Scrubber. A positive use determination of 50% for Sand Blast Room #1 with Dust Collector; Blast Booth with Wheelabrator Collection Unit; Rebuilt Chemco Blast Booth; and the Blast Room with Dust Collector. | 2007-01-30 | 644768 | 100
10097 | T1 | Houston Refining LP | Houston Refinery | 1200 Lawndale | Houston | TX | 77017 | Harris | CN601313083 | RN100218130 | Replaced 52 burners in three heaters in order to reduce NOx emissions. | A positive use determination of 100% for the 52 Low NOx Burners. | 2007-01-31 | 5900000 | 100
10098 | T1 | Houston Refining LP | Houston Refinery | 1200 Lawndale | Houston | TX | 77017 | Harris | CN601313083 | RN100218130 | Installed continuous emission monitoring systems on ten water cooling towers, on-stream analyzers for flares, and laboratory analytical equipment in order to reduce HRVOC emissions. | A positive use determination of 100% for the equipment installed in order to HRVOC emissions. | 2007-01-31 | 7254000 | 100
10099 | T1 | Equistar Chemicals LP | Equistar Crockett | Hwy 287 & FM 2160 | Latexo | TX | 75849 | Houston | insufficient Information | Insufficient Information | Replaced worn out sweeper with new Tennant Sweeper. | A positive use determination of 100% for the new Tennant Sweeper. | 1999-04-01 | 30000 | 100
10100 | T1 | Sonic Development Of Central Texas | Sonic Drive In #28 | 11506 Rr 620 N | Austin | TX | 78726 | Travis | Insufficient Information | Insufficient Information | Water quality stormwater detention, sedimentation, and filtration pond. (3029 sq ft) including land value. | A positive use determination for 100% of a stormwater detention, sedimentation, and filtration pond (3029 sq. ft.) including land value. | 2007-02-05 | 70983 | 100
10101 | T1 | Sonic Development Of Central Texas | Sonic Drive In #08 | 2102 Rr 620 S | Lakeway | TX | 78734 | Travis | Insufficient Information | Insufficient Information | Water quality stormwater detention, sedimentation, and filtration pond. (1800 sq ft) including land value. | A positive use determination for 100% of a stormwater detention, sedimentation, and filtration pond (1800 sq. ft.) including land value. | 2007-02-05 | 34383 | 100
10102 | T1 | Sonic Development Of Central Texas | Sonic Drive In #58 | 809 S Hwy 183 | Leander | TX | 78641 | Williamson | Insufficient Information | Insufficient Information | Water quality stormwater detention, sedimentation, and filtration pond. (3000 sq ft) including land value. | A positive use determination for 100% of a stormwater detention, sedimentation, and filtration pond (3000 sq. ft.) including land value. | 2007-02-05 | 31680 | 100
10103 | T1 | Sonic Development Of Central Texas | Sonic Drive In #63 | 20700 FM 1431 | Lago Vista | TX | 78645 | Travis | Insufficient Information | Insufficient Information | Water quality stormwater detention, sedimentation, and filtration pond. (1700 sq ft) including land value. | A positive use determination for 100% of a stormwater detention, sedimentation, and filtration pond (1700 sq. ft.) including land value. | 2007-02-05 | 9823 | 100
10104 | T1 | Sonic Development Of Central Texas | Sonic Drive In #68 | 155 Slaughter Ln | Austin | TX | 78748 | Travis | Insufficient Information | Insufficient Information | Water quality stormwater detention, sedimentation, and filtration pond. (1950 sq ft) including land value. | A positive use determination for 100% of a stormwater detention, sedimentation, and filtration pond (1950 sq. ft.) including land value. | 2007-02-05 | 46327 | 100
10105 | T1 | Sonic Development Of Central Texas | Sonic Drive In #71 | 1805 E William Cannon | Austin | TX | 78744 | Travis | CN600787659 | RN101510907 | Water quality stormwater detention, sedimentation, and filtration pond. (2044 sq ft) including land value. | A positive use determination for 100% of a stormwater detention, sedimentation, and filtration pond (2044 sq. ft.) including land value. | 2007-02-05 | 27451 | 100
10106 | T1 | Sonic Development Of Central Texas | Sonic Drive In #73 | 7714 Hwy 71 W | Austin | TX | 78735 | Travis | Insufficient Information | Insufficient Information | Water quality stormwater detention, sedimentation, and filtration pond. (2200 sq ft) including land value. | A positive use determination for 100% of a stormwater detention, sedimentation, and filtration pond (2200 sq. ft.) including land value. | 2007-02-05 | 47782 | 100
10107 | T1 | Sonic Development Of Central Texas | Sonic Drive In #81 | 1901 Monopolis Dr | Austin | TX | 78741 | Travis | Insufficient Information | Insufficient Information | Water quality stormwater detention, sedimentation, and filtration pond. (4237 sq ft) | A positive use determination for 100% of a stormwater detention, sedimentation, and filtration pond (4237 sq. ft.) including land value. | 2007-02-05 | 69614 | 100
10108 | T1 | Sonic Development Of Central Texas | Sonic Drive In #83 | 1637 Wells Branch Pkwy | Austin | TX | 78728 | Travis | Insufficient Information | Insufficient Information | Water quality stormwater detention, sedimentation, and filtration pond. (2800 sq ft) including land value. | A positive use determination for 100% of a stormwater detention, sedimentation, and filtration pond (2800 sq. ft.) including land value. | 2007-02-05 | 65049 | 100
10109 | T1 | Sonic Development Of Central Texas | Sonic Drive In #51 | 1320 Round Rock Ave | Round Rock | TX | 78681 | Williamson | CN600722631 | RN102767779 | Water quality stormwater detention, sedimentation, and filtration pond. (1320 sq ft) including land value. | A positive use determination for 100% of a stormwater detention, sedimentation, and filtration pond (1320 sq. ft.) including land value. | 2007-02-05 | 11598 | 100
10110 | T1 | Sonic Development Of Central Texas | Sonic Drive In #65 | 400 Hwy 290 E | Dripping Springs | TX | 78620 | Hays | Insufficient Information | Insufficient Information | Water quality stormwater detention, sedimentation, and filtration pond. (5989 sq ft) including land value. | A positive use determination for 100% of a stormwater detention, sedimentation, and filtration pond (5989 sq. ft.) including land value. | 2007-02-05 | 47592 | 100
10111 | T1 | Toyota Motor Manufacturing Texas | Toyota Motor Manufacturing Texas Inc | 15800 Applewhite Rd | San Antonio | TX | 78264 | Bexar | CN602524043 | RN104086673 | The following items: 1. Wheelabrator Blast Cleaning Cabinets w/particulate control device. 2. Regenerative Thermal Oxidizer Control Devices. 3. E-coat System excluding oven. 4. Paint Booths for PVC, primer (2), top coat (2), base coat (2), clear coat (2), recycle (2), and Trinity booth. 5. Sludge Systems used in painting operations. 6. Scrap Steel Collection & Plastics Grinding Units. 7. Coolant used for chillers. | A positive use determination for 50% of the blast cleaning cabinets and 100% of the remaining property items listed above. | 2007-04-16 | 126495473 | 100
10112 | T1 | NRG Texas LP | Cedar Bayou Electric Generating Station | 7705 West Bay Rd | Eldon | TX | 77520 | Chambers | CN603207218 | RN100825371 | Asbestos Abatement: HEPA Vacuum Equipment, Negative Air Pressure Enclosures, Glove Bags, Personal Protection, Disposal | A positive use determination of 100% for the Asbestos Abatement Project. | 2007-02-05 | 34887 | 100
10113 | T1 | NRG Texas LP | Cedar Bayou Electric Generating Station | 7705 West Bay Rd | Eldon | TX | 77520 | Chambers | CN603207218 | RN100825371 | De-Foaming System: System consists of pumps, nozzles, pilings, spray heads and piping used to reduce foam of once through cooling effluent being discharged from a cooling pond into Trinity Bay. Associated costs include repairs to the pump, nozzles, structure and electrical system. | A positive use determination of 100% for the Project to repair the de-foaming system. | 2007-02-05 | 40907.58 | 100
10114 | T1 | NRG Texas Power LLC | Greens Bayou | 12070 Beaumont Hwy | Houston | TX | 77049 | Harris | CN603207218 | RN100542851 | Continuous Emissions Monitoring System hardware and software were upgraded to new Stack Vision System on Unit 5. | A positive use determination for 100% of the CEMS hardware and software upgrade to stack vision system on Unit 5. | 2008-03-25 | 56300 | 100
10115 | T1 | Akzo Nobel Polymer Chemicals LLC | Akzo Nobel Deer Park Site | 730 Battleground Rd | Deer Park | TX | 77536 | Harris | CN600125488 | RN102177391 | HRVOC Reduction Project: Plant Flare: Installed a flare with an improved design. Existing flare will serve as a backup. Flowmeter and design will enable site to better estimate and monitor emissions of HRVOCs. F-790 Vent System: route vents of several tanks to the flare system. | A positive use determination of 100% for the HRVOC Reduction Project. | 2007-02-05 | 1096181 | 100
10116 | T1 | Akzo Nobel Polymer Chemicals LLC | Akzo Nobel Deer Park Site | 730 Battleground Rd | Deer Park | TX | 77536 | Harris | CN600125488 | RN102177391 | Bulk HCL Feed @ Firewater Pond: Installed a bulk feed system. SPCC Site Drainage Improvement: Improved ability to contain and control drainage on site. | A positive use determination of 100% for the bulk feed system installed at the Firewater Pond and the Site Drainage Improvement. | 2007-02-05 | 17501 | 100
10117 | T1 | Rhodia Inc | Rhodia Inc | 3439 Park St | Baytown | TX | 77520 | Harris | CN600125330 | RN100211317 | Portable monitors for sulfur compounds: includes H2S calibrator, 2 portable gas testers, and 4 portable gas test meters. | A positive use determination for 100% of the portable monitors for sulfur compounds as listed above. | 2007-02-26 | 22691.34 | 100
10118 | T1 | Rhodia Inc | Rhodia Inc | 3439 Park St | Baytown | TX | 77520 | Harris | CN600125330 | RN100211317 | Modification of regeneration furnace shutdown systems: Furnace natural-gas shut off valves; magnetic flowmeter spent to furnace; and auto shutdown valve: H2S line to furnace. | Withdrawn by applicant | 2007-03-06 | 35896.12 | 100
10119 | T1 | Rhodia Inc | Rhodia Inc | 3439 Park St | Baytown | TX | 77520 | Harris | CN600125330 | RN100211317 | Pump tanks vent line to drying tower. | A positive use determination for 100% of the pump tanks vent line to the drying tower. | 2007-02-26 | 20390.93 | 100
10120 | T1 | Rhodia Inc | Rhodia Inc | 3439 Park St | Baytown | TX | 77520 | Harris | CN600125330 | RN100211317 | Digital Control Systems for the following equipment: 1. Scrubbing///quench tower, scrubbing/direct gas cooling tower, and precipitator. 2. Vent lines from pump tanks. 3. Ammonia scrubber. 4. Ambient SO2 monitors. 5. Tank farm level devices, vent lines, & vent gas scrubbers. 6. Vent lines from HPA stripper. 7. Vent lines from storage tanks to furnace. | A positive use determination for 100% of the DCS systems described above. | 2007-03-13 | 1582026.39 | 100
10121 | T1 | Rhodia Inc | Rhodia Inc | 3439 Park St | Baytown | TX | 77520 | Harris | CN600125330 | RN100211317 | Remote cameras and monitoring equipment at Tanks 16, 17, dock, and Atofina truck and camera with auxiliaries for ARM trucks. | A positive use determination for 100% of the remote cameras and monitoring equipment described above. | 2007-02-26 | 38117.89 | 100
10122 | T1 | Rhodia Inc | Rhodia Inc | 3439 Park St | Baytown | TX | 77520 | Harris | CN600125330 | RN100211317 | Gas Purification Section: replace scrubbing/quench tower, install spare Durco circulating pump, and install a magnetic flowmeter for the auxiliary stripper. | A positive use determination for 100% of the gas purification project to replace the scrubbing/quench tower, install a spare circulating pump, and install a flowmeter for the auxiliary stripper. | 2007-02-26 | 2181202.28 | 100
10123 | T1 | Rhodia Inc | Rhodia Inc | 6213 Hwy #332 E | Freeport | TX | 77541 | Brazoria | CN600125330 | RN103898052 | Upgrading of a Canberra gamma ray spectrometer for radium monitoring in the wastewater. | A positive use determination for 100% of the Canberra radium monitor upgrade. | 2007-02-26 | 7284.1 | 100
10124 | T1 | Rhodia Inc | Rhodia Inc | 6213 Hwy #332 E | Freeport | TX | 77541 | Brazoria | CN600125330 | RN103898052 | System to add and monitor Liquid Ammonium Sulfate into potable water to control trihalomethanes concentration. | A positive use determination for 100% of the liquid ammonium sulfate system for potable water on the site. | 2007-02-26 | 9045 | 100
10125 | T1 | Rhodia Inc | Rhodia Inc | 6213 Hwy #332 E | Freeport | TX | 77541 | Brazoria | CN600125330 | RN103898052 | Vent Piping in D2 Tolonates process to transport VOC from the vacuum pump to a knock out pot. | A positive use determination for 100% of the vent piping in the D2 Tolonates process from the vacuum pump to a knock out pot. | 2007-02-26 | 61053 | 100
10126 | T1 | Rhodia Inc | Rhodia Inc | 6213 Hwy #332 E | Freeport | TX | 77541 | Brazoria | CN600125330 | RN103898052 | Mechanical seal to replace packing on process agitator of a Tolonate reactor. | A positive use determination for 100% of the replacement mechanical seal on process agitator. | 2007-02-26 | 17364.87 | 100
10127 | T1 | Rhodia Inc | Rhodia Inc | 6213 Hwy #332 E | Freeport | TX | 77541 | Brazoria | CN600125330 | RN103898052 | A Tennant Sweeper for cleaning up dust and other particulates in the warehouse and other areas of the site. | Withdrawn by applicant | 2007-03-06 | 10186 | 100
10128 | T1 | Rhodia Inc | Rhodia Inc | 3439 Park St | Baytown | TX | 77520 | Harris | CN600125330 | RN100211317 | Rawson closed loop sample valves were installed at sampling points of ten tanks in the sulfuric acid production area. | A positive use determination for 100% of the closed loop sample valves installed on ten tanks. | 2007-02-26 | 22876 | 100
10129 | T1 | Rhodia Inc | Rhodia Inc | 3439 Park St | Baytown | TX | 77520 | Harris | CN600125330 | RN100211317 | Level instrumentation and level alarms were installed on two sulfuric acid storage tanks (Tanks 16 and 17) to prevent overflow. | A positive use determination for 100% of the level instrumentation and alarms installed on Tanks 16 and 17. | 2007-02-26 | 23377.54 | 100
10130 | T1 | Rhodia Inc | Rhodia Inc | 3439 Park St | Baytown | TX | 77520 | Harris | CN600125330 | RN100211317 | A new process sewer was installed from the new scrubbing/quench tower to old process sewers. | A positive use determination for 100% of the new process sewer from the scrubbing/quench tower to the old process sewers. | 2007-02-26 | 5675.01 | 100
10131 | T1 | Eastman Chemical Company | Eastman Chemical Texas Operations | Hwy 149 @ Kodak Blvd | Longview | TX | 75603 | Harrison | CN601214406 | RN100219815 | Secondary containment structures in the chemical production areas for oil and chemical spills. | A positive use determination for 100% of the secondary containment structures in the chemical production areas. | 2007-02-26 | 973000 | 100
10132 | T1 | Eastman Chemical Company | Eastman Chemical Texas Operations | Hwy 149 @ Kodak Blvd | Longview | TX | 75603 | Harrison | CN601214406 | RN100219815 | Secondary containment structures in the olefin production areas for oil and chemical spills. | A positive use determination for 100% of the secondary containment structures in the olefin production areas. | 2007-02-26 | 320000 | 100
10133 | T1 | Rhodia Inc | Rhodia Inc | 8615 Manchester St | Houston | TX | 77012 | Harris | CN600125330 | RN100220581 | Upgrade of nitrogen blanketing and acid deep lines in hazardous waste storage system: 1. Spare relief valves for Tanks H1, H2, B1, B2, and F3. 2. Replace N2 Regulators for Tanks B1, B2, and H2. 3. Install N2 system at Mods pumps. 4. Replace N2 header at East side Regen 2 Furnace. %. Provide support for circulating deep line in Tank 56. | A positive use determination for 100% of the upgrade of a nitrogen blanketing system and acid deep lines in the hazardous waste storage system. | 2007-02-26 | 44873.63 | 100
10134 | T1 | Rhodia Inc | Rhodia Inc | 8615 Manchester St | Houston | TX | 77012 | Harris | CN600125330 | RN100220581 | The property installed was instrumentation to detect problems and shut down the process to prevent overload of the scrubbing system with subsequent hazardous emissions to the atmosphere. | Withdrawn by applicant | 2007-03-06 | 171685.96 | 100
10135 | T1 | Rhodia Inc | Rhodia Inc | 8615 Manchester St | Houston | TX | 77012 | Harris | CN600125330 | RN100220581 | This project included modifications to the shutdown systems that are operated through the DCS systems. The modifications include BIF Instruments SO2/Water Feeds and R2 Furnace HAZOPS Mitigation Instrumentation. | Withdrawn by applicant | 2007-03-06 | 323832.76 | 100
10136 | T1 | Rhodia Inc | Rhodia Inc | 8615 Manchester St | Houston | TX | 77012 | Harris | CN600125330 | RN100220581 | Acid flow meters for spent acid unloading at Tracks 5 & 6 and instrumentation and software for unloading Motiva spent acid trucks. | A positive use determination for 100% of the acid flow meters at Tracks 5 & 6 for acid unloading and the instrumentation and software for unloading Motiva spent acid trucks. | 2007-02-26 | 213945.41 | 100
10137 | T1 | Rhodia Inc | Rhodia Inc | 8615 Manchester St | Houston | TX | 77012 | Harris | CN600125330 | RN100220581 | Closed dome loading of oleum tank trucks and cars using scales and instrumentation. | A positive use determination for 100% of the scales and instrumentation for closed dome loading of oleum. | 2007-02-26 | 264237.75 | 100
10138 | T1 | Rhodia Inc | Rhodia Inc | 8615 Manchester St | Houston | TX | 77012 | Harris | CN600125330 | RN100220581 | DCS interface on #8 Sulfuric Acid Unit for the following: SO2 content, opacity, and flow rate in stack gas; SO2 ambient monitors; and storage tank level indicators. | A positive use determination for 100% of the DCS interface on #8 Sulfuric Acid Unit as described above. | 2007-03-13 | 317047.64 | 100
10139 | T1 | Rhodia Inc | Rhodia Inc | 8615 Manchester St | Houston | TX | 77012 | Harris | CN600125330 | RN100220581 | Digital Control System interface for Regen 2 Unit for the following equipment: 1. Scrubbing/quench tower, scrubbing/direct gas cooling tower, & precipitators. 2. Brink mist eliminator and vent lines from pump tanks. 3. Level, temperature, and pressure on sulfuric acid storage tanks. 4. Spent acid vent system. 5. Caustic scrubber for spent acid vent gases. 6. Vapor combustor for spent acid gases. 7. Railcar unloading of hazardous waste. 8. Level, temperature, and pressure on hazardous waste storage tanks. 9. TS vent system. 10. Advanced water treatment. 11. Neutralization of process/surface water effluent. | A positive use determination for 100% of the DCS interface on Regen 2 Unit as described above. | 2007-03-13 | 1011732.97 | 100
10140 | T1 | Rhodia Inc | Rhodia Inc | 8615 Manchester St | Houston | TX | 77012 | Harris | CN600125330 | RN100220581 | This project connects Treatment Services area into the DCS system for monitoring of the pressure, temperature, level, and limits in the storage facilities. Monitors the unloading and feeding of hazardous waste to the Regeneration Plant combustion furnace for disposal. | A positive use determination for 100% of the project to connect the treatment services area into the digital control system for combustion of hazardous waste in the regeneration plant combustion furnace. | 2002-02-26 | 441820.75 | 100
10141 | T1 | Rhodia Inc | Rhodia Inc | 8615 Manchester St | Houston | TX | 77012 | Harris | CN600125330 | RN100220581 | Replace a vent line between the 65% oleum storage tank (Tank 74) and the scrubbing system. | A positive use determination for 100% of a vent line replacement between Tank 74 and the scrubbing system. | 2002-02-26 | 19030.22 | 100
10142 | T1 | Rhodia Inc | Rhodia Inc | 8615 Manchester St | Houston | TX | 77012 | Harris | CN600125330 | RN100220581 | Spare circulating pump for the scrubber/quench tower. | A positive use determination for 100% of the spare circulating pump for the scrubber/quench tower. | 2002-02-26 | 13756.39 | 100
10143 | T1 | Rhodia Inc | Rhodia Inc | 8615 Manchester St | Houston | TX | 77012 | Harris | CN600125330 | RN100220581 | Laboratory analyzer to test furnace exit gases for NOx. Laboratory CHN analyzer. Portable Multigas Detector. | A positive use determination for 100% of the portable NOx analyzer, HCN analyzer, and portable multigas detector. | 2002-02-26 | 82044.19 | 100
10144 | T1 | Rhodia Inc | Rhodia Inc | 8615 Manchester St | Houston | TX | 77012 | Harris | CN600125330 | RN100220581 | Inline, closed loop, sample valves on six tanks. | A positive use determination for 100% of the closed loop sample valves on six tanks. | 2002-02-26 | 37806.75 | 100
10145 | T1 | Rhodia Inc | Rhodia Inc | 8615 Manchester St | Houston | TX | 77012 | Harris | CN600125330 | RN100220581 | Installed level indication and high level alarm instrumentation in Barge SCC 100. | A positive use determination for 100% of the level indicator and high level alarm for Barge SCC 100. | 2002-02-26 | 22978 | 100
10146 | T1 | Rhodia Inc | Rhodia Inc | 8615 Manchester St | Houston | TX | 77012 | Harris | CN600125330 | RN100220581 | Concrete retaining wall with concrete floor around storage tank 78. Sump pump and piping to handle spillage from spent acid trucks. | A positive use determination for 100% of the concrete retaining wall for storage tank 78 and the sump pump with piping for acid truck unloading. | 2002-02-26 | 44657 | 100
10147 | T1 | Rhodia Inc | Rhodia Inc | 8615 Manchester St | Houston | TX | 77012 | Harris | CN600125330 | RN100220581 | Separation of sanitary sewers project: Seven lift stations, pipe, and pumps; #8 sanitary lift station: and sanitary sewer instrumentation. | A positive use determination for 100% of the separation of sanitary sewers project. | 2002-02-26 | 200173.27 | 100
10148 | T1 | Rhodia Inc | Rhodia Inc | 8615 Manchester St | Houston | TX | 77012 | Harris | CN600125330 | RN100220581 | Two emergency response trucks. | A positive use determination for 100% of the two emergency response trucks. | 2002-02-26 | 70579.17 | 100
10149 | T1 | Eastman Ethylene Polymers Company | Eastman Ethylene Polymers Company | Hwy 149 @ Kodak Blvd | Longview | TX | 75603 | Harrison | CN601214406 | RN100219815 | High liquid level devices for overfill protection on bulk oil storage containers. Secondary containment structures to contain oil spills from vessels. | A positive use determination for 100% of the overfill alarms on bulk oil containers and secondary containment for oil spills from vessels. | 2002-02-26 | 530000 | 100
10150 | T1 | Eastman Chemical Company | Eastman Chemical Company | Hwy 149 @ Kodak Blvd | Longview | TX | 75603 | Harrison | CN601214406 | RN100219815 | Secondary containment structures for material handling in railcar & storage tanks in Bldgs. 25, 35, and 40. | A positive use determination for 100% of the secondary containment structures described above. | 2002-02-26 | 600000 | 100
10151 | T1 | Eastman Chemical Company | Eastman Chemical Company | Hwy 149 @ Kodak Blvd | Longview | TX | 75603 | Harrison | CN601214406 | RN100219815 | Flare Project for Building 38 Railcar Wash Rack: includes the flare, a new vent header system from cleaning operations to the flare, an electronic control system, and a knockout tank. | A positive use determination for 100% of the Flare Project for the Building 38 railcar wash rack. | 2002-02-26 | 1938959 | 100
10152 | T1 | Huntsman Petrochemical Corp | Huntsman Pabc | 4241 Savannah Ave | Port Arthur | TX | 77640 | Jefferson | CN603743030 | RN100217389 | Project: Motiva/HC NOx Reduction on Boilers. Installed a Selective Catalytic Reduction System. | Returned for failure to respond to a deficiency letter. | 2007-05-18 | 188740 | 100
10153 | T1 | Huntsman Petrochemical Corp | Huntsman Pabc | 4241 Savannah Ave | Port Arthur | TX | 77640 | Jefferson | CN603743030 | RN100217389 | Project to reroute AR3319 Ethylene analyzer vent. | Returned for failure to respond to a deficiency letter. | 2007-05-18 | 37110 | 100
10154 | T1 | Huntsman Petrochemical Corp | Huntsman Pabc | 4241 Savannah Ave | Port Arthur | TX | 77640 | Jefferson | CN603743030 | RN100217389 | Project to upgrade the roof seal and cathodic protection on Tank 33752. | Returned for failure to respond to a deficiency letter. | 2007-05-18 | 42380 | 100
10155 | T1 | Huntsman Petrochemical Corp | Huntsman Pabc | 4241 Savannah Ave | Port Arthur | TX | 77640 | Jefferson | CN603743030 | RN100217389 | Project to modify the API Separator Instrumentation. | Returned for failure to respond to a deficiency letter. | 2007-05-18 | 84690 | 100
10156 | T1 | Huntsman Petrochemical Corp | Huntsman Pabc | 4241 Savannah Ave | Port Arthur | TX | 77640 | Jefferson | CN603743030 | RN100217389 | Project to upgrade roof drain/convert to WW service Tank 33755. | Returned for failure to respond to a deficiency letter. | 2007-05-18 | 28540 | 100
10157 | T1 | NRG Texas LP | TH Wharton | 16301 Sh 249 | Houston | TX | 77064 | Harris | CN602755415 | RN104540893 | Low emission combustor systems installed on 3 gas-fired turbines GT 42, GT 31 and GT 43. | A positive use determination for 100% of the low emission combustor systems installed on 3 gas-fired turbines. | 2007-02-26 | 4182945 | 100
10158 | T1 | Wells Fargo Bank Minn NH Trustee | Salado @ Walnut Creek Apartments | 2104 E Anderson Ln | Austin | TX | 78752 | Travis | None Assigned | RN101288801 | Real Estate: 594,208 sq ft used for liners and cover system for landfill, slurry walls, and surface impoundments. Site contains 2 stormwater retention ponds size 1,244 sq. ft. and 65,586 sq. ft. Property: Continuous emission monitors; liners over landfill to restrict escape of wastes; semi-active gas extraction system for fugitive methane; methane monitoring & control equipment; two stormwater containment ponds; sloping of concrete surfaces for leachate collection and removal; landfill final cover system; groundwater monitoring wells; fugitive emissions containment structures; and building for active gas extraction system. | A positive use determination for 100% of the two stormwater retention ponds real estate (1,224 sf + 65,586 sf), continuous emission monitors; liners over landfill; semi-active gas extraction system; methane monitoring & control equipment; two stormwater containment ponds; sloping of concrete surfaces for leachate collection and removal; landfill final cover system; groundwater monitoring wells; fugitive emissions containment structures; and building for active gas extraction system. A negative determination for the 594,208 sq. ft. of real estate which is being used to house a commercial apartment complex. | 2007-04-10 | 6682329 | 100
10159 | T1 | El Paso Electric Company | El Paso Electric - Copper | 651 Hawkins Blvd | El Paso | TX | 79915 | El Paso | CN600352819 | RN100215490 | Two air conditioning units in CEMS building. | A positive use determination for 100% of two air conditioning units in a CEMS building. | 2007-03-06 | 7948 | 100
10160 | T1 | El Paso Electric Company | El Paso Electric - Newman | 4900 Stan Roberts Sr Ave | El Paso | TX | 79934 | El Paso | CN600352819 | RN100211309 | Umbilical Lines from Emissions Stacks to CEMS Monitoring Equipment. | A positive use determination for 100% of the umbilical lines from the emissions stack to the monitoring equipment. | 2007-03-06 | 115863 | 100
10161 | T1 | El Paso Electric Company | El Paso Electric - Azcarate Substation | 6948 North Loop | El Paso | TX | 79915 | El Paso | CN600352819 | Insufficient Information | Construction of crushed rock berms, concrete barriers, and asphalted speed bumps. | A positive use determination for 100% of the rock berms, concrete barriers, and asphalted speed bumps. | 2007-03-06 | 19239 | 100
10162 | T1 | El Paso Electric Company | El Paso Electric - Dyer Substation | 2799 Gateway S | El Paso | TX | 79903 | El Paso | CN600352819 | Insufficient Information | Construction of crushed rock berms, concrete barriers, and asphalted speed bumps. | A positive use determination for 100% of the rock berms, concrete barriers, and asphalted speed bumps. | 2007-03-06 | 2656 | 100
10163 | T1 | El Paso Electric Company | El Paso Sunset North Substation | 1601 N Oregon St | El Paso | TX | 79902 | El Paso | CN600352819 | Insufficient Information | Construction of crushed rock berms, concrete barriers, and asphalted speed bumps. | A positive use determination for 100% of the rock berms, concrete barriers, and asphalted speed bumps. | 2007-03-06 | 1458 | 100
10164 | T1 | El Paso Electric Company | El Paso Mann Substation | 1129 Vista De Oro Dr | El Paso | TX | 79935 | El Paso | CN600352819 | Insufficient Information | Construction of crushed rock berms, concrete barriers, and asphalted speed bumps. | A positive use determination for 100% of the rock berms, concrete barriers, and asphalted speed bumps. | 2007-03-06 | 14698 | 100
10165 | T1 | El Paso Electric Company | El Paso Electric - Montoya Substation | 7958 Artcraft Rd | El Paso | TX | 79932 | El Paso | CN600352819 | Insufficient Information | Construction of crushed rock berms, concrete barriers, and asphalted speed bumps. | A positive use determination for 100% of the rock berms, concrete barriers, and asphalted speed bumps. | 2007-03-06 | 24277 | 100
10166 | T1 | El Paso Electric Company | El Paso Electric - Rio Bosque Substation | 7861 Carl Longuemare | El Paso | TX | 79927 | El Paso | CN600352819 | Insufficient Information | Construction of crushed rock berms, concrete barriers, and asphalted speed bumps. | A positive use determination for 100% of the rock berms, concrete barriers, and asphalted speed bumps. | 2007-03-06 | 19654 | 100
10167 | T1 | El Paso Electric Company | El Paso Electric - Newman Substation | 4900 Stan Roberts Sr Ave | El Paso | TX | 79934 | El Paso | CN600352819 | RN100211309 | Construction of crushed rock berms, concrete barriers, and asphalted speed bumps. | A positive use determination for 100% of the rock berms, concrete barriers, and asphalted speed bumps. | 2007-03-06 | 18409 | 100
10168 | T1 | El Paso Electric Company | El Paso Electric - Austin N Substation | 5707 Montana Ave | El Paso | TX | 79925 | El Paso | CN600352819 | Insufficient Information | Construction of crushed rock berms, concrete barriers, and asphalted speed bumps. | A positive use determination for 100% of the rock berms, concrete barriers, and asphalted speed bumps. | 2007-03-06 | 9448 | 100
10169 | T1 | El Paso Electric Company | El Paso Electric - Austin Substation | 5621 Trowbridge | El Paso | TX | 79925 | El Paso | CN600352819 | Insufficient Information | Construction of crushed rock berms, concrete barriers, and asphalted speed bumps. | A positive use determination for 100% of the rock berms, concrete barriers, and asphalted speed bumps. | 2007-03-06 | 1150 | 100
10170 | T1 | El Paso Electric Company | El Paso Electric - Ranchland Substation | 7668 Gateway E Blvd | El Paso | TX | 79915 | El Paso | CN600352819 | Insufficient Information | Construction of crushed rock berms, concrete barriers, and asphalted speed bumps. | A positive use determination for 100% of the rock berms, concrete barriers, and asphalted speed bumps. | 2007-03-06 | 1450 | 100
10171 | T1 | El Paso Electric Company | El Paso Electric - Wrangler Substation | 1212 Don Haskins Dr | El Paso | TX | 79936 | El Paso | CN600352819 | Insufficient Information | Construction of crushed rock berms, concrete barriers, and asphalted speed bumps. | A positive use determination for 100% of the rock berms, concrete barriers, and asphalted speed bumps. | 2007-03-06 | 16624 | 100
10172 | T1 | Walnut Creek Mining Company | Walnut Creek Mining Company | 10949 N Tdiwell Prairie | Bremond | TX | 76629 | Robertson | CN600126346 | RN100212752 | Fill Station used to fill water trucks for particulate suppression. | A positive use determination for 100% of the fill station for watering trucks. | 2007-03-02 | 260763 | 100
10173 | T1 | FPLE Forney LP | FPLE Forney Power Plant | 900 W Broad St | Forney | TX | 75126 | Kaufman | CN603392911 | RN100213420 | The following items: 1. Selective Catalytic Reduction System Spool Piece/Spacer Configuration. 2. Pit Pumps added to exterior transformer pits. 3. Miscellaneous Environmental Paving projects on site. 4. Dielectric Coatings for underground piping systems. 5. Secondary Containment Structures. | A positive use determination for 100% of the five property items listed above. | 2007-04-19 | 3929188 | 100
10174 | T2 | FPLE Forney LP | FPLE Forney Power Plant | 900 W Broad St | Forney | TX | 75126 | Kaufman | CN603392911 | RN100213420 | 1. GE Dry Low NOx 2.6 Combustion System. 2. GE Dry Low NOx 2.6 Combustion System Auto Purge Kits. 3. Heat Recovery Steam Generator Low NOx Burners. | A positive use determination of 100% for the 6 GE Dry Low NOx 2.6 Combustion Systems installed in the six turbines, the 6 GE Dry Low NOx 2.6 Combustion System Auto Purge Kits, and the six Heat Recovery Steam Generator Low NOx Burners. | 2007-03-01 | 11219466 | 100
10175 | T2 | Lamar Power Partners LP | Lamar Energy Center | Hwy 137 1 Mile S of 286 | Paris | TX | 75461 | Lamar | CN600129969 | RN100218882 | 1. GE Dry Low NOx 2.6 Combustion System. 2. Heat Recovery Steam Generator Low NOx Burners. | A positive use determination of 100% for the six GE Dry Low NOx 2.6 Combustion Systems installed in the six turbines and the four Heat Recovery Steam Generator Low NOx Burners. | 2007-03-01 | 5394403 | 100
10176 | T1 | Lamar Power Partners LP | Lamar Energy Center | Hwy 137 1 Mile S of 286 | Paris | TX | 75461 | Lamar | CN600129969 | RN100218882 | The following items: 1. Continuous Emission Monitoring System Additions. 2. Heat Recovery Steam Generator Blowdown System. 3. Stormwater Containment Lagoon Addition. 4. Environmental Paving. 5. Potable Water System. 6 Dielectric coatings on underground piping systems. 7. Additions to secondary containment. | A positive use determination for 100% of the seven property items listed above. | 2007-04-19 | 4057684 | 100
10177 | T1 | Intercontinental Terminals Company | Intercontinental Terminals | 1943 Battleground Rd | Deer Park | TX | 77536 | Harris | CN601470222 | RN100210806 | The following projects: 1. Curbed concrete containment system for the manifolds on Storage Tanks 100-30 and 100-31. 2. Internal floating roofs with double seals on Storage Tanks 100-30, 100-31, 12-36, 30-01, and 33-02. 3. Constructed higher dikes on various diked areas in the plant. 3. Highly reactive VOC control and monitoring system. 4. Storm water drainage system for Storage Tanks 22-01, 11-01, 10-01, and 10-02. | A positive use determination for 100% of the curbed containment, internal roofs with double seals, dike modifications, HRVOC control and monitoring system, and storm water drainage system. | 2007-03-02 | 2611085 | 100
10178 | T1 | Lucite International | Lucite Nederland Hcn Plant | 6350 N Twin City Hwy | Nederland | TX | 77627 | Jefferson | CN601448764 | RN102736089 | 1. Tower absorbing gas nozzle upgrade. 2. Flash drum knockout. 3. ACH Flare. 4. Respiration units (14). 5. Analyzer house TOD fallout. 6.MMA cooling tank control panel (2). 7. Oxygen analyzers (3). 8. Concrete barrier for oleum tank storage (2). 9.Photometric analyzer. 10. System transmitters in MMA-ND (1) and ACH-ND (2). 11. Infrastructure process - SAR containment upgrades. 12. SAR Piping - upgrade to double walled (3). 13. Cooler anodic protection system for SAR strong acid cooler. | A positive use determination for 100% of the property items listed above with the following two exceptions: The SAR piping upgrade to double walled piping is given a 50% determination. The 14 respiration units are safety equipment and are not pollution control property, so they are given a negative determination. | 2007-03-07 | 1268370 | 100
10179 | T1 | Autotronic Systems Inc | Autotronic Systems Inc #919 | 5248 Aldine Mail Rd | Houston | TX | 77039 | Harris | CN601256290 | RN101956472 | Property: Auto Shut Off Valves; Overfill Alarms; Spill Containers; Stage I and II Vapor Recovery; Vent Restriction Devices; Vapor Monitoring; Under Pump Check Valve; Sensing Devices; Auto Tank Gauging; Under Dispenser Sumps; Concrete Over Lines & Tanks; Trash Enclosure; Breakaways; Canopy & Supports; Island Guards; and Land. Top Sumps, Double Walled Tanks and Double Walled Piping. | A positive use determination for 50% of the double walled tanks and piping and 100% of the remaining property items listed above but excluding the canopy & supports and the island guards which are given a negative determination. | 2007-03-22 | 274053 | 100
10180 | T1 | National Convenience Stores Inc | National Convenience Stores | 17559 Ih 35 N | Schertz | TX | 78154 | Guadalupe | Insufficient Information | Insufficient Information | Property: Auto Shut Off Valves; Overfill Alarms; Spill Containers; Stage I and II Vapor Recovery; Vent Restriction Devices; Vapor Monitoring; Under Pump Check Valve; Sensing Devices; Auto Tank Gauging; Under Dispenser Sumps; Concrete Over Lines & Tanks; Trash Enclosure; Breakaways; Canopy & Supports; Island Guards; and Land. Tank Top Sumps, Double Walled Tanks and Double Walled Piping. | A positive use determination for 50% of the double walled tanks and piping and 100% of the remaining property items listed above but excluding the canopy & supports and the island guards which are given a negative determination. | 2007-03-22 | 274053 | 100
10181 | T1 | National Convenience Stores Inc | National Convenience Stores | 502 FM 332 | Lake Jackson | TX | 77566 | Brazoria | CN600135370 | RN102370244 | Property: Auto Shut Off Valves; Overfill Alarms; Spill Containers; Stage I and II Vapor Recovery; Vent Restriction Devices; Vapor Monitoring; Under Pump Check Valve; Sensing Devices; Auto Tank Gauging; Under Dispenser Sumps; Concrete Over Lines & Tanks; Trash Enclosure; Breakaways; Canopy & Supports; Island Guards; and Land. Tank Top Sumps, and Double Walled Tanks. | A positive use determination for 50% of the double walled tanks and 100% of the remaining property items listed above but excluding the canopy & supports and the island guards which are given a negative determination. | 2007-03-22 | 219740 | 100
10182 | T1 | Diamond Shamrock Stations Inc | Diamond Shamrock | 700 N Austin Ave | Georgetown | TX | 78626 | Williamson | CN604312421 | RN102138013 | Property: Auto Shut Off Valves; Overfill Alarms; Spill Containers; Stage I and II Vapor Recovery; Vent Restriction Devices; Vapor Monitoring; Under Pump Check Valve; Sensing Devices; Auto Tank Gauging; Under Dispenser Sumps; Concrete Over Lines & Tanks; Trash Enclosure; Breakaways; Canopy & Supports; Island Guards; and Land. Tank Top Sumps, Double Walled Tanks, and Double Walled Piping. | A positive use determination for 50% of the double walled tanks and piping and 100% of the remaining property items listed above but excluding the canopy & supports and the island guards which are given a negative determination. | 2007-03-22 | 274053 | 100
10183 | T1 | Diamond Shamrock Stations Inc | Diamond Shamrock | 901 W Whitestone Blvd | Cedar Park | TX | 78613 | Williamson | CN604312421 | RN102378627 | Property: Auto Shut Off Valves; Overfill Alarms; Spill Containers; Stage I and II Vapor Recovery; Vent Restriction Devices; Vapor Monitoring; Under Pump Check Valve; Sensing Devices; Auto Tank Gauging; Under Dispenser Sumps; Concrete Over Lines & Tanks; Trash Enclosure; Breakaways; Canopy & Supports; Island Guards; and Land. Tank Top Sumps, Double Walled Tanks, and Double Walled Piping. | A positive use determination for 50% of the double walled tanks and piping and 100% of the remaining property items listed above but excluding the canopy & supports and the island guards which are given a negative determination. | 2007-03-22 | 274053 | 100
10184 | T1 | Diamond Shamrock Stations Inc | Diamond Shamrock | 401 E Calton Rd | Laredo | TX | 78041 | Webb | CN604312421 | RN102379849 | Property: Auto Shut Off Valves; Overfill Alarms; Spill Containers; Stage I and II Vapor Recovery; Vent Restriction Devices; Vapor Monitoring; Under Pump Check Valve; Sensing Devices; Auto Tank Gauging; Under Dispenser Sumps; Concrete Over Lines & Tanks; Trash Enclosure; Breakaways; Canopy & Supports; Island Guards; and Land. Tank Top Sumps, Double Walled Tanks, and Double Walled Piping. | A positive use determination for 50% of the double walled tanks and piping and 100% of the remaining property items listed above but excluding the canopy & supports and the island guards which are given a negative determination. | 2007-03-22 | 274053 | 100
10185 | T1 | Diamond Shamrock Stations Inc | Diamond Shamrock | 4418 Hwy 359 | Laredo | TX | 78043 | Webb | CN604312421 | RN102379849 | Property: Auto Shut Off Valves; Overfill Alarms; Spill Containers; Stage I and II Vapor Recovery; Vent Restriction Devices; Vapor Monitoring; Under Pump Check Valve; Sensing Devices; Auto Tank Gauging; Under Dispenser Sumps; Concrete Over Lines & Tanks; Trash Enclosure; Breakaways; Canopy & Supports; Island Guards; and Land. Tank Top Sumps, Double Walled Tanks, and Double Walled Piping. | A positive use determination for 50% of the double walled tanks and piping and 100% of the remaining property items listed above but excluding the canopy & supports and the island guards which are given a negative determination. | 2007-03-22 | 274053 | 100
10186 | T1 | National Convenience Stores Inc | National Convenience Stores | 2525 Brown Blvd | Arlington | TX | 76006 | Tarrant | CN602400699 | RN102365624 | Property: Auto Shut Off Valves; Overfill Alarms; Spill Containers; Stage I and II Vapor Recovery; Vent Restriction Devices; Vapor Monitoring; Under Pump Check Valve; Sensing Devices; Auto Tank Gauging; Under Dispenser Sumps; Concrete Over Lines & Tanks; Trash Enclosure; Breakaways; Canopy & Supports; Island Guards; and Land. Tank Top Sumps, Double Walled Tanks, and Double Walled Piping. | A positive use determination for 50% of the double walled tanks and piping and 100% of the remaining property items listed above but excluding the canopy & supports and the island guards which are given a negative determination. | 2007-03-22 | 274053 | 100
10187 | T1 | National Convenience Stores Inc | National Convenience Stores | 2395 N Collins | Arlington | TX | 76011 | Tarrant | CN604312868 | RN102371408 | Property: Auto Shut Off Valves; Overfill Alarms; Spill Containers; Stage I and II Vapor Recovery; Vent Restriction Devices; Vapor Monitoring; Under Pump Check Valve; Sensing Devices; Auto Tank Gauging; Under Dispenser Sumps; Concrete Over Lines & Tanks; Trash Enclosure; Breakaways; Canopy & Supports; Island Guards; and Land. Tank Top Sumps, Double Walled Tanks, and Double Walled Piping. | A positive use determination for 50% of the double walled tanks and piping and 100% of the remaining property items listed above but excluding the canopy & supports and the island guards which are given a negative determination. | 2007-03-22 | 274053 | 100
10188 | T1 | National Convenience Stores Inc | National Convenience Stores | 1101 N Saginaw Blvd | Saginaw | TX | 76179 | Tarrant | CN604401554 | RN102369733 | Property: Auto Shut Off Valves; Overfill Alarms; Spill Containers; Stage I and II Vapor Recovery; Vent Restriction Devices; Vapor Monitoring; Under Pump Check Valve; Sensing Devices; Auto Tank Gauging; Under Dispenser Sumps; Concrete Over Lines & Tanks; Trash Enclosure; Breakaways; Canopy & Supports; Island Guards; and Land. Tank Top Sumps, Double Walled Tanks, and Double Walled Piping. | A positive use determination for 50% of the double walled tanks and piping and 100% of the remaining property items listed above but excluding the canopy & supports and the island guards which are given a negative determination. | 2007-03-22 | 274053 | 100
10189 | T1 | Diamond Shamrock Stations Inc | Diamond Shamrock | 1504 Waldron Rd | Corpus Christi | TX | 78418 | Nueces | CN602400699 | RN102452737 | Property: Auto Shut Off Valves; Overfill Alarms; Spill Containers; Stage I and II Vapor Recovery; Vent Restriction Devices; Vapor Monitoring; Under Pump Check Valve; Sensing Devices; Auto Tank Gauging; Under Dispenser Sumps; Concrete Over Lines & Tanks; Trash Enclosure; Breakaways; Canopy & Supports; Island Guards; and Land. Tank Top Sumps, Double Walled Tanks, and Double Walled Piping. | A positive use determination for 50% of the double walled tanks and piping and 100% of the remaining property items listed above but excluding the canopy & supports and the island guards which are given a negative determination. | 2007-03-22 | 274053 | 100
10190 | T1 | Diamond Shamrock Stations Inc | Diamond Shamrock | 7201S Padre Island Dr | Corpus Christi | TX | 78412 | Nueces | CN604312421 | RN102438546 | Property: Auto Shut Off Valves; Overfill Alarms; Spill Containers; Stage I and II Vapor Recovery; Vent Restriction Devices; Vapor Monitoring; Under Pump Check Valve; Sensing Devices; Auto Tank Gauging; Under Dispenser Sumps; Concrete Over Lines & Tanks; Trash Enclosure; Breakaways; Canopy & Supports; Island Guards; and Land. Tank Top Sumps, Double Walled Tanks, and Double Walled Piping. | A positive use determination for 50% of the double walled tanks and piping and 100% of the remaining property items listed above but excluding the canopy & supports and the island guards which are given a negative determination. | 2007-03-22 | 274053 | 100
10191 | T1 | Diamond Shamrock Stations Inc | Diamond Shamrock | 2017 50Th St | Lubbock | TX | 79412 | Lubbock | CN601537673 | RN102374634 | Property: Auto Shut Off Valves; Overfill Alarms; Spill Containers; Stage I and II Vapor Recovery; Vent Restriction Devices; Vapor Monitoring; Under Pump Check Valve; Sensing Devices; Auto Tank Gauging; Under Dispenser Sumps; Concrete Over Lines & Tanks; Trash Enclosure; Breakaways; Canopy & Supports; Island Guards; and Land. | A positive use determination for 100% of the property items listed above but excluding the canopy & supports and the island guards which are given a negative determination. | 2007-03-22 | 138950 | 100
10192 | T1 | Diamond Shamrock Stations Inc | Diamond Shamrock | 2501 82Nd St | Lubbock | TX | 79423 | Lubbock | CN605424761 | RN102365855 | Property: Auto Shut Off Valves; Overfill Alarms; Spill Containers; Stage I and II Vapor Recovery; Vent Restriction Devices; Vapor Monitoring; Under Pump Check Valve; Sensing Devices; Auto Tank Gauging; Under Dispenser Sumps; Concrete Over Lines & Tanks; Trash Enclosure; Breakaways; Canopy & Supports; Island Guards; and Land. | A positive use determination for 100% of the property items listed above but excluding the canopy & supports and the island guards which are given a negative determination. | 2007-03-22 | 138950 | 100
10193 | T1 | Diamond Shamrock Stations Inc | Diamond Shamrock | 3311 Ave Q | Lubbock | TX | 79405 | Lubbock | None Listed | None Listed | Property: Auto Shut Off Valves; Overfill Alarms; Spill Containers; Stage I and II Vapor Recovery; Vent Restriction Devices; Vapor Monitoring; Under Pump Check Valve; Sensing Devices; Auto Tank Gauging; Under Dispenser Sumps; Concrete Over Lines & Tanks; Trash Enclosure; Breakaways; Canopy & Supports; Island Guards; and Land. Tank Top Sumps, Double Walled Tanks, and Double Walled Piping. | A positive use determination for 50% of the double walled tanks and piping and 100% of the remaining property items listed above but excluding the canopy & supports and the island guards which are given a negative determination. | 2007-03-22 | 274053 | 100
10194 | T1 | Diamond Shamrock Stations Inc | Diamond Shamrock | 5113 82Nd St | Lubbock | TX | 79424 | Lubbock | CN604312421 | RN102365632 | Property: Auto Shut Off Valves; Overfill Alarms; Spill Containers; Stage I and II Vapor Recovery; Vent Restriction Devices; Vapor Monitoring; Under Pump Check Valve; Sensing Devices; Auto Tank Gauging; Under Dispenser Sumps; Concrete Over Lines & Tanks; Trash Enclosure; Breakaways; Canopy & Supports; Island Guards; and Land. Tank Top Sumps, Double Walled Tanks, and Double Walled Piping. | A positive use determination for 50% of the double walled tanks and piping and 100% of the remaining property items listed above but excluding the canopy & supports and the island guards which are given a negative determination. | 2007-03-22 | 274053 | 100
10195 | T1 | Diamond Shamrock Stations Inc | Diamond Shamrock | 7201 Indiana | Lubbock | TX | 79423 | Lubbock | CN601537673 | RN102374857 | Property: Auto Shut Off Valves; Overfill Alarms; Spill Containers; Stage I and II Vapor Recovery; Vent Restriction Devices; Vapor Monitoring; Under Pump Check Valve; Sensing Devices; Auto Tank Gauging; Under Dispenser Sumps; Concrete Over Lines & Tanks; Trash Enclosure; Breakaways; Canopy & Supports; Island Guards; and Land. Tank Top Sumps, Double Walled Tanks, and Double Walled Piping. | A positive use determination for 50% of the double walled tanks and piping and 100% of the remaining property items listed above but excluding the canopy & supports and the island guards which are given a negative determination. | 2007-03-22 | 274053 | 100
10196 | T1 | Diamond Shamrock Stations Inc | Diamond Shamrock | 1129 SE Loop 289 | Lubbock | TX | 79404 | Lubbock | CN604710244 | RN102377876 | Property: Auto Shut Off Valves; Overfill Alarms; Spill Containers; Stage I and II Vapor Recovery; Vent Restriction Devices; Vapor Monitoring; Under Pump Check Valve; Sensing Devices; Auto Tank Gauging; Under Dispenser Sumps; Concrete Over Lines & Tanks; Trash Enclosure; Breakaways; Canopy & Supports; Island Guards; and Land. | A positive use determination for 100% of the property items listed above but excluding the canopy & supports and the island guards which are given a negative determination. | 2007-03-22 | 138950 | 100
10197 | T1 | Diamond Shamrock Stations Inc | Diamond Shamrock | 3701 W Business 83 | McAllen | TX | 78501 | Hidalgo | CN604312421 | RN104484738 | Property: Auto Shut Off Valves; Overfill Alarms; Spill Containers; Stage I and II Vapor Recovery; Vent Restriction Devices; Vapor Monitoring; Under Pump Check Valve; Sensing Devices; Auto Tank Gauging; Under Dispenser Sumps; Concrete Over Lines & Tanks; Trash Enclosure; Breakaways; Canopy & Supports; Island Guards; and Land. Tank Top Sumps, Double Walled Tanks, and Double Walled Piping. | A positive use determination for 50% of the double walled tanks and piping and 100% of the remaining property items listed above but excluding the canopy & supports and the island guards which are given a negative determination. | 2007-03-22 | 274053 | 100
10198 | T1 | Diamond Shamrock Stations Inc | Diamond Shamrock | 2104 W Trenton Rd | Edinburg | TX | 78539 | Hidalgo | None Listed | None Listed | Property: Auto Shut Off Valves; Overfill Alarms; Spill Containers; Stage I and II Vapor Recovery; Vent Restriction Devices; Vapor Monitoring; Under Pump Check Valve; Sensing Devices; Auto Tank Gauging; Under Dispenser Sumps; Concrete Over Lines & Tanks; Trash Enclosure; Breakaways; Canopy & Supports; Island Guards; and Land. Tank Top Sumps, Double Walled Tanks, and Double Walled Piping. | A positive use determination for 50% of the double walled tanks and piping and 100% of the remaining property items listed above but excluding the canopy & supports and the island guards which are given a negative determination. | 2007-03-22 | 274053 | 100
10199 | T1 | National Convenience Stores Inc | National Convenience Stores | 200W 18Th | Houston | TX | 77008 | Harris | Insufficient Information | Insufficient Information | Property: Auto Shut Off Valves; Overfill Alarms; Spill Containers; Stage I and II Vapor Recovery; Vent Restriction Devices; Vapor Monitoring; Under Pump Check Valve; Sensing Devices; Auto Tank Gauging; Under Dispenser Sumps; Concrete Over Lines & Tanks; Trash Enclosure; Breakaways; Canopy & Supports; Island Guards; and Land. Tank Top Sumps, Double Walled Tanks, and Double Walled Piping. | A positive use determination for 50% of the double walled tanks and piping and 100% of the remaining property items listed above but excluding the canopy & supports and the island guards which are given a negative determination. | 2007-03-22 | 274053 | 100
10200 | T1 | National Convenience Stores Inc | National Convenience Stores | 11730 Westheimer | Houston | TX | 77077 | Harris | CN604401554 | RN102376316 | Property: Auto Shut Off Valves; Overfill Alarms; Spill Containers; Stage I and II Vapor Recovery; Vent Restriction Devices; Vapor Monitoring; Under Pump Check Valve; Sensing Devices; Auto Tank Gauging; Under Dispenser Sumps; Concrete Over Lines & Tanks; Trash Enclosure; Breakaways; Canopy & Supports; Island Guards; and Land. Tank Top Sumps, Double Walled Tanks, and Double Walled Piping. | A positive use determination for 50% of the double walled tanks and piping and 100% of the remaining property items listed above but excluding the canopy & supports and the island guards which are given a negative determination. | 2007-03-22 | 274053 | 100
10201 | T1 | National Convenience Stores Inc | National Convenience Stores | 11499 Beamer | Houston | TX | 77089 | Harris | CN601536014 | Insufficient Information | Property: Auto Shut Off Valves; Overfill Alarms; Spill Containers; Stage I and II Vapor Recovery; Vent Restriction Devices; Vapor Monitoring; Under Pump Check Valve; Sensing Devices; Auto Tank Gauging; Under Dispenser Sumps; Concrete Over Lines & Tanks; Trash Enclosure; Breakaways; Canopy & Supports; Island Guards; and Land. Tank Top Sumps and Double Walled Tanks. | A positive use determination for 50% of the double walled tanks and 100% of the remaining property items listed above but excluding the canopy & supports and the island guards which are given a negative determination. | 2007-03-22 | 219740 | 100
10202 | T1 | National Convenience Stores Inc | National Convenience Stores | 3000 Baker Rd | Baytown | TX | 77521 | Harris | Insufficient Information | Insufficient Information | Property: Auto Shut Off Valves; Overfill Alarms; Spill Containers; Stage I and II Vapor Recovery; Vent Restriction Devices; Vapor Monitoring; Under Pump Check Valve; Sensing Devices; Auto Tank Gauging; Under Dispenser Sumps; Concrete Over Lines & Tanks; Trash Enclosure; Breakaways; Canopy & Supports; Island Guards; and Land. Tank Top Sumps, Double Walled Tanks, and Double Walled Piping. | A positive use determination for 50% of the double walled tanks and piping and 100% of the remaining property items listed above but excluding the canopy & supports and the island guards which are given a negative determination. | 2007-03-22 | 274053 | 100
10203 | T1 | National Convenience Stores Inc | National Convenience Stores | 1234 Sheldon Rd | Channelview | TX | 77530 | Harris | CN604401554 | RN102361680 | Property: Auto Shut Off Valves; Overfill Alarms; Spill Containers; Stage I and II Vapor Recovery; Vent Restriction Devices; Vapor Monitoring; Under Pump Check Valve; Sensing Devices; Auto Tank Gauging; Under Dispenser Sumps; Concrete Over Lines & Tanks; Trash Enclosure; Breakaways; Canopy & Supports; Island Guards; and Land. Double Walled Piping. | A positive use determination for 50% of the double walled piping and 100% of the remaining property items listed above but excluding the canopy & supports and the island guards which are given a negative determination. | 2007-03-22 | 193263 | 100
10204 | T1 | National Convenience Stores Inc | National Convenience Stores | 4310 Gessner | Houston | TX | 77041 | Harris | RN102374295 | RN102374295 | Property: Auto Shut Off Valves; Overfill Alarms; Spill Containers; Stage I and II Vapor Recovery; Vent Restriction Devices; Vapor Monitoring; Under Pump Check Valve; Sensing Devices; Auto Tank Gauging; Under Dispenser Sumps; Concrete Over Lines & Tanks; Trash Enclosure; Breakaways; Canopy & Supports; Island Guards; and Land. Tank Top Sumps, Double Walled Tanks, and Double Walled Piping. | A positive use determination for 50% of the double walled tanks and piping and 100% of the remaining property items listed above but excluding the canopy & supports and the island guards which are given a negative determination. | 2007-03-22 | 274053 | 100
10205 | T1 | National Convenience Stores Inc | National Convenience Stores | 3510 Burke | Pasadena | TX | 77504 | Harris | CN604312868 | RN102369253 | Property: Auto Shut Off Valves; Overfill Alarms; Spill Containers; Stage I and II Vapor Recovery; Vent Restriction Devices; Vapor Monitoring; Under Pump Check Valve; Sensing Devices; Auto Tank Gauging; Under Dispenser Sumps; Concrete Over Lines & Tanks; Trash Enclosure; Breakaways; Canopy & Supports; Island Guards; and Land. Tank Top Sumps, Double Walled Tanks, and Double Walled Piping. | A positive use determination for 50% of the double walled tanks and piping and 100% of the remaining property items listed above but excluding the canopy & supports and the island guards which are given a negative determination. | 2007-03-22 | 274053 | 100
10206 | T1 | National Convenience Stores Inc | National Convenience Stores | 1816 Shepard | Houston | TX | 77007 | Harris | Insufficient Information | Insufficient Information | Property: Auto Shut Off Valves; Overfill Alarms; Spill Containers; Stage I and II Vapor Recovery; Vent Restriction Devices; Vapor Monitoring; Under Pump Check Valve; Sensing Devices; Auto Tank Gauging; Under Dispenser Sumps; Concrete Over Lines & Tanks; Trash Enclosure; Breakaways; Canopy & Supports; Island Guards; and Land. Tank Top Sumps, Double Walled Tanks, and Double Walled Piping. | A positive use determination for 50% of the double walled tanks and piping and 100% of the remaining property items listed above but excluding the canopy & supports and the island guards which are given a negative determination. | 2007-03-22 | 274053 | 100
10207 | T1 | National Convenience Stores Inc | National Convenience Stores | 8111 W Tidwell | Houston | TX | 77040 | Harris | CN600135370 | RN102376092 | Property: Auto Shut Off Valves; Overfill Alarms; Spill Containers; Stage I and II Vapor Recovery; Vent Restriction Devices; Vapor Monitoring; Under Pump Check Valve; Sensing Devices; Auto Tank Gauging; Under Dispenser Sumps; Concrete Over Lines & Tanks; Trash Enclosure; Breakaways; Canopy & Supports; Island Guards; and Land. Tank Top Sumps, Double Walled Tanks, and Double Walled Piping. | A positive use determination for 50% of the double walled tanks and piping and 100% of the remaining property items listed above but excluding the canopy & supports and the island guards which are given a negative determination. | 2007-03-22 | 274053 | 100
10208 | T1 | National Convenience Stores Inc | National Convenience Stores | 6450 W 43Rd | Houston | TX | 77092 | Harris | CN600135370 | RN102371390 | Property: Auto Shut Off Valves; Overfill Alarms; Spill Containers; Stage I and II Vapor Recovery; Vent Restriction Devices; Vapor Monitoring; Under Pump Check Valve; Sensing Devices; Auto Tank Gauging; Under Dispenser Sumps; Concrete Over Lines & Tanks; Trash Enclosure; Breakaways; Canopy & Supports; Island Guards; and Land. Tank Top Sumps, Double Walled Tanks, and Double Walled Piping. | A positive use determination for 50% of the double walled tanks and piping and 100% of the remaining property items listed above but excluding the canopy & supports and the island guards which are given a negative determination. | 2007-03-22 | 274053 | 100
10209 | T1 | National Convenience Stores Inc | National Convenience Stores | 921 E Pasadena Fwy | Pasadena | TX | 77506 | Harris | CN604401554 | RN102409059 | Property: Auto Shut Off Valves; Overfill Alarms; Spill Containers; Stage I and II Vapor Recovery; Vent Restriction Devices; Vapor Monitoring; Under Pump Check Valve; Sensing Devices; Auto Tank Gauging; Under Dispenser Sumps; Concrete Over Lines & Tanks; Trash Enclosure; Breakaways; Canopy & Supports; Island Guards; and Land. Tank Top Sumps, Double Walled Tanks, and Double Walled Piping. | A positive use determination for 50% of the double walled tanks and piping and 100% of the remaining property items listed above but excluding the canopy & supports and the island guards which are given a negative determination. | 2007-03-22 | 274053 | 100
10210 | T1 | National Convenience Stores Inc | National Convenience Stores | 9365 S Main | Houston | TX | 77025 | Harris | CN600135370 | RN102084985 | Property: Auto Shut Off Valves; Overfill Alarms; Spill Containers; Stage I and II Vapor Recovery; Vent Restriction Devices; Vapor Monitoring; Under Pump Check Valve; Sensing Devices; Auto Tank Gauging; Under Dispenser Sumps; Concrete Over Lines & Tanks; Trash Enclosure; Breakaways; Canopy & Supports; Island Guards; and Land. Tank Top Sumps, Double Walled Tanks, and Double Walled Piping. | A positive use determination for 50% of the double walled tanks and piping and 100% of the remaining property items listed above but excluding the canopy & supports and the island guards which are given a negative determination. | 2007-03-22 | 274053 | 100
10211 | T1 | Valley Shamrock Inc | Valley Shamrock | 1202 Hwy 83 | Zapata | TX | 78076 | Zapata | CN603361361 | RN102374022 | Property: Auto Shut Off Valves; Overfill Alarms; Spill Containers; Stage I and II Vapor Recovery; Vent Restriction Devices; Vapor Monitoring; Under Pump Check Valve; Sensing Devices; Auto Tank Gauging; Under Dispenser Sumps; Concrete Over Lines & Tanks; Trash Enclosure; Breakaways; Canopy & Supports; Island Guards; and Land. Tank Top Sumps, Double Walled Tanks, and Double Walled Piping. | A positive use determination for 50% of the double walled tanks and piping and 100% of the remaining property items listed above but excluding the canopy & supports and the island guards which are given a negative determination. | 2007-03-22 | 274053 | 100
10212 | T1 | Toc - Ds Company | Toc - Ds Company | 2811 11Th St | Huntsville | TX | 77340 | Walker | CN602400699 | RN102373982 | Property: Auto Shut Off Valves; Overfill Alarms; Spill Containers; Stage I and II Vapor Recovery; Vent Restriction Devices; Vapor Monitoring; Under Pump Check Valve; Sensing Devices; Auto Tank Gauging; Under Dispenser Sumps; Concrete Over Lines & Tanks; Trash Enclosure; Breakaways; Canopy & Supports; Island Guards; and Land. Tank Top Sumps, Double Walled Tanks, and Double Walled Piping. | A positive use determination for 50% of the double walled tanks and piping and 100% of the remaining property items listed above but excluding the canopy & supports and the island guards which are given a negative determination. | 2007-03-22 | 274053 | 100
10213 | T1 | Sigmor Corporation | Sigmor Corporation | 3909 Guadalupe | Austin | TX | 78751 | Travis | CN603485079 | RN102375953 | Property: Auto Shut Off Valves; Overfill Alarms; Spill Containers; Stage I and II Vapor Recovery; Vent Restriction Devices; Vapor Monitoring; Under Pump Check Valve; Sensing Devices; Auto Tank Gauging; Under Dispenser Sumps; Concrete Over Lines & Tanks; Trash Enclosure; Breakaways; Canopy & Supports; Island Guards; and Land. Tank Top Sumps, Double Walled Tanks, and Double Walled Piping. | A positive use determination for 50% of the double walled tanks and piping and 100% of the remaining property items listed above but excluding the canopy & supports and the island guards which are given a negative determination. | 2007-03-22 | 274053 | 100
10214 | T1 | Diamond Shamrock Stations Inc | Diamond Shamrock | 110 W Slaughter Ln | Austin | TX | 78748 | Travis | CN603378738 | RN102369089 | Property: Auto Shut Off Valves; Overfill Alarms; Spill Containers; Stage I and II Vapor Recovery; Vent Restriction Devices; Vapor Monitoring; Under Pump Check Valve; Sensing Devices; Auto Tank Gauging; Under Dispenser Sumps; Concrete Over Lines & Tanks; Trash Enclosure; Breakaways; Canopy & Supports; Island Guards; and Land. Tank Top Sumps, Double Walled Tanks, and Double Walled Piping. | A positive use determination for 50% of the double walled tanks and piping and 100% of the remaining property items listed above but excluding the canopy & supports and the island guards which are given a negative determination. | 2007-03-22 | 274053 | 100
10215 | T1 | Automatic Systems Inc | Automatic Systems | 8101 Mesa Dr | Austin | TX | 78759 | Travis | Insufficient Information | No Regulated Entity at this Location | Property: Auto Shut Off Valves; Overfill Alarms; Spill Containers; Stage I and II Vapor Recovery; Vent Restriction Devices; Vapor Monitoring; Under Pump Check Valve; Sensing Devices; Auto Tank Gauging; Under Dispenser Sumps; Concrete Over Lines & Tanks; Trash Enclosure; Breakaways; Canopy & Supports; Island Guards; and Land. Tank Top Sumps, Double Walled Tanks, and Double Walled Piping. | A positive use determination for 50% of the double walled tanks and piping and 100% of the remaining property items listed above but excluding the canopy & supports and the island guards which are given a negative determination. | 2007-03-22 | 274053 | 100
10216 | T1 | Sigmor Corporation | Sigmor Corporation | 701 N State Hwy 359 | Mathis | TX | 78368 | San Patricio | CN603378738 | RN102475241 | Property: Auto Shut Off Valves; Overfill Alarms; Spill Containers; Stage I and II Vapor Recovery; Vent Restriction Devices; Vapor Monitoring; Under Pump Check Valve; Sensing Devices; Auto Tank Gauging; Under Dispenser Sumps; Concrete Over Lines & Tanks; Trash Enclosure; Breakaways; Canopy & Supports; Island Guards; and Land. Tank Top Sumps, Double Walled Tanks, and Double Walled Piping. | A positive use determination for 50% of the double walled tanks and piping and 100% of the remaining property items listed above but excluding the canopy & supports and the island guards which are given a negative determination. | 2007-03-22 | 274053 | 100
10217 | T1 | Sigmor Corporation | Sigmor Corporation | 5656 Everhart Rd | Corpus Christi | TX | 78411 | Nueces | CN602400699 | RN102365020 | Property: Auto Shut Off Valves; Overfill Alarms; Spill Containers; Stage I and II Vapor Recovery; Vent Restriction Devices; Vapor Monitoring; Under Pump Check Valve; Sensing Devices; Auto Tank Gauging; Under Dispenser Sumps; Concrete Over Lines & Tanks; Trash Enclosure; Breakaways; Canopy & Supports; Island Guards; and Land. Tank Top Sumps, Double Walled Tanks, and Double Walled Piping. | A positive use determination for 50% of the double walled tanks and piping and 100% of the remaining property items listed above but excluding the canopy & supports and the island guards which are given a negative determination. | 2007-03-22 | 274053 | 100
10218 | T1 | National Convenience Stores Inc | National Convenience Stores | 1480 Sawdust Rd | The Woodlands | TX | 77380 | Montgomery | CN604312868 | RN102371259 | Property: Auto Shut Off Valves; Overfill Alarms; Spill Containers; Stage I and II Vapor Recovery; Vent Restriction Devices; Vapor Monitoring; Under Pump Check Valve; Sensing Devices; Auto Tank Gauging; Under Dispenser Sumps; Concrete Over Lines & Tanks; Trash Enclosure; Breakaways; Canopy & Supports; Island Guards; and Land. Tank Top Sumps, Double Walled Tanks, and Double Walled Piping. | A positive use determination for 50% of the double walled tanks and piping and 100% of the remaining property items listed above but excluding the canopy & supports and the island guards which are given a negative determination. | 2007-03-22 | 274053 | 100
10219 | T1 | Sigmor Corporation | Sigmor Corporation | 301 Harboth Ave | Three Rivers | TX | 78071 | Live Oak | CN604312421 | RN102368867 | Property: Auto Shut Off Valves; Overfill Alarms; Spill Containers; Stage I and II Vapor Recovery; Vent Restriction Devices; Vapor Monitoring; Under Pump Check Valve; Sensing Devices; Auto Tank Gauging; Under Dispenser Sumps; Concrete Over Lines & Tanks; Trash Enclosure; Breakaways; Canopy & Supports; Island Guards; and Land. Tank Top Sumps, Double Walled Tanks, and Double Walled Piping. Car Wash items include Sump Tanks, Filtration System, Interceptor/Tanks/Plumbing, and Retention Pond. | A positive use determination for 50% of the double walled tanks and piping and 100% of the remaining property items listed above but excluding the canopy & supports and the island guards which are given a negative determination. | 2007-03-22 | 274053 | 100
10220 | T1 | Valley Shamrock | Valley Shamrock | 201 S Broadway | Premont | TX | 78375 | Jim Wells | CN603361361 | RN102364486 | Property: Auto Shut Off Valves; Overfill Alarms; Spill Containers; Stage I and II Vapor Recovery; Vent Restriction Devices; Vapor Monitoring; Under Pump Check Valve; Sensing Devices; Auto Tank Gauging; Under Dispenser Sumps; Concrete Over Lines & Tanks; Trash Enclosure; Breakaways; Canopy & Supports; Island Guards; and Land. Double Walled Piping. Car Wash items include Sump Tanks, Filtration System, Interceptor/Tanks/Plumbing. | A positive use determination for 50% of the double walled piping and 100% of the remaining property items listed above but excluding the canopy & supports and the island guards which are given a negative determination. | 2007-03-22 | 218118 | 100
10221 | T1 | Toc - Ds Company | Tos - De Company | 901 Bunker Hill | Houston | TX | 77024 | Harris | CN602400699 | RN102429578 | Property: Auto Shut Off Valves; Overfill Alarms; Spill Containers; Stage I and II Vapor Recovery; Vent Restriction Devices; Vapor Monitoring; Under Pump Check Valve; Sensing Devices; Auto Tank Gauging; Under Dispenser Sumps; Concrete Over Lines & Tanks; Trash Enclosure; Breakaways; Canopy & Supports; Island Guards; and Land. Tank Top Sumps, Double Walled Tanks, and Double Walled Piping. | A positive use determination for 50% of the double walled tanks and piping and 100% of the remaining property items listed above but excluding the canopy & supports and the island guards which are given a negative determination. | 2007-03-22 | 274053 | 100
10222 | T1 | Big Diamond Inc | Big Shamrock | 3959 N Fry Rd | Katy | TX | 77449 | Harris | Insufficient Information | No Regulated Entity at this Location | Property: Auto Shut Off Valves; Overfill Alarms; Spill Containers; Stage I and II Vapor Recovery; Vent Restriction Devices; Vapor Monitoring; Under Pump Check Valve; Sensing Devices; Auto Tank Gauging; Under Dispenser Sumps; Concrete Over Lines & Tanks; Trash Enclosure; Breakaways; Canopy & Supports; Island Guards; and Land. Tank Top Sumps, Double Walled Tanks, and Double Walled Piping. | A positive use determination for 50% of the double walled tanks and piping and 100% of the remaining property items listed above but excluding the canopy & supports and the island guards which are given a negative determination. | 2007-03-22 | 274053 | 100
10223 | T2 | Marathon Petroleum Company LLC | Marathon Petroleum - Texas Refining | 502 10Th St S | Texas City | TX | 77590 | Galveston | CN600244933 | RN100210608 | Ultra Low NOx Burner to replace existing burner on No. 5 Topper Heater. | A positive use determination for 100% of the ultra low NOx burner installed on No. 5 Topper heater. | 2007-03-08 | 4000000 | 100
10224 | T2 | Marathon Petroleum Company LLC | Marathon Petroleum - Texas Refining | 502 10Th St S | Texas City | TX | 77590 | Galveston | CN600244933 | RN100210608 | FCC LoTOx NOx Control: This project involving catalyst/sorbent injection at the facilities fluidized catalytic cracking unit will reduce NOx emissions. Property includes all of the equipment necessary to inject the NOx reducing catalyst. | A positive use determination od 100% for the FCC LoTOx NOx Control Project. | 2007-04-05 | 18000000 | 100
10225 | T1 | Marathon Petroleum Company LLC | Marathon Petroleum - Texas Refining | 502 10Th St S | Texas City | TX | 77590 | Galveston | CN600244933 | RN100210608 | UDEX Column Flow Monitoring Project: Installed flow monitors on four distillation columns. | A positive use determination of 100% for the UDEX Column Flow Monitoring Project. | 2007-03-27 | 150000 | 100
10226 | T1 | Metokote Corporation | Metokote Corporation | 1 Lone Star Pass #37 | San Antonio | TX | 78264 | Bexar | CN602927345 | RN104781158 | 1. Wastewater Pretreatment, Treatment and Collection System. 2. Zinc Phosphate Gravity Bed Filter. 3. E-Coat Curing Oven Exhaust Stacks. 4. Shot Blaster with Particulate Control Device. 5. Alarm & High Level Indicators on E-Coat & WWT System. | A positive use determination for 100% of the wastewater treatment, pretreatment, and collection system; the zinc phosphate gravity bed filter; e-coat oven exhaust stacks; shot blaster with particulate control, and the alarm and high level indicators. | 2007-06-13 | 408011 | 100
10227 | T2 | 850 Pine Street Inc | 850 Pine Street Inc | 850 Pine Street | Beaumont | TX | 77701 | Jefferson | CN603062266 | RN100225671 | Property: Auto & Portable Abrasive Blast Cabinets; Paint Booths 3 & 4; Paint Booth 5; Spill Response/Cleanup Equipment; Asbestos Abatement Equipment & Disposal; Fabrication Shop Doors; Pressure Wash & Repaint Exterior & Interior of Building; Monitoring Wells. | A positive use determination of 50% for the Automatic & Portable Abrasive Blast Cabinets. A positive use determination of 100% for the Paint Booths 3 & 4; Paint Booth 5; Spill Response/Cleanup Equipment; Asbestos Abatement Equipment & Disposal; Fabrication Shop Doors; and the Monitoring Wells. A positive use determination of 100% for the costs related to the removal, capture and disposal of the lead based paint. | 2007-04-26 | 3912600 | 100
10228 | T1 | 3M Company | 3M Company | 4501 Hwy 377 S | Brownwood | TX | 76801 | Brown | CN600291397 | RN100219005 | Project: Distribution Hopper Cartridge Filter #1 & #2; TCP Horizontal Dust Collector; Filter Receiver Dust Collector; SCE Mixer/Feeder Baghouse; and SCE Surface Treater #2 Baghouse. | A positive use determination of 100% for the Distribution Hopper Cartridge Filters #1 & #2; TCP Horizontal Dust Collector; Filter Receiver Dust Collector; SCE Mixer/Feeder Baghouse; and SCE Surface Treater #2 Baghouse. | 2007-03-05 | 365863 | 100
10229 | T1 | BP Products North America Inc | BP Products - Texas City Refinery | 2401 5th Avenue South | Texas City | TX | 77592 | Galveston | CN600866800 | RN102324829 | Torch 8 Flare Project: Installed a 350' tall derrick type flare with related flare controls. Installed flare analyzers, flare line flow meter and BTU control system. Steam out BP control system and provisions for future seal drum/flare gas recovery unit. Installed PS 3B OSBL relief header from knock-out drums to Torch 8. | A positive use determination of 100% for the Torch 8 Flare Project. | 2007-03-01 | 24800000 | 100
10230 | T1 | BP Products North America Inc | BP Products - Texas City Refinery | 2401 5th Avenue South | Texas City | TX | 77592 | Galveston | CN600866800 | RN102324829 | Ultracracker Relief System Revamp Project: Eliminate the blow down stack, automate starting of flare knock out drum and reroute 16 atmospheric relief valves to the flare, further reduce pressure build up in the flare header, further improve instrumentation to mitigate the required flare size and install a new flare. The new flare not only supports ULC Operations but will allow permanent isolation of the U4 blow down stack. | A positive use determination of 100% for the Ultracracker Relief System Revamp Project. | 2007-03-01 | 44000000 | 100
10231 | T1 | BP Products North America Inc | BP Products - Texas City Refinery | 2401 5th Avenue South | Texas City | TX | 77592 | Galveston | CN600866800 | RN102324829 | Blow Down Stack Elimination Project: Blow down stack elimination at the Aromatics Recovery Unit, Fluid Cracking Unit 3 and the Ultraformer Unit 4 and rerouting of 15 FCCU 3 down system relief valves. | A positive use determination of 100% for the Blow Down Stack Elimination Project. | 2007-03-01 | 17200000 | 100
10232 | T1 | BP Products North America Inc | BP Products - Texas City Refinery | 2401 5th Avenue South | Texas City | TX | 77592 | Galveston | CN600866800 | RN102324829 | Distillate Desulfurization Unit Flare Project: Installation of DDU safety instrumentation to mitigate flare liquid load, installation of a new flare knock down drum pumps and installation of new flare. | A positive use determination of 100% for the Distillate Desulfurization Unit Flare Project. | 2007-04-05 | 16700000 | 100
10233 | T1 | BP Products North America Inc | BP Products - Texas City Refinery | 2401 5th Avenue South | Texas City | TX | 77592 | Galveston | CN600866800 | RN102324829 | Clear Skies/Flare Monitoring Steam Outs: Installation of a common fuel gas header, with branches from the header to Torch 2 and Torch 4. Each branch will have a flow meter and a flow control valve sized per the steam out requirements of each of the flares. | A positive use determination of 100% for the Flare Monitoring Steam Outs Project. | 2007-03-02 | 1800000 | 100
10234 | T1 | BP Products North America Inc | BP Products - Texas City Refinery | 2401 5th Avenue South | Texas City | TX | 77592 | Galveston | CN600866800 | RN102324829 | BTU Controls for Flares in HRVOC Service: For each HRVOC service flare included in this project the scope of work includes the installation of control valves and piping to add BTU enhancing combustion gas to the flare to maintain the heating value of HRVOC streams. | A positive use determination of 100% for the BTU Controls for Flares in HRVOC Service Project. | 2007-03-02 | 4800000 | 100
10235 | T1 | BP Products North America Inc | BP Products - Texas City Refinery | 2401 5th Avenue South | Texas City | TX | 77592 | Galveston | CN600866800 | RN102324829 | Installation of outside flare knock out drum, two pump associated with the knock out drum, reroute of 17 BDS Relief Valves to the knock out drum and instrumentation to mitigate overfill of the unit feed drums. The project improves safety and reduces potential emissions of liquid hydrocarbons into the atmosphere. | A positive use determination of 100% for the installation of outside flare knock out drum, the two pumps associated with the knock out drum, the reroute of 17 BDS Relief Valves to the knock out drum and instrumentation to mitigate overfill of the unit feed drums. | 2007-04-05 | 19300000 | 100
10236 | T1 | BP Products North America Inc | BP Products - Texas City Refinery | 2401 5th Avenue South | Texas City | TX | 77592 | Galveston | CN600866800 | RN102324829 | Wastewater Treatment Plant Dissolved Oxygen Project: Replaces end-of-life aerators with gaseous oxygen addition system. | A positive use determination of 100% for the Wastewater Treatment Plant Dissolved Oxygen Project. | 2007-03-02 | 5800000 | 100
10237 | T1 | BP Products North America Inc | BP Products - Texas City Refinery | 2401 5th Avenue South | Texas City | TX | 77592 | Galveston | CN600866800 | RN102324829 | Crude Replacement Program(CRP) II Flare Mitigation: An additional flare knock down drum, 2 250 gpm, electric motor driven pumps associated with the knock down drum. Install 21 CFHU relief valve modifications, plus mitigates high volume liquid relief cases via additional CFHU level instrumentation. | A positive use determination of 100% for the Crude Replacement Program(CRP) II Flare Mitigation Project. | 2007-04-05 | 8800000 | 100
10238 | T1 | BP Products North America Inc | BP Products - Texas City Refinery | 2401 5th Avenue South | Texas City | TX | 77592 | Galveston | CN600866800 | RN102324829 | West Plant Flexibility Flare Header Project: The project installed an approximately 2800' header from the new Ultracracker Flare Knock Out Drum to the new Distillate Desulfurization Unit flare knock down drum. | A positive use determination of 100% for the West Plant Flexibility Flare Header Project. | 2007-03-02 | 12200000 | 100
10239 | T1 | BP Products North America Inc | BP Products - Texas City Refinery | 2401 5th Avenue South | Texas City | TX | 77592 | Galveston | CN600866800 | RN102324829 | LDAR Pump Seal Replacement Project: Implement modifications to an estimated 257 pumps in 25 operating units throughout the refinery. | A positive use determination of 100% for the LDAR Pump Seal Replacement Project. | 2007-03-02 | 35000000 | 100
10240 | T1 | TXU Electric Delivery Company | TXU Witt Road Substation | 4949 Witt Rd | Dallas | TX | 75241 | Dallas | CN603313842 | Insufficient Information | Leaker Management Projects (Secondary Containment); A concrete pad is poured around the transformer extending approximately 4' outside of the radiators with an oil water separator incorporated in it. A metal railing is installed around the concrete pad to channel any oil into the oil water separator. | A positive use determination of 100% for the Leaker Management Project. | 2007-03-02 | 18111 | 100
10241 | T1 | TXU Electric Delivery Company | TXU Plano Tennyson Substation | 5140 Tennyson Pkwy | Palno | TX | 75024 | Dallas | CN603313842 | Insufficient Information | Leaker Management Projects (Secondary Containment); A concrete pad is poured around the transformer extending approximately 4' outside of the radiators with an oil water separator incorporated in it. A metal railing is installed around the concrete pad to channel any oil into the oil water separator. | A positive use determination of 100% for the Leaker Management Project. | 2007-03-02 | 27421 | 100
10242 | T1 | TXU Electric Delivery Company | TXU Irving LBJ Substation | 7200 N Oconnor Blvd | Irving | TX | 75039 | Dallas | CN603313842 | Insufficient Information | Leaker Management Projects (Secondary Containment); A concrete pad is poured around the transformer extending approximately 4' outside of the radiators with an oil water separator incorporated in it. A metal railing is installed around the concrete pad to channel any oil into the oil water separator. | A positive use determination of 100% for the Leaker Management Project. | 2007-03-02 | 16470 | 100
10243 | T1 | TXU Electric Delivery Company | TXU Garland West Substation | 2275 Forest Ln | Garland | TX | 75042 | Dallas | CN603313842 | Insufficient Information | Leaker Management Projects (Secondary Containment); A concrete pad is poured around the transformer extending approximately 4' outside of the radiators with an oil water separator incorporated in it. A metal railing is installed around the concrete pad to channel any oil into the oil water separator. | A positive use determination of 100% for the Leaker Management Project. | 2007-03-02 | 21729 | 100
10244 | T1 | TXU Electric Delivery Company | TXU Garland Substation | 1313 S 5Th St | Garland | TX | 75040 | Dallas | CN603313842 | Insufficient Information | Leaker Management Projects (Secondary Containment); A concrete pad is poured around the transformer extending approximately 4' outside of the radiators with an oil water separator incorporated in it. A metal railing is installed around the concrete pad to channel any oil into the oil water separator. | A positive use determination of 100% for the Leaker Management Project. | 2007-03-02 | 38756 | 100
10245 | T1 | TXU Electric Delivery Company | TXU Coppell South Substation | 560 Southwestern Blvd | Coppell | TX | 75019 | Dallas | CN603313842 | Insufficient Information | Leaker Management Projects (Secondary Containment); A concrete pad is poured around the transformer extending approximately 4' outside of the radiators with an oil water separator incorporated in it. A metal railing is installed around the concrete pad to channel any oil into the oil water separator. | A positive use determination of 100% for the Leaker Management Project. | 2007-03-02 | 14876 | 100
10246 | T1 | TXU Electric Delivery Company | TXU Carrollton Country Club Substation | 1821 Columbia Club Drive | Carrolton | TX | 75006 | Dallas | CN603313842 | Insufficient Information | Leaker Management Projects (Secondary Containment); A concrete pad is poured around the transformer extending approximately 4' outside of the radiators with an oil water separator incorporated in it. A metal railing is installed around the concrete pad to channel any oil into the oil water separator. | A positive use determination of 100% for the Leaker Management Project. | 2007-03-02 | 18737 | 100
10247 | T1 | TXU Electric Delivery Company | TXU Waxahachie N Substation | 800 W 281 By-Pass | Waxahachie | TX | 75105 | Ellis | CN603313842 | Insufficient Information | Catastrophic Project: Installed a secondary containment system. An earthen berm was built around the equipment. An oil/water separator was installed. | A positive use determination of 100% for the Catastrophic Project. | 2007-03-02 | 9827 | 100
10248 | T1 | TXU Electric Delivery Company | TXU Valley Ses Substation | 1040 CR 1225 | Savoy | TX | 75479 | Fannin | CN603313842 | RN102285855 | Leaker Management Projects (Secondary Containment); A concrete pad is poured around the transformer extending approximately 4' outside of the radiators with an oil water separator incorporated in it. A metal railing is installed around the concrete pad to channel any oil into the oil water separator. | A positive use determination of 100% for the Leaker Management Project. | 2007-03-02 | 37170 | 100
10249 | T1 | TXU Electric Delivery Company | TXU Sherman Line Material Substation | 345 State Hwy 289 | Sherman | TX | 75090 | Grayson | CN603313842 | Insufficient Information | Catastrophic Project: Installed a secondary containment system. An earthen berm was built around the equipment. An oil/water separator was installed. | A positive use determination of 100% for the Catastrophic Project. | 2007-03-02 | 14888 | 100
10250 | T1 | TXU Electric Delivery Company | TXU Alvarado Substation | 8834 FM 3136 | Alvarado | TX | 76009 | Johnson | CN603313842 | Insufficient Information | Leaker Management Projects (Secondary Containment); A concrete pad is poured around the transformer extending approximately 4' outside of the radiators with an oil water separator incorporated in it. A metal railing is installed around the concrete pad to channel any oil into the oil water separator. | A positive use determination of 100% for the Leaker Management Project. | 2007-03-02 | 59244 | 100
10251 | T1 | TXU Electric Delivery Company | TXU Alvarado Substation | 8834 FM 3136 | Alvarado | TX | 76009 | Johnson | CN603313842 | Insufficient Information | Catastrophic Project: Installed a secondary containment system. An earthen berm was built around the equipment. An oil/water separator was installed. | A positive use determination of 100% for the Catastrophic Project. | 2007-03-02 | 39277 | 100
10252 | T1 | TXU Electric Delivery Company | TXU Jewett Switch Substation | 2221 Main St | Jewett | TX | 75846 | Leon | CN603313842 | RN109629048 | Leaker Management Projects (Secondary Containment); A concrete pad is poured around the transformer extending approximately 4' outside of the radiators with an oil water separator incorporated in it. A metal railing is installed around the concrete pad to channel any oil into the oil water separator. | A positive use determination of 100% for the Leaker Management Project. | 2007-03-02 | 31107 | 100
10253 | T1 | TXU Electric Delivery Company | TXU Jewett Switch Substation | 2221 Main St | Jewett | TX | 75846 | Leon | CN603313842 | RN109629048 | Catastrophic Project: Installed a secondary containment system. An earthen berm was built around the equipment. An oil/water separator was installed. | A positive use determination of 100% for the Catastrophic Project. | 2007-03-02 | 27375 | 100
10254 | T1 | TXU Electric Delivery Company | TXU Weatherford Live Oak Substation | 1810 Tin Top Rd | Weatherford | TX | 76116 | Parker | CN603313842 | Insufficient Information | Leaker Management Projects (Secondary Containment); A concrete pad is poured around the transformer extending approximately 4' outside of the radiators with an oil water separator incorporated in it. A metal railing is installed around the concrete pad to channel any oil into the oil water separator. | A positive use determination of 100% for the Leaker Management Project. | 2007-03-02 | 18109 | 100
10255 | T1 | TXU Electric Delivery Company | TXU Weatherford Live Oak Substation | 1810 Tin Top Rd | Weatherford | TX | 76116 | Parker | CN603313842 | Insufficient Information | Catastrophic Project: Installed a secondary containment system. An earthen berm was built around the equipment. An oil/water separator was installed. | A positive use determination of 100% for the Catastrophic Project. | 2007-03-02 | 24417 | 100
10256 | T1 | TXU Electric Delivery Company | TXU Royse Switch Substation | 1400 West Hwy 66 | Royse City | TX | 75089 | Rockwall | CN603313842 | Insufficient Information | Leaker Management Projects (Secondary Containment); A concrete pad is poured around the transformer extending approximately 4' outside of the radiators with an oil water separator incorporated in it. A metal railing is installed around the concrete pad to channel any oil into the oil water separator. | A positive use determination of 100% for the Leaker Management Project. | 2007-03-02 | 38908 | 100
10257 | T1 | TXU Electric Delivery Company | TXU Rockwall East Substation | 4507 State Hwy 276 | Rockwall | TX | 75032 | Rockwall | CN603313842 | Insufficient Information | Leaker Management Projects (Secondary Containment); A concrete pad is poured around the transformer extending approximately 4' outside of the radiators with an oil water separator incorporated in it. A metal railing is installed around the concrete pad to channel any oil into the oil water separator. | A positive use determination of 100% for the Leaker Management Project. | 2007-03-02 | 36491 | 100
10258 | T1 | TXU Electric Delivery Company | TXU Rockwall East Substation | 4507 State Hwy 276 | Rockwall | TX | 75032 | Rockwall | CN603313842 | Insufficient Information | Catastrophic Project: Installed a secondary containment system. An earthen berm was built around the equipment. An oil/water separator was installed. | A positive use determination of 100% for the Catastrophic Project. | 2007-03-02 | 21017 | 100
10259 | T1 | TXU Electric Delivery Company | TXU Grapevine Ball Substation | 1310 Ball St | Grapevine | TX | 76051 | Tarrant | CN603313842 | Insufficient Information | Leaker Management Projects (Secondary Containment); A concrete pad is poured around the transformer extending approximately 4' outside of the radiators with an oil water separator incorporated in it. A metal railing is installed around the concrete pad to channel any oil into the oil water separator. | A positive use determination of 100% for the Leaker Management Project. | 2007-03-02 | 29409 | 100
10260 | T1 | TXU Electric Delivery Company | TXU Grapevine Ball Substation | 1310 Ball St | Grapevine | TX | 76051 | Tarrant | CN603313842 | Insufficient Information | Leaker Management Projects (Secondary Containment); A concrete pad is poured around the transformer extending approximately 4' outside of the radiators with an oil water separator incorporated in it. A metal railing is installed around the concrete pad to channel any oil into the oil water separator. | A positive use determination of 100% for the Leaker Management Project. | 2007-03-02 | 28178 | 100
10261 | T1 | TXU Electric Delivery Company | TXU Burleson Substation | 850 N Burleson Blvd | Burleson | TX | 76028 | Tarrant | CN603313842 | RN109627265 | Leaker Management Projects (Secondary Containment); A concrete pad is poured around the transformer extending approximately 4' outside of the radiators with an oil water separator incorporated in it. A metal railing is installed around the concrete pad to channel any oil into the oil water separator. | A positive use determination of 100% for the Leaker Management Project. | 2007-03-02 | 28178 | 100
10262 | T1 | TXU Electric Delivery Company | TXU Grapevine Ball Substation | 1310 Ball St | Grapevine | TX | 76051 | Tarrant | CN603313842 | Insufficient Information | Catastrophic Project: Installed a secondary containment system. An earthen berm was built around the equipment. An oil/water separator was installed. | A positive use determination of 100% for the Catastrophic Project. | 2007-03-02 | 18266 | 100
10263 | T1 | TXU Electric Delivery Company | TXU Hutto Switch Substation | 651 CR 119 | Hutto | TX | 78634 | Williamson | CN603313842 | RN109629089 | Leaker Management Projects (Secondary Containment); A concrete pad is poured around the transformer extending approximately 4' outside of the radiators with an oil water separator incorporated in it. A metal railing is installed around the concrete pad to channel any oil into the oil water separator. | A positive use determination of 100% for the Leaker Management Project. | 2007-03-02 | 18316 | 100
10264 | T1 | TXU Electric Delivery Company | TXU Hutto Switch Substation | 651 CR 119 | Hutto | TX | 78634 | Williamson | CN603313842 | RN109629089 | Catastrophic Project: Installed a secondary containment system. An earthen berm was built around the equipment. An oil/water separator was installed. | A positive use determination of 100% for the Catastrophic Project. | 2007-03-02 | 45409 | 100
10265 | T1 | TXU Electric Delivery Company | TXU Wink Substation | 1 Mi E On Tx Electric Rd | Kermit | TX | 79745 | Winkler | CN603313842 | Insufficient Information | Leaker Management Projects (Secondary Containment); A concrete pad is poured around the transformer extending approximately 4' outside of the radiators with an oil water separator incorporated in it. A metal railing is installed around the concrete pad to channel any oil into the oil water separator. | A positive use determination of 100% for the Leaker Management Project. | 2007-03-02 | 22217 | 100
10266 | T1 | TXU Electric Delivery Company | TXU Graham 345 Ses Substation | 582 Power Plant Rd | Graham | TX | 76450 | Young | CN603313842 | RN109627604 | Leaker Management Projects (Secondary Containment); A concrete pad is poured around the transformer extending approximately 4' outside of the radiators with an oil water separator incorporated in it. A metal railing is installed around the concrete pad to channel any oil into the oil water separator. | A positive use determination of 100% for the Leaker Management Project. | 2007-03-02 | 23056 | 100
10267 | T1 | TXU Electric Delivery Company | TXU Graham 138 Ses Substation | 582 Power Plant Rd | Graham | TX | 76450 | Young | CN603313842 | RN109627604 | Leaker Management Projects (Secondary Containment); A concrete pad is poured around the transformer extending approximately 4' outside of the radiators with an oil water separator incorporated in it. A metal railing is installed around the concrete pad to channel any oil into the oil water separator. | A positive use determination of 100% for the Leaker Management Project. | 2007-03-02 | 23056 | 100
10268 | T2 | Valero Refining Company - Texas | Houston Refinery | 9701 Manchester Drive | Houston | TX | 77012 | Harris | CN600127468 | RN105070981 | Equipment List for ULSD Houston Hydrotreater Project: 2 new parallel reactors; heat exchangers; pumps; SAT gas plant; Cooling Towers; and Hydrogen Compressors. | A negative determination for this project. | 2007-04-13 | 238335968 | 100
10269 | T3 | Valero Refining Company - Texas | Houston Refinery | 9701 Manchester Dr | Houston | TX | 77012 | Harris | CN600127468 | RN105070981 | NOx Reduction Project: Replaced 4 existing boilers with three new boilers equipped with Selective Catalytic Reduction Systems. The precipitators and existing co-generation units were demolished, catalytic NOx controls were installed, underground piping and sewer lines were installed and each boiler has a new Continuous Emission Monitor attached to it. | A positive use determination of 100% for the SCRs, CEMs, ES Down Burner Management System, and the Low NOx Burners. A positive use determination of 63.99% for the replacement boilers. | 2007-04-14 | 24989995 | 100
10270 | T2 | Valero Refining Company - Texas | Valero Corpus Refinery | 5900 Up River Road | Corpus Christi | TX | 78407 | Nueces | CN600127468 | RN100214386 | Gasoline Desulfurization Equipment List: Heat Exchangers; Pumps; Compressors; Towers/Reactors; Drums/Vessels; Storage Tanks; and Fired Heaters. | A negative determination for this project. | 2007-04-13 | 138480630 | 100
10271 | T2 | Valero Refining Company - Texas | Valero Corpus Refinery | 5900 Up River Road | Corpus Christi | TX | 78407 | Nueces | CN600127468 | RN100214386 | Ultra Low Sulfur Diesel Project Equipment List: Heat Exchangers; Pumps; Compressors; Towers/Reactors; Drums/Vessels; Tanks; and Heaters. | A negative determination for this project. | 2007-04-13 | 262268014 | 100
10272 | T1 | Jerry & Patricia Fryer | Affordable Portable Structures | 10500 N Ih 35 Svc Rd Sb | Austin | TX | 78753 | Travis | Not Regulated by TCEQ | Not Regulated by TCEQ | Pervious concrete land and outfall land area (24477 sf); Bio-Retention and Swale land Area (13252 sf); and Concrete Swale Land Area (9000 sf). Pervious Concrete and Gravel Storage with outfall piping. Vegetated Bio-Retention. Concrete swales to transport stormwater to pervious concrete. | A positive use determination for 100% of the 13252 sq. ft. of land used for bioretention and 9000 sq. ft. used for concrete swale, the pervious concrete, vegetated bioretention, and concrete swales. The 24477 sq. ft. of land under the paving is given a negative determination. | 2007-03-21 | 614513 | 100
10273 | T1 | Bobby Lide | Lide Industries Inc | 1618 W Hwy 84 | Mexia | TX | 76667 | Freestone | CN600917579 | RN101698439 | Installed a thermal oxidizer. Constructed a paint booth. Paved between Main & West Plant Facilities in order to control dust. | A positive use determination of 100% for the thermal oxidizer, the paint spray booth and the asphalt paving. | 2007-03-02 | 184045 | 100
10274 | T3 | Valero Refining Company - Texas | Valero Texas City Refinery | 1301 Loop 197 South | Texas City | TX | 77590 | Galveston | CN600127468 | RN100238385 | NOx Reduction Project: Replaced 2 existing boilers with three new boilers equipped with Selective Catalytic Reduction Systems. The precipitators and existing co-generation units were demolished, catalytic NOx controls were installed, underground piping and sewer lines were installed and each boiler has a new Continuous Emission Monitor attached to it. | A positive use determination of 100% for the SCRs, CEMs, ES Down Burner Management System, and the Low NOx Burners. A positive use determination of 57.16% for the replacement boilers. | 2004-04-14 | 1194516 | 100
10275 | T1 | NRG Texas Power LLC | TH Wharton | 16301 Sh 249 | Houston | TX | 77064 | Harris | CN602755415 | RN104540893 | Units 31 -- 34 and 41 -- 44 Predictive Emission Monitoring Systems. | A positive use determination for predictive emission monitoring systems installed on Units 31 through 34 and 41 through 44 | 2008-03-25 | 678667 | 100
10276 | T1 | Chesapeake Operating Inc | Sparks Drive Swd | 312 Sparks Dr | Cleburne | TX | 76033 | Johnson | CN600514004 | RN104009667 | This facility is used to inject saltwater produced by oil & gas production back into the ground. The facility consists of a swd well, tankage, and pumps. | A positive use determination of 100% for the Saltwater Disposal Facility consisting of SWD well, tankage, and pumps. | 2007-03-19 | 2500000 | 100
10277 | T1 | Chesapeake Operating Inc | Sparks Drive Swd | 1807 S Main | Cleburne | TX | 76033 | Johnson | CN600514004 | RN104009667 | This facility is used to inject saltwater produced by oil & gas production back into the ground. The facility consists of a swd well, tankage, and pumps. | A positive use determination of 100% for the Saltwater Disposal Facility consisting of SWD well, tankage, and pumps. | 2007-03-19 | 2531603 | 100
10278 | T1 | Chesapeake Operating Inc | S Mann Swd | 2601 Pipeline Rd | Cleburne | TX | 76033 | Johnson | CN600514004 | Insufficient Information | This facility is used to inject saltwater produced by oil & gas production back into the ground. The facility consists of a swd well, tankage, and pumps. | A positive use determination of 100% for the Saltwater Disposal Facility consisting of SWD well, tankage, and pumps. | 2007-03-19 | 2375118 | 100
10279 | T2 | Premcor Refining Group Inc | Valero Port Arthur Refinery | 1801 S Gulfway Dr. | Port Arthur | TX | 77640 | Jefferson | CN600127468 | RN102584026 | The Ultra Low Sulfur Diesel Project included the revamping of the sulfur recovery unit desulfurization unit and the sour water system desulfurization unit; and the construction of amine treatment unit - 7842, gas fractionation unit – 241, gas fractionation unit – 243, and diesel hydrotreater – 246; and associated utilities and off-sites. Use of this equipment produces a diesel fuel that emits less sulfur when burned in an internal combustion engine. | The additional information received does not provide a basis for changing the initial negative use determination issued on April 18, 2007. | 2011-11-15 | 192000000 | 100
10280 | T2 | Premcor Refining Group Inc | Valero Port Arthur Refinery | 1801 South Gulfway Drive | Port Arthur | TX | 77640 | Jefferson | CN600127468 | RN102584026 | Gasoline Desulfurization Equipment List: GFU - 245; GFU - 245 Modifications; Cooling; Flare; Treater Upgrade; Demo & Site Clearance; and DSBL. | A negative determination for this project. | 2007-04-13 | 105719775 | 100
10281 | T2 | Valero Refining Company - Texas | Houston Refinery | 9701 Manchester Drive | Houston | TX | 77012 | Harris | CN600127468 | RN105070981 | Gasoline Desulfurization Equipment List: New Stabilizer; Exchanger/Air Cooler/Pumps; Hydrogen Compressors; SHU Reactors; Vessels/Reactors/Heaters; FCC Main Fractionator Modifications. | A negative determination for this project. | 2007-04-13 | 65788116 | 100
10282 | T2 | Diamond Shamrock Refining Company LP | Diamond Shamrock McKee Refinery | 6701 FM 119 | Dumas | TX | 79029 | Moore | CN600124861 | RN100210517 | The Refinery Revamp Project includes the addition of a reactor; hydrogen compressor, drum; amine absorbers; heat exchangers; pumps; chloride absorber; low NOx burners; cooling; and modified reactor exchangers. Use of the fuel produced will result in fewer air emissions. | A negative determination for this project. | 2007-04-13 | 58004141 | 100
10283 | T2 | Diamond Shamrock Refining Company LP | Diamond Shamrock McKee Refinery | 6701 FM 119 | Dumas | TX | 79029 | Moore | CN600124861 | RN100210517 | Gasoline Desulphurization Project (Equipment List): CDHDS Tower; Polishing Reactor; Modified Hydro Column; Storage Tanks; Heaters; Vessels; Cooling Tower; Modified Reboiler; Compressors; and Exchangers. | A negative determination for this project. | 2007-04-13 | 99380200 | 100
10284 | T2 | Valero Refining Company - Texas | Valero Texas City Refinery | 1301 Loop 197 South | Texas City | TX | 77590 | Galveston | CN600127468 | RN100238385 | Gasoline Desulphurization Project (Equipment List): Heater & Stack; Blend Pumps; Blend Loop; Meters/Valves; Reformer Gas Compressor; 2 Hydrogen Recycle Compressors; Booster Compressor; and Amine Scrubber. | A negative determination for this project. | 2007-04-13 | 97778121 | 100
10285 | T2 | Valero Refining Company - Texas | Valero Texas City Refinery | 1301 Loop 197 South | Texas City | TX | 77590 | Galveston | CN600127468 | RN100238385 | ULSD Refinery Revamp (Equipment List): 2-Bed Reactors; Exchangers; Replacement Convection Section; Air Cooler; Pumps; Compressors; Tankage; and Larger Piping. | A negative determination for this project. | 2007-04-13 | 41048683 | 100
10286 | T3 | 3M Company | 3M Company | 4501 Hwy 377 S | Brownwood | TX | 76801 | Brown | CN600291397 | RN100219005 | The MRX2 production line. This line eliminated the use of solvents which greatly reduced VOC emissions from the process . | A positive use determination for 28.5% of the MRX2 production line. | 2007-07-03 | 15931869 | 100
10287 | T2 | Hensley Industries | Hensley Industries - South Foundry | 2108 Joe Field Rd | Dallas | TX | 75229 | Dallas | CN600396493 | RN100689934 | Installed a vapor phase odor reducing system. | A positive use determination of 100% for the Ecosorb vapor phase odor reducing system. | 2007-03-01 | 37408 | 100
10288 | T1 | Hensley Industries | Hensley Industries - South Foundry | 2108 Joe Field Rd | Dallas | TX | 75229 | Dallas | CN600396493 | RN100689934 | Baghouse B-21 Stack Extension with silencer. Duct Work Modifications to Baghouse B-14. High Efficiency Bag Filter Upgrades. | A positive use determination of 100% for the Baghouse B-21 Stack Extension with silencer, the Duct Work Modifications to Baghouse B-14, and the High Efficiency Bag Filter Upgrades. | 2007-03-02 | 31481 | 100
10289 | T1 | Hensley Industries | Hensley Industries - South Foundry | 2108 Joe Field Rd | Dallas | TX | 75229 | Dallas | CN600396493 | RN100689934 | High Efficiency Bag Filters for Baghouse 8; Bag Leak Detection System - Baghouse B-8. | A positive use determination of 100% for the High Efficiency Bag Filters for Baghouse 8; and the Bag Leak Detection System - Baghouse B-8. | 2007-03-02 | 57256 | 100
10290 | T1 | Hensley Industries | Hensley Industries - North Foundry | 2108 Joe Field Rd | Dallas | TX | 75229 | Dallas | CN600396493 | RN100689934 | High Efficiency Bag Filter Upgrades -- Baghouses B-1, B-2, B-18 and B-19. | A positive use determination of 100% for the High Efficiency Bag Filters Upgrades for Baghouses B-1, B-2, B-18 & B-19. | 2007-03-02 | 52679 | 100
10291 | T1 | BJ Services Company USA | BJ Services Company USA | 16610 Aldine Westfield | Houston | TX | 77032 | Harris | CN602621484 | RN104972310 | 1+ acre detention pond and tributaries. | A positive use determination of 100% for the 1+ acre detention pond and tributaries.. | 2007-03-05 | 100000 | 100
10292 | T1 | BJ Services Company USA | BJ Services Company USA | 11211 FM 2920 Rd | Tomball | TX | 77375 | Harris | CN601547037 | RN100705680 | Seven acre detention pond. Test wells for water quality and water monitoring. Dust Collectors. Acid Lab - floor drains, piping, leading to dilution system. Fire Prevention System. Vent Hoods, piping into control device in labs. Alarm system for air lab. Self contained air recirculation system for labs. Disposal Tank. Paint shop mixing room. Paint Booth. Paint Shop dust collectors. Street Sweeper. Safety Showers in labs. Drum yard surface paving for drainage. Drum yard sump pump system. Outside water tank used to recirculate water. | A positive use determination of 100% for the seven acre detention pond, the test wells for water quality and water monitoring, the Dust Collectors, the Acid Lab Improvements, the Vent Hoods, piping into control device in labs, the Alarm system for air lab, the Disposal Tank, the Paint shop mixing room, the paint booth, the Paint Shop dust collectors, Street Sweeper, the drum yard surface paving for drainage, the drum yard sump pump system, and the outside water tank used to recirculate water. A negative determination for the Fire Prevention System, The self contained air recirculation system, and the safety showers. These three items are considered to be safety property rather than pollution control property | 2007-03-06 | 3590600 | 100
10293 | T1 | TXU Electric Delivery Company | TXU Lufkin South Substation | 2401 Brentwood Dr | Lufkin | TX | 75901 | Angelina | CN603313842 | RN109632836 | Leaker Management Projects (Secondary Containment); A concrete pad is poured around the transformer extending approximately 4' outside of the radiators with an oil water separator incorporated in it. A metal railing is installed around the concrete pad to channel any oil into the oil water separator. | A positive use determination of 100% for the Leaker Management Project. | 2007-03-02 | 34670 | 100
10294 | T1 | TXU Electric Delivery Company | TXU Pecan Creek Substation | 5968 FM 438 | Temple | TX | 76500 | Bell | CN603313842 | Insufficient Information | Catastrophic Project: Installed a secondary containment system. An earthen berm was built around the equipment. An oil/water separator was installed. | A positive use determination of 100% for the Catastrophic Project. | 2007-03-02 | 46723 | 100
10295 | T1 | TXU Electric Delivery Company | TXU Rogers Substation | 766 Sr-36 | Rogers | TX | 76569 | Bell | CN603313842 | Insufficient Information | Catastrophic Project: Installed a secondary containment system. An earthen berm was built around the equipment. An oil/water separator was installed. | A positive use determination of 100% for the Catastrophic Project. | 2007-03-02 | 24601 | 100
10296 | T1 | TXU Electric Delivery Company | TXU Red Oak Substation | 543 N Houston School | Red Oak | TX | 75154 | Ellis | CN603313842 | Insufficient Information | Leaker Management Projects (Secondary Containment); A concrete pad is poured around the transformer extending approximately 4' outside of the radiators with an oil water separator incorporated in it. A metal railing is installed around the concrete pad to channel any oil into the oil water separator. | A positive use determination of 100% for the Leaker Management Project. | 2007-03-02 | 35770 | 100
10297 | T1 | TXU Electric Delivery Company | TXU Midlothian South Substation | 1111 S 9Th St | Midlothian | TX | 76065 | Ellis | CN603313842 | Insufficient Information | Leaker Management Projects (Secondary Containment); A concrete pad is poured around the transformer extending approximately 4' outside of the radiators with an oil water separator incorporated in it. A metal railing is installed around the concrete pad to channel any oil into the oil water separator. | A positive use determination of 100% for the Leaker Management Project. | 2007-03-02 | 15209 | 100
10298 | T1 | TXU Electric Delivery Company | TXU Brownsboror Substation | 12390 FM 314 N | Brownsboro | TX | 75756 | Henderson | CN603313842 | Insufficient Information | Leaker Management Projects (Secondary Containment); A concrete pad is poured around the transformer extending approximately 4' outside of the radiators with an oil water separator incorporated in it. A metal railing is installed around the concrete pad to channel any oil into the oil water separator. | A positive use determination of 100% for the Leaker Management Project. | 2007-03-02 | 12827 | 100
10299 | T1 | TXU Electric Delivery Company | TXU Commanche Peak 138 Ses Substation | FM 56 | Glenrose | TX | 76043 | Somervell | CN603313842 | Insufficient Information | Leaker Management Projects (Secondary Containment); A concrete pad is poured around the transformer extending approximately 4' outside of the radiators with an oil water separator incorporated in it. A metal railing is installed around the concrete pad to channel any oil into the oil water separator. | A positive use determination of 100% for the Leaker Management Project. | 2007-03-02 | 98703 | 100
10300 | T1 | Premcor Refining Group Inc | Valero Port Arthur Refinery | 1801 S Gulfway Dr | Port Arthur | TX | 77640 | Jefferson | CN600127468 | RN102584026 | Converted existing floating roof tank 88 into a oil/sour water separator tank. Property included level monitoring and alarm systems. | A positive use determination for the project to convert Tank 88 into an oil/sour water separator tank. | 2007-03-06 | 506673 | 100
10301 | T1 | Shell Chemical LP | Shell Chemical - Deer Park | 5900 Hwy 225 | Deer Park | TX | 77536 | Harris | CN602641664 | RN104660915 | Installed HRVOC monitoring equipment at cooling water towers and flares. | A positive use determination for the installation of the HRVOC monitoring equipment. | 2007-03-06 | 7091000 | 100
10302 | T1 | Shell Chemical LP | Shell Deer Park - Refinery | 5900 Hwy 225 | Deer Park | TX | 77536 | Harris | CN602641664 | RN104660915 | Installed HRVOC monitoring equipment at cooling water towers and flares. | A positive use determination for the installation of the HRVOC monitoring equipment. | 2007-03-06 | 7500000 | 100
10303 | T1 | Deer Park Refining Limited Partnership | Shell Deer Park - Refinery | 5900 Hwy 225 | Deer Park | TX | 77536 | Harris | CN602641664 | RN100211879 | Installation of a Selective Catalytic Reduction System on a heat recovery steam generator in the Cogeneration Facility. Equipment includes: SCR Reactor & Catalyst; NH3 Vaporizer/Injection Skid; NH3 Storage System; NH3 Injection Grid; and two NOx Analyzers. | A positive use determination for the installation of the Selective Catalytic Reduction System. | 2007-03-06 | 5600000 | 100
10304 | T1 | GTI Coatings Inc | GTI Coatings Inc | 3733 Drosett Dr | Austin | TX | 78744 | Travis | CN600410294 | RN102331550 | Installed a Water/Wastewater Treatment System. | A positive use determination for the Water/Wastewater Treatment System. | 2007-03-06 | 372736 | 100
10305 | T1 | Georgetown Cedar Breaks Retail Dev. | Cedar Breaks Retail Center | 3706 Cedar Breaks Rd | Georgetown | TX | 78628 | Williamson | CN601699911 | RN103167979 | Swales, inlets, and pipe system used to collect and convey stormwater to collection basin, Pumps and pipes used to distribute stormwater to re-irrigation system. | A positive use determination of 100% for the Wet Pond, Re-Irrigation System, Storm Sewer Collection System, and Pond Splitter & Stormwater Diversion equipment. A negative determination for the land which is irrigated. The use of a sprinkler system to dispose of rainwater does not turn the land into a pollution control device. | 2007-04-14 | 577628 | 100
10306 | T1 | Clarke Products | Clarke Products Waco | 600 General Parkway | Waco | TX | 76704 | McLennan | CN600129381 | RN104635032 | Chop/Spray Booth Systems #461. Dust Collector #463. Resin Containment #466. Storage, Holding, Agitating Tanks #468. Air Makeup/Heater Fans #469. | A positive use determination of 100% for the Chop/Spray Booth Systems #461. Dust Collector #463. Resin Containment #466. Storage, Holding, Agitating Tanks #468, and the Air Makeup/Heater Fans #469, | 2007-06-04 | 426763.23 | 100
10307 | T1 | Valley Shamrock Inc | Valley Shamrock #1519 | 3912 N McColl Rd | McAllen | TX | 78501 | Hidalgo | CN603361361 | RN102364080 | Property: Auto Shut Off Valves; Overfill Alarms; Spill Containers; Stage I and II Vapor Recovery; Vent Restriction Devices; Vapor Monitoring; Under Pump Check Valve; Sensing Devices; Auto Tank Gauging; Under Dispenser Sumps; Concrete Over Lines & Tanks; Trash Enclosure; Breakaways; Canopy & Supports; Island Guards; and Land. Car Wash Retention Pond | A positive use determination for 50% of the double walled tanks and piping and 100% of the remaining property items listed above but excluding the canopy & supports and the island guards which are given a negative determination. | 2007-03-22 | 244950 | 100
10308 | T1 | Valley Shamrock Inc | Valley Shamrock #1520 | 2808 S 23Rd St | McAllen | TX | 78503 | Hidalgo | CN603361361 | RN102372232 | Property: Auto Shut Off Valves; Overfill Alarms; Spill Containers; Stage I and II Vapor Recovery; Vent Restriction Devices; Vapor Monitoring; Under Pump Check Valve; Sensing Devices; Auto Tank Gauging; Under Dispenser Sumps; Concrete Over Lines & Tanks; Trash Enclosure; Breakaways; Canopy & Supports; Island Guards; and Land. Car Wash Retention Pond | A positive use determination for 50% of the double walled tanks and piping and 100% of the remaining property items listed above but excluding the canopy & supports and the island guards which are given a negative determination. | 2007-03-22 | 244950 | 100
10309 | T1 | Valley Shamrock Inc | Valley Shamrock #1521 | 3113 S 10Th St | McAllen | TX | 78503 | Hidalgo | CN603361361 | RN102373826 | Property: Auto Shut Off Valves; Overfill Alarms; Spill Containers; Stage I and II Vapor Recovery; Vent Restriction Devices; Vapor Monitoring; Under Pump Check Valve; Sensing Devices; Auto Tank Gauging; Under Dispenser Sumps; Concrete Over Lines & Tanks; Trash Enclosure; Breakaways; Canopy & Supports; Island Guards; and Land. | A positive use determination for 50% of the double walled tanks and piping and 100% of the remaining property items listed above but excluding the canopy & supports and the island guards which are given a negative determination. | 2007-03-22 | 138950 | 100
10310 | T1 | Valley Shamrock Inc | Valley Shamrock #1522 | 2004 E Griffin | Mission | TX | 78572 | Hidalgo | CN603361361 | RN102366572 | Property: Auto Shut Off Valves; Overfill Alarms; Spill Containers; Stage I and II Vapor Recovery; Vent Restriction Devices; Vapor Monitoring; Under Pump Check Valve; Sensing Devices; Auto Tank Gauging; Under Dispenser Sumps; Concrete Over Lines & Tanks; Trash Enclosure; Breakaways; Canopy & Supports; Island Guards; and Land. Tank Top Sumps, Double Walled Tanks, and Double Walled Piping. | A positive use determination for 50% of the double walled tanks and piping and 100% of the remaining property items listed above but excluding the canopy & supports and the island guards which are given a negative determination. | 2007-03-22 | 274053 | 100
10311 | T1 | Valley Shamrock Inc | Valley Shamrock #1523 | 2406 E Expressway 83 | Mission | TX | 78572 | Hidalgo | CN603361361 | RN104529979 | Property: Auto Shut Off Valves; Overfill Alarms; Spill Containers; Stage I and II Vapor Recovery; Vent Restriction Devices; Vapor Monitoring; Under Pump Check Valve; Sensing Devices; Auto Tank Gauging; Under Dispenser Sumps; Concrete Over Lines & Tanks; Trash Enclosure; Breakaways; Canopy & Supports; Island Guards; and Land. Tank Top Sumps, Double Walled Tanks, and Double Walled Piping. | A positive use determination for 50% of the double walled tanks and piping and 100% of the remaining property items listed above but excluding the canopy & supports and the island guards which are given a negative determination. | 2007-03-22 | 274053 | 100
10312 | T1 | Valley Shamrock Inc | Valley Shamrock #1536 | 3225 E Expressway 83 | Weslaco | TX | 78596 | Hidalgo | CN603361361 | RN104762570 | Property: Auto Shut Off Valves; Overfill Alarms; Spill Containers; Stage I and II Vapor Recovery; Vent Restriction Devices; Vapor Monitoring; Under Pump Check Valve; Sensing Devices; Auto Tank Gauging; Under Dispenser Sumps; Concrete Over Lines & Tanks; Trash Enclosure; Breakaways; Canopy & Supports; Island Guards; and Land. Tank Top Sumps, Double Walled Tanks, and Double Walled Piping. | A positive use determination for 50% of the double walled tanks and piping and 100% of the remaining property items listed above but excluding the canopy & supports and the island guards which are given a negative determination. | 2007-03-23 | 274053 | 100
10313 | T1 | Sigmor Corporation | Sigmor Corp 505 | 416 E Washington | Navasota | TX | 77868 | Grimes | CN602400699 | RN102363355 | Property: Auto Shut Off Valves; Overfill Alarms; Spill Containers; Stage I and II Vapor Recovery; Vent Restriction Devices; Vapor Monitoring; Under Pump Check Valve; Sensing Devices; Auto Tank Gauging; Under Dispenser Sumps; Concrete Over Lines & Tanks; Trash Enclosure; Breakaways; Canopy & Supports; Island Guards; and Land. Tank Top Sumps, Double Walled Tanks, and Double Walled Piping. | A positive use determination for 50% of the double walled tanks and piping and 100% of the remaining property items listed above but excluding the canopy & supports and the island guards which are given a negative determination. | 2007-03-23 | 274053 | 100
10314 | T1 | National Convenience Stores Inc | National Convenience #2101 | 8916 Hwy 6 | Hitchcock | TX | 77563 | Galveston | CN604312868 | RN102377686 | Property: Auto Shut Off Valves; Overfill Alarms; Spill Containers; Stage I and II Vapor Recovery; Vent Restriction Devices; Vapor Monitoring; Under Pump Check Valve; Sensing Devices; Auto Tank Gauging; Under Dispenser Sumps; Concrete Over Lines & Tanks; Trash Enclosure; Breakaways; Canopy & Supports; Island Guards; and Land. Tank Top Sumps, Double Walled Tanks, and Double Walled Piping. | A positive use determination for 50% of the double walled tanks and piping and 100% of the remaining property items listed above but excluding the canopy & supports and the island guards which are given a negative determination. | 2007-03-23 | 274053 | 100
10315 | T1 | National Convenience Stores Inc | National Convenience #2363 | 6902 Seawall Blvd | Galveston | TX | 77551 | Galveston | CN604312868 | RN102363637 | Property: Auto Shut Off Valves; Overfill Alarms; Spill Containers; Stage I and II Vapor Recovery; Vent Restriction Devices; Vapor Monitoring; Under Pump Check Valve; Sensing Devices; Auto Tank Gauging; Under Dispenser Sumps; Concrete Over Lines & Tanks; Trash Enclosure; Breakaways; Canopy & Supports; Island Guards; and Land. Tank Top Sumps, Double Walled Tanks, and Double Walled Piping. | A positive use determination for 50% of the double walled tanks and piping and 100% of the remaining property items listed above but excluding the canopy & supports and the island guards which are given a negative determination. | 2007-03-23 | 274053 | 100
10316 | T1 | National Convenience Stores Inc | National Convenience #2618 | 1927 61St St | Galveston | TX | 77551 | Galveston | CN604312868 | RN102369220 | Property: Auto Shut Off Valves; Overfill Alarms; Spill Containers; Stage I and II Vapor Recovery; Vent Restriction Devices; Vapor Monitoring; Under Pump Check Valve; Sensing Devices; Auto Tank Gauging; Under Dispenser Sumps; Concrete Over Lines & Tanks; Trash Enclosure; Breakaways; Canopy & Supports; Island Guards; and Land. Tank Top Sumps, Double Walled Tanks, and Double Walled Piping. | A positive use determination for 50% of the double walled tanks and piping and 100% of the remaining property items listed above but excluding the canopy & supports and the island guards which are given a negative determination. | 2007-03-23 | 274053 | 100
10317 | T1 | National Convenience Stores Inc | National Convenience #2501 | 1212 FM 2218 | Richmond | TX | 77469 | Fort Bend | CN605165414 | RN102369287 | Property: Auto Shut Off Valves; Overfill Alarms; Spill Containers; Stage I and II Vapor Recovery; Vent Restriction Devices; Vapor Monitoring; Under Pump Check Valve; Sensing Devices; Auto Tank Gauging; Under Dispenser Sumps; Concrete Over Lines & Tanks; Trash Enclosure; Breakaways; Canopy & Supports; Island Guards; and Land. Tank Top Sumps, Double Walled Tanks, and Double Walled Piping. | A positive use determination for 50% of the double walled tanks and piping and 100% of the remaining property items listed above but excluding the canopy & supports and the island guards which are given a negative determination. | 2007-03-23 | 274053 | 100
10318 | T1 | Diamond Shamrock Stations Inc | Diamond Shamrock #1239 | 2400 Forest Ridge Dr | Bedford | TX | 76021 | Tarrant | CN600135370 | RN102372117 | Property: Auto Shut Off Valves; Overfill Alarms; Spill Containers; Stage I and II Vapor Recovery; Vent Restriction Devices; Vapor Monitoring; Under Pump Check Valve; Sensing Devices; Auto Tank Gauging; Under Dispenser Sumps; Concrete Over Lines & Tanks; Trash Enclosure; Breakaways; Canopy & Supports; Island Guards; and Land. Double Walled Piping. | A positive use determination for 50% of the double walled piping and 100% of the remaining property items listed above but excluding the canopy & supports and the island guards which are given a negative determination. | 2007-03-23 | 193263 | 100
10319 | T1 | Diamond Shamrock Stations Inc | Diamond Shamrock #1423 | 23106 Kuykendahl Rd | Tomball | TX | 77375 | Harris | CN604312421 | RN103018321 | Property: Auto Shut Off Valves; Overfill Alarms; Spill Containers; Stage I and II Vapor Recovery; Vent Restriction Devices; Vapor Monitoring; Under Pump Check Valve; Sensing Devices; Auto Tank Gauging; Under Dispenser Sumps; Concrete Over Lines & Tanks; Trash Enclosure; Breakaways; Canopy & Supports; Island Guards; and Land. Tank Top Sumps, Double Walled Tanks, and Double Walled Piping. | A positive use determination for 50% of the double walled tanks and piping and 100% of the remaining property items listed above but excluding the canopy & supports and the island guards which are given a negative determination. | 2007-03-23 | 274053 | 100
10320 | T1 | Diamond Shamrock Stations Inc | Diamond Shamrock #1424 | 25525 Kuykendahl Rd | Tomball | TX | 77375 | Harris | CN604312421 | RN104519384 | Property: Auto Shut Off Valves; Overfill Alarms; Spill Containers; Stage I and II Vapor Recovery; Vent Restriction Devices; Vapor Monitoring; Under Pump Check Valve; Sensing Devices; Auto Tank Gauging; Under Dispenser Sumps; Concrete Over Lines & Tanks; Trash Enclosure; Breakaways; Canopy & Supports; Island Guards; and Land. Car Wash items include Foundation Sump Tanks, Filtration System, Interceptor/Tanks/Plumbing, and Retention Pond. | A positive use determination for 100% of the property items listed above but excluding the canopy & supports and the island guards which are given a negative determination. | 2007-03-23 | 269805 | 100
10321 | T1 | Diamond Shamrock Stations Inc | Diamond Shamrock #1425 | 9010 Barker Cypress Rd | Cypress | TX | 77433 | Harris | CN604312421 | RN104762679 | Property: Auto Shut Off Valves; Overfill Alarms; Spill Containers; Stage I and II Vapor Recovery; Vent Restriction Devices; Vapor Monitoring; Under Pump Check Valve; Sensing Devices; Auto Tank Gauging; Under Dispenser Sumps; Concrete Over Lines & Tanks; Trash Enclosure; Breakaways; Canopy & Supports; Island Guards; and Land. Tank Top Sumps, Double Walled Tanks, and Double Walled Piping. | A positive use determination for 50% of the double walled tanks and piping and 100% of the remaining property items listed above but excluding the canopy & supports and the island guards which are given a negative determination. | 2007-03-23 | 274053 | 100
10322 | T1 | Diamond Shamrock Refining & Marketing Co | Diamond Shamrock #1255 | 12190 Montwood Dr | El Paso | TX | 79936 | El Paso | CN604312421 | RN102438439 | Property: Auto Shut Off Valves; Overfill Alarms; Spill Containers; Stage I and II Vapor Recovery; Vent Restriction Devices; Vapor Monitoring; Under Pump Check Valve; Sensing Devices; Auto Tank Gauging; Under Dispenser Sumps; Concrete Over Lines & Tanks; Trash Enclosure; Breakaways; Canopy & Supports; Island Guards; and Land. Tank Top Sumps, Double Walled Tanks, and Double Walled Piping. | A positive use determination for 50% of the double walled tanks and piping and 100% of the remaining property items listed above but excluding the canopy & supports and the island guards which are given a negative determination. | 2007-03-23 | 274053 | 100
10323 | T1 | Diamond Shamrock Refining & Marketing Co | Diamond Shamrock #1259 | 1915 Montana Ave | El Paso | TX | 79902 | El Paso | CN604312421 | RN101694982 | Property: Auto Shut Off Valves; Overfill Alarms; Spill Containers; Stage I and II Vapor Recovery; Vent Restriction Devices; Vapor Monitoring; Under Pump Check Valve; Sensing Devices; Auto Tank Gauging; Under Dispenser Sumps; Concrete Over Lines & Tanks; Trash Enclosure; Breakaways; Canopy & Supports; Island Guards; and Land. Double Walled Piping. | A positive use determination for 50% of the double walled piping and 100% of the remaining property items listed above but excluding the canopy & supports and the island guards which are given a negative determination. | 2007-03-23 | 193263 | 100
10324 | T1 | Diamond Shamrock Refining & Marketing Co | Diamond Shamrock #1262 | 9950 Gateway N | El Paso | TX | 79924 | El Paso | CN604312421 | RN102438520 | Property: Auto Shut Off Valves; Overfill Alarms; Spill Containers; Stage I and II Vapor Recovery; Vent Restriction Devices; Vapor Monitoring; Under Pump Check Valve; Sensing Devices; Auto Tank Gauging; Under Dispenser Sumps; Concrete Over Lines & Tanks; Trash Enclosure; Breakaways; Canopy & Supports; Island Guards; and Land. Tank Top Sumps, Double Walled Tanks, and Double Walled Piping. | A positive use determination for 50% of the double walled tanks and piping and 100% of the remaining property items listed above but excluding the canopy & supports and the island guards which are given a negative determination. | 2007-03-23 | 274053 | 100
10325 | T1 | Diamond Shamrock Refining & Marketing Co | Diamond Shamrock #1277 | 850E Redd Rd | El Paso | TX | 78812 | El Paso | CN600135370 | RN102415403 | Property: Auto Shut Off Valves; Overfill Alarms; Spill Containers; Stage I and II Vapor Recovery; Vent Restriction Devices; Vapor Monitoring; Under Pump Check Valve; Sensing Devices; Auto Tank Gauging; Under Dispenser Sumps; Concrete Over Lines & Tanks; Trash Enclosure; Breakaways; Canopy & Supports; Island Guards; and Land. Tank Top Sumps, Double Walled Tanks, and Double Walled Piping. | A positive use determination for 50% of the double walled tanks and piping and 100% of the remaining property items listed above but excluding the canopy & supports and the island guards which are given a negative determination. | 2007-03-23 | 274053 | 100
10326 | T1 | Diamond Shamrock Refining & Marketing Co | Diamond Shamrock #1045 | 10010 N Loop 1604 W | San Antonio | TX | 78254 | Bexar | CN604312421 | RN102457793 | Property: Auto Shut Off Valves; Overfill Alarms; Spill Containers; Stage I and II Vapor Recovery; Vent Restriction Devices; Vapor Monitoring; Under Pump Check Valve; Sensing Devices; Auto Tank Gauging; Under Dispenser Sumps; Concrete Over Lines & Tanks; Trash Enclosure; Breakaways; Canopy & Supports; Island Guards; and Land. Tank Top Sumps, Double Walled Tanks, and Double Walled Piping. | A positive use determination for 50% of the double walled tanks and piping and 100% of the remaining property items listed above but excluding the canopy & supports and the island guards which are given a negative determination. | 2007-03-23 | 274053 | 100
10327 | T1 | Diamond Shamrock Refining & Marketing Co | Diamond Shamrock #1046 | 12020 Oconner | San Antonio | TX | 78233 | Bexar | CN604312421 | RN102426996 | Property: Auto Shut Off Valves; Overfill Alarms; Spill Containers; Stage I and II Vapor Recovery; Vent Restriction Devices; Vapor Monitoring; Under Pump Check Valve; Sensing Devices; Auto Tank Gauging; Under Dispenser Sumps; Concrete Over Lines & Tanks; Trash Enclosure; Breakaways; Canopy & Supports; Island Guards; and Land. Tank Top Sumps, Double Walled Tanks, and Double Walled Piping. | A positive use determination for 50% of the double walled tanks and piping and 100% of the remaining property items listed above but excluding the canopy & supports and the island guards which are given a negative determination. | 2007-03-23 | 274053 | 100
10328 | T1 | Diamond Shamrock Refining & Marketing Co | Diamond Shamrock #1047 | 4646 Rittiman Rd | San Antonio | TX | 78238 | Bexar | CN604312421 | RN102440591 | Property: Auto Shut Off Valves; Overfill Alarms; Spill Containers; Stage I and II Vapor Recovery; Vent Restriction Devices; Vapor Monitoring; Under Pump Check Valve; Sensing Devices; Auto Tank Gauging; Under Dispenser Sumps; Concrete Over Lines & Tanks; Trash Enclosure; Breakaways; Canopy & Supports; Island Guards; and Land. Tank Top Sumps, Double Walled Tanks, and Double Walled Piping. | A positive use determination for 50% of the double walled tanks and piping and 100% of the remaining property items listed above but excluding the canopy & supports and the island guards which are given a negative determination. | 2007-03-23 | 274053 | 100
10329 | T1 | Diamond Shamrock Refining & Marketing Co | Diamond Shamrock #1048 | 7153 Bandera Rd | Leon Valley | TX | 78238 | Bexar | CN604312421 | RN102425063 | Property: Auto Shut Off Valves; Overfill Alarms; Spill Containers; Stage I and II Vapor Recovery; Vent Restriction Devices; Vapor Monitoring; Under Pump Check Valve; Sensing Devices; Auto Tank Gauging; Under Dispenser Sumps; Concrete Over Lines & Tanks; Trash Enclosure; Breakaways; Canopy & Supports; Island Guards; and Land. Tank Top Sumps, Double Walled Tanks, and Double Walled Piping. | A positive use determination for 50% of the double walled tanks and piping and 100% of the remaining property items listed above but excluding the canopy & supports and the island guards which are given a negative determination. | 2007-03-23 | 274053 | 100
10330 | T1 | Diamond Shamrock Refining & Marketing Co | Diamond Shamrock #1049 | 2909 Pat Booker Rd | Universal City | TX | 78148 | Bexar | CN604312421 | RN102436607 | Property: Auto Shut Off Valves; Overfill Alarms; Spill Containers; Stage I and II Vapor Recovery; Vent Restriction Devices; Vapor Monitoring; Under Pump Check Valve; Sensing Devices; Auto Tank Gauging; Under Dispenser Sumps; Concrete Over Lines & Tanks; Trash Enclosure; Breakaways; Canopy & Supports; Island Guards; and Land. Tank Top Sumps, Double Walled Tanks, and Double Walled Piping. | A positive use determination for 50% of the double walled tanks and piping and 100% of the remaining property items listed above but excluding the canopy & supports and the island guards which are given a negative determination. | 2007-03-23 | 274053 | 100
10331 | T1 | Diamond Shamrock Refining & Marketing Co | Diamond Shamrock #1050 | 7305 Culebra Rd | San Antonio | TX | 78251 | Bexar | CN604312421 | RN102428604 | Property: Auto Shut Off Valves; Overfill Alarms; Spill Containers; Stage I and II Vapor Recovery; Vent Restriction Devices; Vapor Monitoring; Under Pump Check Valve; Sensing Devices; Auto Tank Gauging; Under Dispenser Sumps; Concrete Over Lines & Tanks; Trash Enclosure; Breakaways; Canopy & Supports; Island Guards; and Land. Tank Top Sumps, Double Walled Tanks, and Double Walled Piping. | A positive use determination for 50% of the double walled tanks and piping and 100% of the remaining property items listed above but excluding the canopy & supports and the island guards which are given a negative determination. | 2007-03-23 | 274053 | 100
10332 | T1 | Diamond Shamrock Refining & Marketing Co | Diamond Shamrock #735 | 2208 Long Prairie Rd | Flower Mound | TX | 75028 | Denton | CN604702951 | RN102380128 | Property: Auto Shut Off Valves; Overfill Alarms; Spill Containers; Stage I and II Vapor Recovery; Vent Restriction Devices; Vapor Monitoring; Under Pump Check Valve; Sensing Devices; Auto Tank Gauging; Under Dispenser Sumps; Concrete Over Lines & Tanks; Trash Enclosure; Breakaways; Canopy & Supports; Island Guards; and Land. Tank Top Sumps, Double Walled Tanks, and Double Walled Piping. | A positive use determination for 50% of the double walled tanks and piping and 100% of the remaining property items listed above but excluding the canopy & supports and the island guards which are given a negative determination. | 2007-03-23 | 274053 | 100
10333 | T1 | Diamond Shamrock Stations Inc | Diamond Shamrock #982 | 6003 Dezavala Rd | San Antonio | TX | 78249 | Bexar | CN604312421 | RN102377132 | Property: Auto Shut Off Valves; Overfill Alarms; Spill Containers; Stage I and II Vapor Recovery; Vent Restriction Devices; Vapor Monitoring; Under Pump Check Valve; Sensing Devices; Auto Tank Gauging; Under Dispenser Sumps; Concrete Over Lines & Tanks; Trash Enclosure; Breakaways; Canopy & Supports; Island Guards; and Land. Tank Top Sumps, Double Walled Tanks, and Double Walled Piping. | A positive use determination for 50% of the double walled tanks and piping and 100% of the remaining property items listed above but excluding the canopy & supports and the island guards which are given a negative determination. | 2007-03-23 | 274053 | 100
10334 | T1 | Diamond Shamrock Stations Inc | Diamond Shamrock #990 | 10415 Huebner Rd | San Antonio | TX | 78240 | Bexar | CN604312421 | RN102362894 | Property: Auto Shut Off Valves; Overfill Alarms; Spill Containers; Stage I and II Vapor Recovery; Vent Restriction Devices; Vapor Monitoring; Under Pump Check Valve; Sensing Devices; Auto Tank Gauging; Under Dispenser Sumps; Concrete Over Lines & Tanks; Trash Enclosure; Breakaways; Canopy & Supports; Island Guards; and Land. Tank Top Sumps, Double Walled Tanks, and Double Walled Piping. | A positive use determination for 50% of the double walled tanks and piping and 100% of the remaining property items listed above but excluding the canopy & supports and the island guards which are given a negative determination. | 2007-03-23 | 274053 | 100
10335 | T1 | Diamond Shamrock Stations Inc | Diamond Shamrock #1019 | 15720 San Pedro Ave | San Antonio | TX | 78232 | Bexar | CN604312421 | RN102428232 | Property: Auto Shut Off Valves; Overfill Alarms; Spill Containers; Stage I and II Vapor Recovery; Vent Restriction Devices; Vapor Monitoring; Under Pump Check Valve; Sensing Devices; Auto Tank Gauging; Under Dispenser Sumps; Concrete Over Lines & Tanks; Trash Enclosure; Breakaways; Canopy & Supports; Island Guards; and Land. Tank Top Sumps, Double Walled Tanks, and Double Walled Piping. | A positive use determination for 50% of the double walled tanks and piping and 100% of the remaining property items listed above but excluding the canopy & supports and the island guards which are given a negative determination. | 2007-03-23 | 274053 | 100
10336 | T1 | Diamond Shamrock Stations Inc | Diamond Shamrock #1020 | 250 N Loop 1604 E | Hollywood Park | TX | 78232 | Bexar | CN604312421 | RN102429115 | Property: Auto Shut Off Valves; Overfill Alarms; Spill Containers; Stage I and II Vapor Recovery; Vent Restriction Devices; Vapor Monitoring; Under Pump Check Valve; Sensing Devices; Auto Tank Gauging; Under Dispenser Sumps; Concrete Over Lines & Tanks; Trash Enclosure; Breakaways; Canopy & Supports; Island Guards; and Land. Tank Top Sumps, Double Walled Tanks, and Double Walled Piping. | A positive use determination for 50% of the double walled tanks and piping and 100% of the remaining property items listed above but excluding the canopy & supports and the island guards which are given a negative determination. | 2007-03-23 | 274053 | 100
10337 | T1 | Diamond Shamrock Stations Inc | Diamond Shamrock #1027 | 5239 Rigsby Ave | San Antonio | TX | 78222 | Bexar | CN604312421 | RN102436433 | Property: Auto Shut Off Valves; Overfill Alarms; Spill Containers; Stage I and II Vapor Recovery; Vent Restriction Devices; Vapor Monitoring; Under Pump Check Valve; Sensing Devices; Auto Tank Gauging; Under Dispenser Sumps; Concrete Over Lines & Tanks; Trash Enclosure; Breakaways; Canopy & Supports; Island Guards; and Land. Tank Top Sumps, Double Walled Tanks, and Double Walled Piping. | A positive use determination for 50% of the double walled tanks and piping and 100% of the remaining property items listed above but excluding the canopy & supports and the island guards which are given a negative determination. | 2007-03-23 | 274053 | 100
10338 | T1 | Diamond Shamrock Stations Inc | Diamond Shamrock #1030 | 1171 Att&T Center Pkwy | San Antonio | TX | 78219 | Bexar | CN604312421 | RN102436698 | Property: Auto Shut Off Valves; Overfill Alarms; Spill Containers; Stage I and II Vapor Recovery; Vent Restriction Devices; Vapor Monitoring; Under Pump Check Valve; Sensing Devices; Auto Tank Gauging; Under Dispenser Sumps; Concrete Over Lines & Tanks; Trash Enclosure; Breakaways; Canopy & Supports; Island Guards; and Land. Tank Top Sumps, Double Walled Tanks, and Double Walled Piping. | A positive use determination for 50% of the double walled tanks and piping and 100% of the remaining property items listed above but excluding the canopy & supports and the island guards which are given a negative determination. | 2007-03-23 | 274053 | 100
10339 | T1 | Diamond Shamrock Stations Inc | Diamond Shamrock #1035 | 13555 Babcock Rd | San Antonio | TX | 78249 | Bexar | CN604312421 | RN102425519 | Property: Auto Shut Off Valves; Overfill Alarms; Spill Containers; Stage I and II Vapor Recovery; Vent Restriction Devices; Vapor Monitoring; Under Pump Check Valve; Sensing Devices; Auto Tank Gauging; Under Dispenser Sumps; Concrete Over Lines & Tanks; Trash Enclosure; Breakaways; Canopy & Supports; Island Guards; and Land. Tank Top Sumps, Double Walled Tanks, and Double Walled Piping. | A positive use determination for 50% of the double walled tanks and piping and 100% of the remaining property items listed above but excluding the canopy & supports and the island guards which are given a negative determination. | 2007-03-23 | 274053 | 100
10340 | T1 | Diamond Shamrock Stations Inc | Diamond Shamrock #1036 | 1810 N Foster Rd | San Antonio | TX | 78239 | Bexar | CN604312421 | RN104519004 | Property: Auto Shut Off Valves; Overfill Alarms; Spill Containers; Stage I and II Vapor Recovery; Vent Restriction Devices; Vapor Monitoring; Under Pump Check Valve; Sensing Devices; Auto Tank Gauging; Under Dispenser Sumps; Concrete Over Lines & Tanks; Trash Enclosure; Breakaways; Canopy & Supports; Island Guards; and Land. Tank Top Sumps and Double Walled Tanks. | A positive use determination for 50% of the double walled tanks and 100% of the remaining property items listed above but excluding the canopy & supports and the island guards which are given a negative determination. | 2007-03-23 | 219740 | 100
10341 | T1 | Diamond Shamrock Stations Inc | Diamond Shamrock #1041 | 5100 Crestway | Windcrest | TX | 78239 | Bexar | CN604312421 | RN102431731 | Property: Auto Shut Off Valves; Overfill Alarms; Spill Containers; Stage I and II Vapor Recovery; Vent Restriction Devices; Vapor Monitoring; Under Pump Check Valve; Sensing Devices; Auto Tank Gauging; Under Dispenser Sumps; Concrete Over Lines & Tanks; Trash Enclosure; Breakaways; Canopy & Supports; Island Guards; and Land. Double Walled Piping. Car Wash items include Foundation Sump Tanks, Filtration System, Interceptor/Tanks/Plumbing, and Retention Pond. | A positive use determination for 50% of the double walled piping and 100% of the remaining property items listed above but excluding the canopy & supports and the island guards which are given a negative determination. | 2007-03-23 | 218118 | 100
10342 | T1 | Diamond Shamrock Stations Inc | Diamond Shamrock #1042 | 6180 Walzem Rd | Windcrest | TX | 78239 | Bexar | CN604312421 | RN102437894 | Property: Auto Shut Off Valves; Overfill Alarms; Spill Containers; Stage I and II Vapor Recovery; Vent Restriction Devices; Vapor Monitoring; Under Pump Check Valve; Sensing Devices; Auto Tank Gauging; Under Dispenser Sumps; Concrete Over Lines & Tanks; Trash Enclosure; Breakaways; Canopy & Supports; Island Guards; and Land. Tank Top Sump, Double Walled Tanks, and Double Walled Piping. | A positive use determination for 50% of the double walled tanks and piping and 100% of the remaining property items listed above but excluding the canopy & supports and the island guards which are given a negative determination. | 2007-03-23 | 274053 | 100
10343 | T1 | Diamond Shamrock Stations Inc | Diamond Shamrock #1044 | 6403 Babcock Rd | San Antonio | TX | 78249 | Bexar | CN604312421 | RN102439460 | Property: Auto Shut Off Valves; Overfill Alarms; Spill Containers; Stage I and II Vapor Recovery; Vent Restriction Devices; Vapor Monitoring; Under Pump Check Valve; Sensing Devices; Auto Tank Gauging; Under Dispenser Sumps; Concrete Over Lines & Tanks; Trash Enclosure; Breakaways; Canopy & Supports; Island Guards; and Land. Tank Top Sump, Double Walled Tanks, and Double Walled Piping. | A positive use determination for 50% of the double walled tanks and piping and 100% of the remaining property items listed above but excluding the canopy & supports and the island guards which are given a negative determination. | 2007-03-23 | 274053 | 100
10344 | T1 | Diamond Shamrock Stations Inc | Diamond Shamrock #1051 | 9838 Hwy 151 Military Dr | San Antonio | TX | 78251 | Bexar | CN604312421 | RN104374335 | Property: Auto Shut Off Valves; Overfill Alarms; Spill Containers; Stage I and II Vapor Recovery; Vent Restriction Devices; Vapor Monitoring; Under Pump Check Valve; Sensing Devices; Auto Tank Gauging; Under Dispenser Sumps; Concrete Over Lines & Tanks; Trash Enclosure; Breakaways; Canopy & Supports; Island Guards; and Land. Tank Top Sump, Double Walled Tanks, and Double Walled Piping. Car Wash items include Foundation Sump Tanks, Filtration System, Interceptor/Tanks/Plumbing, and Retention Pond. | A positive use determination for 50% of the double walled tanks and piping and 100% of the remaining property items listed above but excluding the canopy & supports and the island guards which are given a negative determination. | 2007-03-23 | 298908 | 100
10345 | T1 | Diamond Shamrock Stations Inc | Diamond Shamrock #1052 | 5130 N Loop 1604 E | San Antonio | TX | 78247 | Bexar | CN604312421 | RN104256284 | Property: Auto Shut Off Valves; Overfill Alarms; Spill Containers; Stage I and II Vapor Recovery; Vent Restriction Devices; Vapor Monitoring; Under Pump Check Valve; Sensing Devices; Auto Tank Gauging; Under Dispenser Sumps; Concrete Over Lines & Tanks; Trash Enclosure; Breakaways; Canopy & Supports; Island Guards; and Land. Tank Top Sump, Double Walled Tanks, and Double Walled Piping. Car Wash items include Foundation Sump Tanks, Filtration System, Interceptor/Tanks/Plumbing, and Retention Pond. | A positive use determination for 50% of the double walled tanks and piping and 100% of the remaining property items listed above but excluding the canopy & supports and the island guards which are given a negative determination. | 2007-03-23 | 298908 | 100
10346 | T1 | Diamond Shamrock Stations Inc | Diamond Shamrock #1053 | 2902 SW Loop 410 | San Antonio | TX | 78224 | Bexar | CN604312421 | RN104611629 | Property: Auto Shut Off Valves; Overfill Alarms; Spill Containers; Stage I and II Vapor Recovery; Vent Restriction Devices; Vapor Monitoring; Under Pump Check Valve; Sensing Devices; Auto Tank Gauging; Under Dispenser Sumps; Concrete Over Lines & Tanks; Trash Enclosure; Breakaways; Canopy & Supports; Island Guards; and Land. Tank Top Sump, Double Walled Tanks, and Double Walled Piping. | A positive use determination for 50% of the double walled tanks and piping and 100% of the remaining property items listed above but excluding the canopy & supports and the island guards which are given a negative determination. | 2007-03-23 | 274053 | 100
10347 | T1 | Diamond Shamrock Stations Inc | Diamond Shamrock #1270 | 11302 Montana Ave | El Paso | TX | 79936 | El Paso | CN604312421 | RN102797115 | Property: Auto Shut Off Valves; Overfill Alarms; Spill Containers; Stage I and II Vapor Recovery; Vent Restriction Devices; Vapor Monitoring; Under Pump Check Valve; Sensing Devices; Auto Tank Gauging; Under Dispenser Sumps; Concrete Over Lines & Tanks; Trash Enclosure; Breakaways; Canopy & Supports; Island Guards; and Land. Double Walled Piping. | A positive use determination for 50% of the double walled piping and 100% of the remaining property items listed above but excluding the canopy & supports and the island guards which are given a negative determination. | 2007-03-23 | 193263 | 100
10348 | T1 | Diamond Shamrock Stations Inc | Diamond Shamrock #1271 | 513 Lomaland Dr | El Paso | TX | 79907 | El Paso | CN604312421 | RN102440427 | Property: Auto Shut Off Valves; Overfill Alarms; Spill Containers; Stage I and II Vapor Recovery; Vent Restriction Devices; Vapor Monitoring; Under Pump Check Valve; Sensing Devices; Auto Tank Gauging; Under Dispenser Sumps; Concrete Over Lines & Tanks; Trash Enclosure; Breakaways; Canopy & Supports; Island Guards; and Land. Double Walled Piping. | A positive use determination for 50% of the double walled piping and 100% of the remaining property items listed above but excluding the canopy & supports and the island guards which are given a negative determination. | 2007-03-23 | 193263 | 100
10349 | T1 | Diamond Shamrock Stations Inc | Diamond Shamrock #1272 | 10790 N Loop Dr | Socorro | TX | 79927 | El Paso | CN604312421 | RN102439957 | Property: Auto Shut Off Valves; Overfill Alarms; Spill Containers; Stage I and II Vapor Recovery; Vent Restriction Devices; Vapor Monitoring; Under Pump Check Valve; Sensing Devices; Auto Tank Gauging; Under Dispenser Sumps; Concrete Over Lines & Tanks; Trash Enclosure; Breakaways; Canopy & Supports; Island Guards; and Land. Double Walled Piping. | A positive use determination for 50% of the double walled piping and 100% of the remaining property items listed above but excluding the canopy & supports and the island guards which are given a negative determination. | 2007-03-23 | 193263 | 100
10350 | T1 | Diamond Shamrock Stations Inc | Diamond Shamrock #1273 | 11680 Montwood Dr | El Paso | TX | 79936 | El Paso | CN604312421 | RN102440427 | Property: Auto Shut Off Valves; Overfill Alarms; Spill Containers; Stage I and II Vapor Recovery; Vent Restriction Devices; Vapor Monitoring; Under Pump Check Valve; Sensing Devices; Auto Tank Gauging; Under Dispenser Sumps; Concrete Over Lines & Tanks; Trash Enclosure; Breakaways; Canopy & Supports; Island Guards; and Land. Double Walled Piping. | A positive use determination for 50% of the double walled piping and 100% of the remaining property items listed above but excluding the canopy & supports and the island guards which are given a negative determination. | 2007-03-23 | 193263 | 100
10351 | T1 | Diamond Shamrock Stations Inc | Diamond Shamrock #1274 | 5600 Dolniphn Dr | El Paso | TX | 79906 | El Paso | CN603378738 | RN102440328 | Property: Auto Shut Off Valves; Overfill Alarms; Spill Containers; Stage I and II Vapor Recovery; Vent Restriction Devices; Vapor Monitoring; Under Pump Check Valve; Sensing Devices; Auto Tank Gauging; Under Dispenser Sumps; Concrete Over Lines & Tanks; Trash Enclosure; Breakaways; Canopy & Supports; Island Guards; and Land. Double Walled Piping. | A positive use determination for 50% of the double walled piping and 100% of the remaining property items listed above but excluding the canopy & supports and the island guards which are given a negative determination. | 2007-03-23 | 193263 | 100
10352 | T1 | Diamond Shamrock Stations Inc | Diamond Shamrock #1275 | 11488 Socorro Rd | Socorro | TX | 79927 | El Paso | CN604312421 | RN102439924 | Property: Auto Shut Off Valves; Overfill Alarms; Spill Containers; Stage I and II Vapor Recovery; Vent Restriction Devices; Vapor Monitoring; Under Pump Check Valve; Sensing Devices; Auto Tank Gauging; Under Dispenser Sumps; Concrete Over Lines & Tanks; Trash Enclosure; Breakaways; Canopy & Supports; Island Guards; and Land. Tank Top Sump, Double Walled Tanks, and Double Walled Piping. | A positive use determination for 50% of the double walled tanks and piping and 100% of the remaining property items listed above but excluding the canopy & supports and the island guards which are given a negative determination. | 2007-03-23 | 274053 | 100
10353 | T1 | Diamond Shamrock Stations Inc | Diamond Shamrock #1276 | 1500 N Zaragosa Rd | El Paso | TX | 79936 | El Paso | CN600135370 | RN102439882 | Property: Auto Shut Off Valves; Overfill Alarms; Spill Containers; Stage I and II Vapor Recovery; Vent Restriction Devices; Vapor Monitoring; Under Pump Check Valve; Sensing Devices; Auto Tank Gauging; Under Dispenser Sumps; Concrete Over Lines & Tanks; Trash Enclosure; Breakaways; Canopy & Supports; Island Guards; and Land. Double Walled Piping. | A positive use determination for 50% of the double walled piping and 100% of the remaining property items listed above but excluding the canopy & supports and the island guards which are given a negative determination. | 2007-03-23 | 193263 | 100
10354 | T1 | Diamond Shamrock Stations Inc | Diamond Shamrock #1299 | 1135 Joe Battle Blvd | El Paso | TX | 79936 | El Paso | CN604312421 | RN102438736 | Property: Auto Shut Off Valves; Overfill Alarms; Spill Containers; Stage I and II Vapor Recovery; Vent Restriction Devices; Vapor Monitoring; Under Pump Check Valve; Sensing Devices; Auto Tank Gauging; Under Dispenser Sumps; Concrete Over Lines & Tanks; Trash Enclosure; Breakaways; Canopy & Supports; Island Guards; and Land. Tank Top Sump, Double Walled Tanks, and Double Walled Piping. | A positive use determination for 50% of the double walled tanks and piping and 100% of the remaining property items listed above but excluding the canopy & supports and the island guards which are given a negative determination. | 2007-03-23 | 274053 | 100
10355 | T1 | Diamond Shamrock Stations Inc | Diamond Shamrock #1357 | 6920 Delta | El Paso | TX | 79905 | El Paso | CN604312421 | RN102433828 | Property: Auto Shut Off Valves; Overfill Alarms; Spill Containers; Stage I and II Vapor Recovery; Vent Restriction Devices; Vapor Monitoring; Under Pump Check Valve; Sensing Devices; Auto Tank Gauging; Under Dispenser Sumps; Concrete Over Lines & Tanks; Trash Enclosure; Breakaways; Canopy & Supports; Island Guards; and Land. Double Walled Piping. | A positive use determination for 50% of the double walled piping and 100% of the remaining property items listed above but excluding the canopy & supports and the island guards which are given a negative determination. | 2007-03-23 | 193263 | 100
10356 | T1 | Diamond Shamrock Stations Inc | Diamond Shamrock #1359 | 4201 N Mesa | El Paso | TX | 79902 | El Paso | CN604312421 | RN102435898 | Property: Auto Shut Off Valves; Overfill Alarms; Spill Containers; Stage I and II Vapor Recovery; Vent Restriction Devices; Vapor Monitoring; Under Pump Check Valve; Sensing Devices; Auto Tank Gauging; Under Dispenser Sumps; Concrete Over Lines & Tanks; Trash Enclosure; Breakaways; Canopy & Supports; Island Guards; and Land. Tank Top Sump, Double Walled Tanks, and Double Walled Piping. | A positive use determination for 50% of the double walled tanks and piping and 100% of the remaining property items listed above but excluding the canopy & supports and the island guards which are given a negative determination. | 2007-03-23 | 274053 | 100
10357 | T1 | Diamond Shamrock Stations Inc | Diamond Shamrock #1198 | 4991 W University Dr | Mckinney | TX | 75071 | Collin | CN604312421 | RN104484613 | Property: Auto Shut Off Valves; Overfill Alarms; Spill Containers; Stage I and II Vapor Recovery; Vent Restriction Devices; Vapor Monitoring; Under Pump Check Valve; Sensing Devices; Auto Tank Gauging; Under Dispenser Sumps; Concrete Over Lines & Tanks; Trash Enclosure; Breakaways; Canopy & Supports; Island Guards; and Land. Tank Top Sump, Double Walled Tanks, and Double Walled Piping. | A positive use determination for 50% of the double walled tanks and piping and 100% of the remaining property items listed above but excluding the canopy & supports and the island guards which are given a negative determination. | 2007-03-23 | 274053 | 100
10358 | T1 | Diamond Shamrock Stations Inc | Diamond Shamrock #1329 | 4402 FM 439 | Killeen | TX | 76543 | Bell | CN604312421 | RN102438470 | Property: Auto Shut Off Valves; Overfill Alarms; Spill Containers; Stage I and II Vapor Recovery; Vent Restriction Devices; Vapor Monitoring; Under Pump Check Valve; Sensing Devices; Auto Tank Gauging; Under Dispenser Sumps; Concrete Over Lines & Tanks; Trash Enclosure; Breakaways; Canopy & Supports; Island Guards; and Land. Tank Top Sump, Double Walled Tanks, and Double Walled Piping. | A positive use determination for 50% of the double walled tanks and piping and 100% of the remaining property items listed above but excluding the canopy & supports and the island guards which are given a negative determination. | 2007-03-23 | 274053 | 100
10359 | T1 | Sigmor Corporation | Sigmor #178 | 540 Sheldon Rd | Channleview | TX | 77530 | Harris | CN602400699 | RN101990620 | Property: Auto Shut Off Valves; Overfill Alarms; Spill Containers; Stage I and II Vapor Recovery; Vent Restriction Devices; Vapor Monitoring; Under Pump Check Valve; Sensing Devices; Auto Tank Gauging; Under Dispenser Sumps; Concrete Over Lines & Tanks; Trash Enclosure; Breakaways; Canopy & Supports; Island Guards; and Land. Tank Top Sump, Double Walled Tanks, and Double Walled Piping. | A positive use determination for 50% of the double walled tanks and piping and 100% of the remaining property items listed above but excluding the canopy & supports and the island guards which are given a negative determination. | 2007-03-23 | 274053 | 100
10360 | T1 | Sigmor Corporation | Sigmor #3 | 8235 Broadway | San Antonio | TX | 78209 | Bexar | CN602400699 | RN102368560 | Property: Auto Shut Off Valves; Overfill Alarms; Spill Containers; Stage I and II Vapor Recovery; Vent Restriction Devices; Vapor Monitoring; Under Pump Check Valve; Sensing Devices; Auto Tank Gauging; Under Dispenser Sumps; Concrete Over Lines & Tanks; Trash Enclosure; Breakaways; Canopy & Supports; Island Guards; and Land. Tank Top Sump, Double Walled Tanks, and Double Walled Piping. | A positive use determination for 50% of the double walled tanks and piping and 100% of the remaining property items listed above but excluding the canopy & supports and the island guards which are given a negative determination. | 2007-03-23 | 274053 | 100
10361 | T1 | Sigmor Corporation | Sigmor #32 | 3242 Culebra Rd | San Antonio | TX | 78228 | Bexar | CN604467175 | RN102364668 | Property: Auto Shut Off Valves; Overfill Alarms; Spill Containers; Stage I and II Vapor Recovery; Vent Restriction Devices; Vapor Monitoring; Under Pump Check Valve; Sensing Devices; Auto Tank Gauging; Under Dispenser Sumps; Concrete Over Lines & Tanks; Trash Enclosure; Breakaways; Canopy & Supports; Island Guards; and Land. Tank Top Sump, Double Walled Tanks, and Double Walled Piping. | A positive use determination for 50% of the double walled tanks and piping and 100% of the remaining property items listed above but excluding the canopy & supports and the island guards which are given a negative determination. | 2007-03-23 | 274053 | 100
10362 | T1 | Sigmor Corporation | Sigmor #103 | 4507 Rittiman Rd | San Antonio | TX | 78218 | Bexar | CN602400699 | RN102424801 | Property: Auto Shut Off Valves; Overfill Alarms; Spill Containers; Stage I and II Vapor Recovery; Vent Restriction Devices; Vapor Monitoring; Under Pump Check Valve; Sensing Devices; Auto Tank Gauging; Under Dispenser Sumps; Concrete Over Lines & Tanks; Trash Enclosure; Breakaways; Canopy & Supports; Island Guards; and Land. Tank Top Sump, Double Walled Tanks, and Double Walled Piping. | A positive use determination for 50% of the double walled tanks and piping and 100% of the remaining property items listed above but excluding the canopy & supports and the island guards which are given a negative determination. | 2007-03-23 | 274053 | 100
10363 | T1 | Sigmor Corporation | Sigmor #252 | 4327 Vance Jackson | San Antonio | TX | 78230 | Bexar | CN602400699 | RN102370905 | Property: Auto Shut Off Valves; Overfill Alarms; Spill Containers; Stage I and II Vapor Recovery; Vent Restriction Devices; Vapor Monitoring; Under Pump Check Valve; Sensing Devices; Auto Tank Gauging; Under Dispenser Sumps; Concrete Over Lines & Tanks; Trash Enclosure; Breakaways; Canopy & Supports; Island Guards; and Land. Tank Top Sump, Double Walled Tanks, and Double Walled Piping. | A positive use determination for 50% of the double walled tanks and piping and 100% of the remaining property items listed above but excluding the canopy & supports and the island guards which are given a negative determination. | 2007-03-23 | 274053 | 100
10364 | T1 | Sigmor Corporation | Sigmor #259 | 727 McCullough | San Antonio | TX | 78215 | Bexar | CN603503681 | RN102372406 | Property: Auto Shut Off Valves; Overfill Alarms; Spill Containers; Stage I and II Vapor Recovery; Vent Restriction Devices; Vapor Monitoring; Under Pump Check Valve; Sensing Devices; Auto Tank Gauging; Under Dispenser Sumps; Concrete Over Lines & Tanks; Trash Enclosure; Breakaways; Canopy & Supports; Island Guards; and Land. Tank Top Sump, Double Walled Tanks, and Double Walled Piping. | A positive use determination for 50% of the double walled tanks and piping and 100% of the remaining property items listed above but excluding the canopy & supports and the island guards which are given a negative determination. | 2007-03-23 | 274053 | 100
10365 | T1 | Sigmor Corporation | Sigmor #406 | 3225 Commercial | San Antonio | TX | 78221 | Bexar | CN602400699 | RN102373081 | Property: Auto Shut Off Valves; Overfill Alarms; Spill Containers; Stage I and II Vapor Recovery; Vent Restriction Devices; Vapor Monitoring; Under Pump Check Valve; Sensing Devices; Auto Tank Gauging; Under Dispenser Sumps; Concrete Over Lines & Tanks; Trash Enclosure; Breakaways; Canopy & Supports; Island Guards; and Land. Tank Top Sump, Double Walled Tanks, and Double Walled Piping. | A positive use determination for 50% of the double walled tanks and piping and 100% of the remaining property items listed above but excluding the canopy & supports and the island guards which are given a negative determination. | 2007-03-23 | 274053 | 100
10366 | T1 | Sigmor Corporation | Sigmor #536 | 4338 W Commerce | San Antonio | TX | 78234 | Bexar | CN602400699 | RN102466547 | Property: Auto Shut Off Valves; Overfill Alarms; Spill Containers; Stage I and II Vapor Recovery; Vent Restriction Devices; Vapor Monitoring; Under Pump Check Valve; Sensing Devices; Auto Tank Gauging; Under Dispenser Sumps; Concrete Over Lines & Tanks; Trash Enclosure; Breakaways; Canopy & Supports; Island Guards; and Land. Tank Top Sump, Double Walled Tanks, and Double Walled Piping. | A positive use determination for 50% of the double walled tanks and piping and 100% of the remaining property items listed above but excluding the canopy & supports and the island guards which are given a negative determination. | 2007-03-23 | 274053 | 100
10367 | T1 | Sigmor Corporation | Sigmor #921 | 819 E Mulberry Ave | San Antonio | TX | 78212 | Bexar | CN602400699 | RN102376340 | Property: Auto Shut Off Valves; Overfill Alarms; Spill Containers; Stage I and II Vapor Recovery; Vent Restriction Devices; Vapor Monitoring; Under Pump Check Valve; Sensing Devices; Auto Tank Gauging; Under Dispenser Sumps; Concrete Over Lines & Tanks; Trash Enclosure; Breakaways; Canopy & Supports; Island Guards; and Land. Tank Top Sump, Double Walled Tanks, and Double Walled Piping. | A positive use determination for 50% of the double walled tanks and piping and 100% of the remaining property items listed above but excluding the canopy & supports and the island guards which are given a negative determination. | 2007-03-23 | 274053 | 100
10368 | T1 | Sigmor Corporation | Sigmor #924 | 9697 San Pedro | San Antonio | TX | 78216 | Bexar | CN602400699 | RN102377090 | Property: Auto Shut Off Valves; Overfill Alarms; Spill Containers; Stage I and II Vapor Recovery; Vent Restriction Devices; Vapor Monitoring; Under Pump Check Valve; Sensing Devices; Auto Tank Gauging; Under Dispenser Sumps; Concrete Over Lines & Tanks; Trash Enclosure; Breakaways; Canopy & Supports; Island Guards; and Land. Tank Top Sump, Double Walled Tanks, and Double Walled Piping. | A positive use determination for 50% of the double walled tanks and piping and 100% of the remaining property items listed above but excluding the canopy & supports and the island guards which are given a negative determination. | 2007-03-23 | 274053 | 100
10369 | T1 | Sigmor Corporation | Sigmor #759 | 3341 N Town East Blvd | Mesquite | TX | 75150 | Dallas | CN602400699 | RN102403128 | Property: Auto Shut Off Valves; Overfill Alarms; Spill Containers; Stage I and II Vapor Recovery; Vent Restriction Devices; Vapor Monitoring; Under Pump Check Valve; Sensing Devices; Auto Tank Gauging; Under Dispenser Sumps; Concrete Over Lines & Tanks; Trash Enclosure; Breakaways; Canopy & Supports; Island Guards; and Land. | A positive use determination for 100% of the remaining property items listed above but excluding the canopy & supports and the island guards which are given a negative determination. | 2007-03-23 | 138950 | 100
10370 | T1 | National Convenience Stores Inc | National Convenience Stores 2006 | 9523 Fredericksburg Rd | San Antonio | TX | 78240 | Bexar | CN604312868 | RN102363413 | Property: Auto Shut Off Valves; Overfill Alarms; Spill Containers; Stage I and II Vapor Recovery; Vent Restriction Devices; Vapor Monitoring; Under Pump Check Valve; Sensing Devices; Auto Tank Gauging; Under Dispenser Sumps; Concrete Over Lines & Tanks; Trash Enclosure; Breakaways; Canopy & Supports; Island Guards; and Land. Tank Top Sump, Double Walled Tanks, and Double Walled Piping. | A positive use determination for 50% of the double walled tanks and piping and 100% of the remaining property items listed above but excluding the canopy & supports and the island guards which are given a negative determination. | 2007-03-23 | 274053 | 100
10371 | T1 | National Convenience Stores Inc | National Convenience Stores 2015 | 2502 Austin Hwy | San Antonio | TX | 78218 | Bexar | CN604312868 | RN102376753 | Property: Auto Shut Off Valves; Overfill Alarms; Spill Containers; Stage I and II Vapor Recovery; Vent Restriction Devices; Vapor Monitoring; Under Pump Check Valve; Sensing Devices; Auto Tank Gauging; Under Dispenser Sumps; Concrete Over Lines & Tanks; Trash Enclosure; Breakaways; Canopy & Supports; Island Guards; and Land. Tank Top Sump, Double Walled Tanks, and Double Walled Piping. | A positive use determination for 50% of the double walled tanks and piping and 100% of the remaining property items listed above but excluding the canopy & supports and the island guards which are given a negative determination. | 2007-03-23 | 274053 | 100
10372 | T1 | National Convenience Stores Inc | National Convenience Stores 2030 | 3503 Wurzach | San Antonio | TX | 78238 | Bexar | CN604312868 | RN102363660 | Property: Auto Shut Off Valves; Overfill Alarms; Spill Containers; Stage I and II Vapor Recovery; Vent Restriction Devices; Vapor Monitoring; Under Pump Check Valve; Sensing Devices; Auto Tank Gauging; Under Dispenser Sumps; Concrete Over Lines & Tanks; Trash Enclosure; Breakaways; Canopy & Supports; Island Guards; and Land. Tank Top Sump, Double Walled Tanks, and Double Walled Piping. | A positive use determination for 50% of the double walled tanks and piping and 100% of the remaining property items listed above but excluding the canopy & supports and the island guards which are given a negative determination. | 2007-03-23 | 274053 | 100
10373 | T1 | National Convenience Stores Inc | National Convenience Stores 2031 | 10402 Ih 35 N | San Antonio | TX | 78233 | Bexar | CN604401554 | RN102373057 | Property: Auto Shut Off Valves; Overfill Alarms; Spill Containers; Stage I and II Vapor Recovery; Vent Restriction Devices; Vapor Monitoring; Under Pump Check Valve; Sensing Devices; Auto Tank Gauging; Under Dispenser Sumps; Concrete Over Lines & Tanks; Trash Enclosure; Breakaways; Canopy & Supports; Island Guards; and Land. Tank Top Sump, Double Walled Tanks, and Double Walled Piping. | A positive use determination for 50% of the double walled tanks and piping and 100% of the remaining property items listed above but excluding the canopy & supports and the island guards which are given a negative determination. | 2007-03-23 | 274053 | 100
10374 | T1 | National Convenience Stores Inc | National Convenience Stores 2106 | Medina Base Rd | San Antonio | TX | 78242 | Bexar | CN604312868 | RN102370327 | Property: Auto Shut Off Valves; Overfill Alarms; Spill Containers; Stage I and II Vapor Recovery; Vent Restriction Devices; Vapor Monitoring; Under Pump Check Valve; Sensing Devices; Auto Tank Gauging; Under Dispenser Sumps; Concrete Over Lines & Tanks; Trash Enclosure; Breakaways; Canopy & Supports; Island Guards; and Land. Tank Top Sump, Double Walled Tanks, and Double Walled Piping. | A positive use determination for 50% of the double walled tanks and piping and 100% of the remaining property items listed above but excluding the canopy & supports and the island guards which are given a negative determination. | 2007-03-23 | 274053 | 100
10375 | T1 | National Convenience Stores Inc | National Convenience Stores 2122 | 1303 Callaghan Rd | San Antonio | TX | 78227 | Bexar | CN604312868 | RN102363835 | Property: Auto Shut Off Valves; Overfill Alarms; Spill Containers; Stage I and II Vapor Recovery; Vent Restriction Devices; Vapor Monitoring; Under Pump Check Valve; Sensing Devices; Auto Tank Gauging; Under Dispenser Sumps; Concrete Over Lines & Tanks; Trash Enclosure; Breakaways; Canopy & Supports; Island Guards; and Land. Tank Top Sump, Double Walled Tanks, and Double Walled Piping. | A positive use determination for 50% of the double walled tanks and piping and 100% of the remaining property items listed above but excluding the canopy & supports and the island guards which are given a negative determination. | 2007-03-23 | 274053 | 100
10376 | T1 | National Convenience Stores Inc | National Convenience Stores 2165 | 841 Bitters Rd | San Antonio | TX | 78216 | Bexar | CN604312868 | RN102378387 | Property: Auto Shut Off Valves; Overfill Alarms; Spill Containers; Stage I and II Vapor Recovery; Vent Restriction Devices; Vapor Monitoring; Under Pump Check Valve; Sensing Devices; Auto Tank Gauging; Under Dispenser Sumps; Concrete Over Lines & Tanks; Trash Enclosure; Breakaways; Canopy & Supports; Island Guards; and Land. Tank Top Sump and Double Walled Tanks. | A positive use determination for 50% of the double walled tanks and 100% of the remaining property items listed above but excluding the canopy & supports and the island guards which are given a negative determination. | 2007-03-23 | 219740 | 100
10377 | T1 | National Convenience Stores Inc | National Convenience Stores 2202 | 12070 Blanco Rd | San Antonio | TX | 78216 | Bexar | CN604312868 | RN102379138 | Property: Auto Shut Off Valves; Overfill Alarms; Spill Containers; Stage I and II Vapor Recovery; Vent Restriction Devices; Vapor Monitoring; Under Pump Check Valve; Sensing Devices; Auto Tank Gauging; Under Dispenser Sumps; Concrete Over Lines & Tanks; Trash Enclosure; Breakaways; Canopy & Supports; Island Guards; and Land. Tank Top Sump, Double Walled Tanks, and Double Walled Piping. | A positive use determination for 50% of the double walled tanks and piping and 100% of the remaining property items listed above but excluding the canopy & supports and the island guards which are given a negative determination. | 2007-03-23 | 274053 | 100
10378 | T1 | National Convenience Stores Inc | National Convenience Stores 2256 | 8303 McCullough | San Antonio | TX | 78216 | Bexar | CN604312868 | RN102379831 | Property: Auto Shut Off Valves; Overfill Alarms; Spill Containers; Stage I and II Vapor Recovery; Vent Restriction Devices; Vapor Monitoring; Under Pump Check Valve; Sensing Devices; Auto Tank Gauging; Under Dispenser Sumps; Concrete Over Lines & Tanks; Trash Enclosure; Breakaways; Canopy & Supports; Island Guards; and Land. Tank Top Sump, Double Walled Tanks, and Double Walled Piping. | A positive use determination for 50% of the double walled tanks and piping and 100% of the remaining property items listed above but excluding the canopy & supports and the island guards which are given a negative determination. | 2007-03-23 | 274053 | 100
10379 | T1 | National Convenience Stores Inc | National Convenience Stores 2289 | 5439 Evers Rd | San Antonio | TX | 78238 | Bexar | CN604312868 | RN102366424 | Property: Auto Shut Off Valves; Overfill Alarms; Spill Containers; Stage I and II Vapor Recovery; Vent Restriction Devices; Vapor Monitoring; Under Pump Check Valve; Sensing Devices; Auto Tank Gauging; Under Dispenser Sumps; Concrete Over Lines & Tanks; Trash Enclosure; Breakaways; Canopy & Supports; Island Guards; and Land. Tank Top Sump, Double Walled Tanks, and Double Walled Piping. | A positive use determination for 50% of the double walled tanks and piping and 100% of the remaining property items listed above but excluding the canopy & supports and the island guards which are given a negative determination. | 2007-03-23 | 274053 | 100
10380 | T1 | National Convenience Stores Inc | National Convenience Stores 2291 | 606 Old Hwy 90 W | San Antonio | TX | 78237 | Bexar | CN604312868 | RN102368784 | Property: Auto Shut Off Valves; Overfill Alarms; Spill Containers; Stage I and II Vapor Recovery; Vent Restriction Devices; Vapor Monitoring; Under Pump Check Valve; Sensing Devices; Auto Tank Gauging; Under Dispenser Sumps; Concrete Over Lines & Tanks; Trash Enclosure; Breakaways; Canopy & Supports; Island Guards; and Land. Tank Top Sump, Double Walled Tanks, and Double Walled Piping. | A positive use determination for 50% of the double walled tanks and piping and 100% of the remaining property items listed above but excluding the canopy & supports and the island guards which are given a negative determination. | 2007-03-23 | 274053 | 100
10381 | T1 | National Convenience Stores Inc | National Convenience Stores 2329 | 8005 FM 78 | Converse | TX | 78109 | Bexar | CN604312868 | RN102377082 | Property: Auto Shut Off Valves; Overfill Alarms; Spill Containers; Stage I and II Vapor Recovery; Vent Restriction Devices; Vapor Monitoring; Under Pump Check Valve; Sensing Devices; Auto Tank Gauging; Under Dispenser Sumps; Concrete Over Lines & Tanks; Trash Enclosure; Breakaways; Canopy & Supports; Island Guards; and Land. Tank Top Sump, Double Walled Tanks, and Double Walled Piping. | A positive use determination for 50% of the double walled tanks and piping and 100% of the remaining property items listed above but excluding the canopy & supports and the island guards which are given a negative determination. | 2007-03-23 | 274053 | 100
10382 | T1 | National Convenience Stores Inc | National Convenience Stores 2426 | 7715 S Zarzamora | San Antonio | TX | 78224 | Bexar | CN604312868 | RN102367679 | Property: Auto Shut Off Valves; Overfill Alarms; Spill Containers; Stage I and II Vapor Recovery; Vent Restriction Devices; Vapor Monitoring; Under Pump Check Valve; Sensing Devices; Auto Tank Gauging; Under Dispenser Sumps; Concrete Over Lines & Tanks; Trash Enclosure; Breakaways; Canopy & Supports; Island Guards; and Land. Tank Top Sump, Double Walled Tanks, and Double Walled Piping. | A positive use determination for 50% of the double walled tanks and piping and 100% of the remaining property items listed above but excluding the canopy & supports and the island guards which are given a negative determination. | 2007-03-23 | 274053 | 100
10383 | T1 | National Convenience Stores Inc | National Convenience Stores 2444 | 15184 Judson Rd | San Antonio | TX | 78247 | Bexar | CN600135370 | RN102366754 | Property: Auto Shut Off Valves; Overfill Alarms; Spill Containers; Stage I and II Vapor Recovery; Vent Restriction Devices; Vapor Monitoring; Under Pump Check Valve; Sensing Devices; Auto Tank Gauging; Under Dispenser Sumps; Concrete Over Lines & Tanks; Trash Enclosure; Breakaways; Canopy & Supports; Island Guards; and Land. Tank Top Sump, Double Walled Tanks, and Double Walled Piping. | A positive use determination for 50% of the double walled tanks and piping and 100% of the remaining property items listed above but excluding the canopy & supports and the island guards which are given a negative determination. | 2007-03-23 | 274053 | 100
10384 | T1 | National Convenience Stores Inc | National Convenience Stores 2459 | 12303 Wetmore Rd | San Antonio | TX | 78247 | Bexar | CN603359126 | RN102370632 | Property: Auto Shut Off Valves; Overfill Alarms; Spill Containers; Stage I and II Vapor Recovery; Vent Restriction Devices; Vapor Monitoring; Under Pump Check Valve; Sensing Devices; Auto Tank Gauging; Under Dispenser Sumps; Concrete Over Lines & Tanks; Trash Enclosure; Breakaways; Canopy & Supports; Island Guards; and Land. Tank Top Sump, Double Walled Tanks, and Double Walled Piping. | A positive use determination for 50% of the double walled tanks and piping and 100% of the remaining property items listed above but excluding the canopy & supports and the island guards which are given a negative determination. | 2007-03-23 | 274053 | 100
10385 | T1 | National Convenience Stores Inc | National Convenience Stores 2468 | 5411 Grissom Rd | San Antonio | TX | 78238 | Bexar | CN604312868 | RN102375375 | Property: Auto Shut Off Valves; Overfill Alarms; Spill Containers; Stage I and II Vapor Recovery; Vent Restriction Devices; Vapor Monitoring; Under Pump Check Valve; Sensing Devices; Auto Tank Gauging; Under Dispenser Sumps; Concrete Over Lines & Tanks; Trash Enclosure; Breakaways; Canopy & Supports; Island Guards; and Land. Tank Top Sump and Double Walled Tanks. | A positive use determination for 50% of the double walled tanks and 100% of the remaining property items listed above but excluding the canopy & supports and the island guards which are given a negative determination. | 2007-03-23 | 219740 | 100
10386 | T1 | National Convenience Stores Inc | National Convenience Stores 2268 | 3434 Webb Chapel Ext | Dallas | TX | 75220 | Dallas | CN604312868 | RN102366721 | Property: Auto Shut Off Valves; Overfill Alarms; Spill Containers; Stage I and II Vapor Recovery; Vent Restriction Devices; Vapor Monitoring; Under Pump Check Valve; Sensing Devices; Auto Tank Gauging; Under Dispenser Sumps; Concrete Over Lines & Tanks; Trash Enclosure; Breakaways; Canopy & Supports; Island Guards; and Land. Tank Top Sump, Double Walled Tanks, and Double Walled Piping. | A positive use determination for 50% of the double walled tanks and piping and 100% of the remaining property items listed above but excluding the canopy & supports and the island guards which are given a negative determination. | 2007-03-23 | 274053 | 100
10387 | T1 | Sunshine Beverage Company | Sunshine Beverage Co #4507 | 3980 S Beltline Rd | Grand Prairie | TX | 75052 | Dallas | CN603483397 | RN102406659 | Property: Auto Shut Off Valves; Overfill Alarms; Spill Containers; Stage I and II Vapor Recovery; Vent Restriction Devices; Vapor Monitoring; Under Pump Check Valve; Sensing Devices; Auto Tank Gauging; Under Dispenser Sumps; Concrete Over Lines & Tanks; Trash Enclosure; Breakaways; Canopy & Supports; Island Guards; and Land. Tank Top Sump, Double Walled Tanks, and Double Walled Piping. | A positive use determination for 50% of the double walled tanks and piping and 100% of the remaining property items listed above but excluding the canopy & supports and the island guards which are given a negative determination. | 2007-03-23 | 274053 | 100
10388 | T1 | Sunshine Beverage Company | Sunshine Beverage Co #4503 | 1003 N Grand | Gainesville | TX | 76240 | Cooke | CN603483397 | RN102387636 | Property: Auto Shut Off Valves; Overfill Alarms; Spill Containers; Stage I and II Vapor Recovery; Vent Restriction Devices; Vapor Monitoring; Under Pump Check Valve; Sensing Devices; Auto Tank Gauging; Under Dispenser Sumps; Concrete Over Lines & Tanks; Trash Enclosure; Breakaways; Canopy & Supports; Island Guards; and Land. Tank Top Sump, Double Walled Tanks, and Double Walled Piping. | A positive use determination for 50% of the double walled tanks and piping and 100% of the remaining property items listed above but excluding the canopy & supports and the island guards which are given a negative determination. | 2007-03-23 | 274053 | 100
10389 | T1 | Big Diamond Inc | Big Diamond #1199 | 102 E Arapaho Rd | Richardson | TX | 75081 | Dallas | CN604312421 | RN102393824 | Property: Auto Shut Off Valves; Overfill Alarms; Spill Containers; Stage I and II Vapor Recovery; Vent Restriction Devices; Vapor Monitoring; Under Pump Check Valve; Sensing Devices; Auto Tank Gauging; Under Dispenser Sumps; Concrete Over Lines & Tanks; Trash Enclosure; Breakaways; Canopy & Supports; Island Guards; and Land. Tank Top Sump, Double Walled Tanks, and Double Walled Piping. Car Wash items include Foundation Sump Tanks, Filtration System, and Interceptor/Tanks/Plumbing. | A positive use determination for 50% of the double walled tanks and piping and 100% of the remaining property items listed above but excluding the canopy & supports and the island guards which are given a negative determination. | 2007-03-23 | 298908 | 100
10390 | T1 | Valley Shamrock Inc | Valley Shamrock #1512 | 3324 International | Brownsville | TX | 78521 | Cameron | CN603361361 | RN102375730 | Property: Auto Shut Off Valves; Overfill Alarms; Spill Containers; Stage I and II Vapor Recovery; Vent Restriction Devices; Vapor Monitoring; Under Pump Check Valve; Sensing Devices; Auto Tank Gauging; Under Dispenser Sumps; Concrete Over Lines & Tanks; Trash Enclosure; Breakaways; Canopy & Supports; Island Guards; and Land. Car Wash Retention Pond. | A positive use determination for 100% of the property items listed above but excluding the canopy & supports and the island guards which are given a negative determination. | 2007-03-23 | 244950 | 100
10391 | T1 | Valley Shamrock Inc | Valley Shamrock #1513 | 1964 CENTRAL BLVD | Brownsville | TX | 78520 | Cameron | CN603361361 | RN102378775 | Property: Auto Shut Off Valves; Overfill Alarms; Spill Containers; Stage I and II Vapor Recovery; Vent Restriction Devices; Vapor Monitoring; Under Pump Check Valve; Sensing Devices; Auto Tank Gauging; Under Dispenser Sumps; Concrete Over Lines & Tanks; Trash Enclosure; Breakaways; Canopy & Supports; Island Guards; and Land. | A positive use determination for 100% of the property items listed above but excluding the canopy & supports and the island guards which are given a negative determination. | 2007-03-23 | 138950 | 100
10392 | T1 | Valley Shamrock Inc | Valley Shamrock #1517 | 100 S Arroyo Blvd | Los Fresnos | TX | 78566 | Cameron | CN603361361 | RN102366085 | Property: Auto Shut Off Valves; Overfill Alarms; Spill Containers; Stage I and II Vapor Recovery; Vent Restriction Devices; Vapor Monitoring; Under Pump Check Valve; Sensing Devices; Auto Tank Gauging; Under Dispenser Sumps; Concrete Over Lines & Tanks; Trash Enclosure; Breakaways; Canopy & Supports; Island Guards; and Land. | A positive use determination for 100% of the property items listed above but excluding the canopy & supports and the island guards which are given a negative determination. | 2007-03-23 | 138950 | 100
10393 | T1 | Valley Shamrock Inc | Valley Shamrock #1528 | 800 S Sam Houston | San Benito | TX | 78586 | Cameron | CN603361361 | RN102376167 | Property: Auto Shut Off Valves; Overfill Alarms; Spill Containers; Stage I and II Vapor Recovery; Vent Restriction Devices; Vapor Monitoring; Under Pump Check Valve; Sensing Devices; Auto Tank Gauging; Under Dispenser Sumps; Concrete Over Lines & Tanks; Trash Enclosure; Breakaways; Canopy & Supports; Island Guards; and Land. Car Wash items include Foundation Sump Tanks, Filtration System, and Interceptor/Tanks/Plumbing. | A positive use determination for 100% of the property items listed above but excluding the canopy & supports and the island guards which are given a negative determination. | 2007-03-23 | 163805 | 100
10394 | T1 | Toc - Ds Company | Toc - Ds #209 | 4609 E 29Th St | Bryan | TX | 77802 | Brazos | CN604312371 | RN102375011 | Property: Auto Shut Off Valves; Overfill Alarms; Spill Containers; Stage I and II Vapor Recovery; Vent Restriction Devices; Vapor Monitoring; Under Pump Check Valve; Sensing Devices; Auto Tank Gauging; Under Dispenser Sumps; Concrete Over Lines & Tanks; Trash Enclosure; Breakaways; Canopy & Supports; Island Guards; and Land. | A positive use determination for 100% of the property items listed above but excluding the canopy & supports and the island guards which are given a negative determination. | 2007-03-23 | 138950 | 100
10395 | T2 | Air Products And Chemicals Inc | Air Products Port Arthur Hydrogen | 1801 S Gulfway Dr | Port Arthur | TX | 77641 | Jefferson | CN602299257 | RN101941284 | The application lists 21 projects. Project 18 was withdrawn from consideration. 1. Low NOx Combustors for Gas Turbine. 2. Reformer Gas Fired Burners. 3. Flare System. 4. Natural Gas Desulfurizer. 5. Wastewater storage tanks pads, pumps, piping, pipelines, etc. 6. Stormwater drainage, collection, and discharge. 7. Same for Sanitary Sewer. 8. Water Conditioning. 9. Process Instrumentation and Process Control System. 10. Emission Point Signs. 11. Continuous Emission Monitor. 12. Raw Material/Waste Storage. 13. Spill Kits/Spill Kit Storage. 14. Water Conservation Systems. 15. Process Condensate Stripper. 16. Portable Noncontinuous Emission Monitors. 17. Predictive Emission Monitors. 19. SCR/NH3 System - SMR & Common. 20. HRSG Stack & Sampling Facilities. 21. NH3 System for HRSG. | A positive use determination of 100% for the projects listed in the application except for number 18. | 2007-04-05 | 15638705 | 100
10396 | T1 | Master-Halco Inc | Master-Halco | 8330 Lovett Ave | Dallas | TX | 75527 | Dallas | CN600258222 | Insufficient Information | The following property: Baghouse Equipment, Dust Collectors, Scrubber and associated equipment, Floor Scrubber, Street Sweeper, Wastewater Treatment Equipment & Tanks, and Environmental Containment Walls. | A positive use determination of 100% for the property listed in the application except for the Floor Sweeper. Floor Sweepers are considered to be routine maintenance equipment and are not eligible for a positive use determination. | 2007-03-06 | 335718 | 100
10397 | T1 | Miskan Americas Inc | Mizkan | 4647 Bronze Way | Dallas | TX | 75236 | Dallas | CN601544984 | RN100738830 | See application for the complete property listing. | A positive use determination of 100% for the property listed in the application. | 2007-03-06 | 923497 | 100
10398 | T1 | Midway Press Ltd | Midway Press Ltd | 208 W Broadway | Proper | TX | 78078 | Collin | CN600479398 | RN100793702 | Regenerative Thermal Oxidizer. Including the unit and associated electrical and ducting. | A positive use determination of 100% for the Regenerative Thermal Oxidizer including the unit and associated electrical and ducting. | 2007-03-06 | 246755 | 100
10399 | T1 | Midway Press Ltd | Midway Press Ltd | 645 Regal Row | Dallas | TX | 75247 | Dallas | CN600479398 | RN104501002 | Six used paper bailers used for recycling paper. | A positive use determination of 100% for the six used paper balers used for recycling paper. | 2007-03-06 | 15312 | 100
10400 | T1 | Enterprise Texas Operating LP | Enterprise Texas Mont Belvieu Storage | 10207 FM 1942 | Mont Belvieu | TX | 77580 | Chambers | CN603211277 | RN102323268 | Constructed two HDPE double lined brine ponds. | A positive use determination of 100% for the two HDPE double lined brine ponds. | 2007-03-27 | 36000000 | 100
10401 | T1 | Texas Petrochemicals Corporation | Texas Petrochemicals Corporation | 8600 Park Place Blvd | Houston | TX | 77017 | Harris | CN603436122 | RN100219526 | TPC Boiler NOx Project: Installed two 462,000 lb/hour boilers for steam generation. Pollution control property consists of continuous emission monitors, predictive emission monitors, flue gas recirculation, low NOx burners, and stacks & stack modifications. | A positive use determination of 100% for the continuous emission monitors, predictive emission monitors, flue gas recirculation, low NOx burners, and stacks & stack modifications. | 2007-05-23 | 34000000 | 100
10402 | T1 | Enterprise Terminals & Storage LLC | Hobbs Fractionation Facility | 17 Mi W On Hwy 62 | Seminole | TX | 79360 | Gaines | CN603211277 | RN104897442 | Project to construct two HDPE double lined brine ponds. | A positive use determination of 100% for the two HDPE double lined brine ponds. | 2007-03-27 | 14200000 | 100
10403 | T1 | Clarke Products | Clarke Products Grand Prairie | 1170 109Th St | Grand Prairie | TX | 75050 | Tarrant | CN600129381 | RN102891108 | Property: Spray Booth, Gel Coast Guns, Spray Booth, Spray Booth Installation, Fairbanks Scale, Paint Booth Sprinkler Systems, 10 hp Becker Vacuum Pump, Spray Booth, Resin Tank, and Resin Pump - D Fluid Section. | A positive use determination of 100% for the Spray Booth, Gel Coast Guns, Spray Booth, Spray Booth Installation, Fairbanks Scale, Paint Booth Sprinkler Systems, 10 hp Becker Vacuum Pump, Spray Booth, Resin Tank, and Resin Pump - D Fluid Section. | 2007-06-04 | 161980 | 100
10404 | T1 | Texas Petrochemicals LP | Texas Petrochemicals Port Neches | 2102 Spur 136 | Port Neches | TX | 77546 | Jefferson | CN603436122 | RN104964267 | Installed vapor recovery piping from the Neches River dock to the plant product recovery system. | A positive use determination of 100% for the vapor recovery system. | 2007-03-06 | 184027 | 100
10405 | T1 | Texas Petrochemicals LP | Texas Petrochemicals Port Neches | 2102 Spur 136 | Port Neches | TX | 77546 | Jefferson | CN603436122 | RN104964267 | Installed the following on the new boiler (#9): 1. Selective Catalytic Recovery System. 2. Flu Gas Recirculation. 3. Continuous Emission Monitoring System. | A positive use determination of 100% for Selective Catalytic Recovery System, the Flu Gas Recirculation, and the Continuous Emission Monitoring System. | 2007-03-07 | 872000 | 100
10406 | T1 | Midcon Compression LP | Midcon Reed Compressor Station #1577 | 8555 CR 22 | Allison | TX |  | Wheeler | Insufficient Information | Insufficient Information | Compressor engine which uses lean burn technology. The engine is a Cat 3516 TALE AFR, 1340 hp, ESN 4EK04881. The compressor is an Ariel JGT/4-3. | A positive use determination of 20% for the lean burn compressor engine. | 2006-11-02 | 671260 | 20
10407 | T1 | Midcon Compression LP | Midcon Miller 1-2 Unit - Unit 1584 | FM 592 & CR E | Allison | TX |  | Wheeler | Insufficient Information | Insufficient Information | Compressor engine which uses lean burn technology. The engine is a Cat 3516 TALE AFR, 1340 hp, ESN 4EK04890. The compressor is an Ariel JGT/4-3. | A positive use determination of 20% for the lean burn compressor engine. | 2006-11-02 | 673771 | 20
10408 | T1 | Midcon Compression LP | Midcon Apollo Station #1659 | 1700 CR 1225 | Cleburne | TX | 76033 | Johnson | Insufficient Information | Insufficient Information | Compressor engine which uses lean burn technology. The engine is a Cat 3516 TALE AFR, 1340 hp, WPW00279. The compressor is an Ariel JGT/4-32 | A positive use determination of 20% for the lean burn compressor engine. | 2006-11-02 | 694583 | 20
10409 | T1 | Midcon Compression LP | Midcon Apollo Station #1661 | 1700 CR 1225 | Cleburne | TX | 76033 | Johnson | Insufficient Information | Insufficient Information | Compressor engine which uses lean burn technology. The engine is a Cat 3516 TALE AFR, 1340 hp, WPW00331. The compressor is an Ariel JGT/4-2 | A positive use determination of 20% for the lean burn compressor engine. | 2006-11-02 | 685091 | 20
10410 | T1 | Midcon Compression LP | Midcon Little Hoss #1585 | Hwy 171 & CR 1000 | Cresson | TX |  | Johnson | Insufficient Information | Insufficient Information | Compressor engine which uses lean burn technology. The engine is a Cat 3606 TALE, 1775 hp, 4ZS00639. The compressor is an Ariel JGD/4-3 | A positive use determination of 20% for the lean burn compressor engine. | 2006-11-02 | 961302 | 20
10411 | T1 | Midcon Compression LP | Midcon Little Hoss #1589 | Hwy 171 & CR 1000 | Cresson | TX |  | Johnson | Insufficient Information | Insufficient Information | Compressor engine which uses lean burn technology. The engine is a Cat 3606 TALE, 1775 hp, 4ZS00641. The compressor is an Ariel JGD/4-3 | A positive use determination of 20% for the lean burn compressor engine. | 2006-11-02 | 964334 | 20
10412 | T1 | Cargill Meat Solutions Corporation | Cargill Meat Solutions Corporation | N 127 Exit 54 | Plainview | TX | 79072 | Hale | CN602700668 | RN101634368 | See application for the five page listing of equipment. | A positive use determination of 100% for the items listed on the five page property description supplied in the application. | 2007-03-08 | 9033426.37 | 100
10413 | T1 | Cargill Meat Solutions Corporation | Cargill Meat Solution | 1530 W Hwy 60 | Friona | TX | 79035 | Parmer | CN602700668 | RN101615839 | See application for the two page listing of equipment. | A positive use determination of 100% for the items listed on the two page property description supplied in the application. | 2007-03-08 | 7392139.19 | 100
10414 | T1 | Rhodia Inc | Rhodia Inc | 201 Harrison St | Vernon | TX | 76384 | Wilbarger | CN600125330 | RN100219773 | Project: Vernon Wastewater Upgrade. Project: Vernon Wastewater Treatment Plant Alternative Oxygenation. | A positive use determination of 100% for the Vernon Wastewater Upgrade Project and the Vernon Wastewater Treatment Plant Alternative Oxygenation. | 2007-03-08 | 1379893 | 100
10415 | T1 | Baker Petrolite | Baker Petrolite Baypark | 13200 Bay Park Rd | Pasadena | TX | 77507 | Harris | CN600127195 | RN100223536 | The following projects: Effluent Containment; Vent Hood Rm 110; Vent Hood Rm 115 (1 & 2); Vent Hood Rm CSR; and Deluge Pilot Heads for Plant. | A positive use determination of 100% for the Effluent Containment; Vent Hood Rm 110; Vent Hood Rm 115 (1 & 2); Vent Hood Rm CSR; and Deluge Pilot Heads for Plant. | 2007-03-08 | 112245 | 100
10416 | T1 | Hughes Christensen Company | Hughes Christensen | 9110 Grogans Mill Rd | The Woodlands | TX | 77380 | Montgomery | CN600323752 | RN100614593 | Project HCC1: Fume Removal System,. Project HCC2: Paint & Blast Washer. | A positive use determination of 100% for the Projects HCC1 and HCC2. | 2007-03-08 | 29308 | 100
10417 | T1 | Dyna Drill Technologies Inc | Dyna Drill Technologies Inc | 4660 World Houston Pkwy | Houston | TX | 77032 | Harris | CN600366553 | RN103196507 | The following items: Chip Conveyor; Oil Separator/Skimmer/Containment Bins; Filtration Systems; Dust Collector; Coolant Pump/Sump; Dyno Test Machine; and Paint Booth. | A positive use determination of 100% for the Chip Conveyor; the Oil Separator/Skimmer/Containment Bins; the Filtration Systems; the Dust Collector; the Coolant Pump/Sump; the Dyno Test Machines containment trench, sumps, pumps and filtration; and filter bank associated with the tube coating process. | 2007-03-08 | 665500 | 100
10418 | T1 | Dpc Investments | Dukes 7 & Shell | 7345 Boat Club Rd | Fort Worth | TX | 76179 | Tarrant | CN604356014 | RN103016051 | 41,895 sq ft of land over the site is sloped to control and direct rainwater runoff to an onsite stormwater drain. 41,895 sq ft of concrete improvement. | Returned for failure to respond to a deficiency letter. | 2007-05-21 | 571866 | 100
10419 | T3 | Rowan Drilling Company Inc | Rowan Drilling Rig #60 | 9300 Telephone Rd | Houston | TX | 77075 | Harris | CN603315433 | Insufficent Information | (4) Caterpillar Low NOx Engines. (2) Mud Pumps and Circulation Pumps. Shaker Units, Desander & Desilter. Surface Blowout Preventer. Well Bore Blow Out Preventers. | A positive use determination of 20% for the Caterpillar Low NOx Engines;. A positive use determination of 100% for the Shaker Units, Desander & Desilter; and the Surface Blowout Preventer. These items are considered ot be pollution control property. A negative determination for the Mud Pumps and Circulation Pumps and the Well Bore Blow Out Preventers. These items do not qualify for a positive use determination. | 2007-03-28 | 3112307 | 100
10420 | T3 | Rowan Drilling Company Inc | Rowan Drilling Rig #62 | 9300 Telephone Rd | Houston | TX | 77075 | Harris | CN603315433 | Insufficent Information | (4) Caterpillar Low NOx Engines. (2) Mud Pumps and Circulation Pumps. Shaker Units, Desander & Desilter. Surface Blowout Preventer. Well Bore Blow Out Preventers. | A positive use determination of 20% for the Caterpillar Low NOx Engines;. A positive use determination of 100% for the Shaker Units, Desander & Desilter; and the Surface Blowout Preventer. These items are considered ot be pollution control property. A negative determination for the Mud Pumps and Circulation Pumps and the Well Bore Blow Out Preventers. These items do not qualify for a positive use determination. | 2007-03-28 | 3112307 | 100
10421 | T3 | Rowan Drilling Company Inc | Rowan Drilling Rig #63 | 9300 Telephone Rd | Houston | TX | 77075 | Harris | CN603315433 | Insufficent Information | (4) Caterpillar Low NOx Engines. (2) Mud Pumps and Circulation Pumps. Shaker Units, Desander & Desilter. Surface Blowout Preventer. Well Bore Blow Out Preventers. | A positive use determination of 20% for the Caterpillar Low NOx Engines;. A positive use determination of 100% for the Shaker Units, Desander & Desilter; and the Surface Blowout Preventer. These items are considered ot be pollution control property. A negative determination for the Mud Pumps and Circulation Pumps and the Well Bore Blow Out Preventers. These items do not qualify for a positive use determination. | 2007-03-28 | 3112307 | 100
10422 | T3 | Rowan Drilling Company Inc | Rowan Drilling Rig #64 | 9300 Telephone Rd | Houston | TX | 77075 | Harris | CN603315433 | Insufficent Information | (4) Caterpillar Low NOx Engines. (2) Mud Pumps and Circulation Pumps. Shaker Units, Desander & Desilter. Surface Blowout Preventer. Well Bore Blow Out Preventers. | A positive use determination of 20% for the Caterpillar Low NOx Engines;. A positive use determination of 100% for the Shaker Units, Desander & Desilter; and the Surface Blowout Preventer. These items are considered ot be pollution control property. A negative determination for the Mud Pumps and Circulation Pumps and the Well Bore Blow Out Preventers. These items do not qualify for a positive use determination. | 2007-03-28 | 3112307 | 100
10423 | T3 | Rowan Drilling Company Inc | Rowan Drilling Rig #65 | 9300 Telephone Rd | Houston | TX | 77075 | Harris | CN603315433 | Insufficent Information | (4) Caterpillar Low NOx Engines. (2) Mud Pumps and Circulation Pumps. Shaker Units, Desander & Desilter. Surface Blowout Preventer. Well Bore Blow Out Preventers. | A positive use determination of 20% for the Caterpillar Low NOx Engines;. A positive use determination of 100% for the Shaker Units, Desander & Desilter; and the Surface Blowout Preventer. These items are considered ot be pollution control property. A negative determination for the Mud Pumps and Circulation Pumps and the Well Bore Blow Out Preventers. These items do not qualify for a positive use determination. | 2007-03-28 | 3112307 | 100
10424 | T3 | Rowan Drilling Company Inc | Rowan Drilling Rig #66 | 9300 Telephone Rd | Houston | TX | 77075 | Harris | CN603315433 | Insufficent Information | (4) Caterpillar Low NOx Engines. (2) Mud Pumps and Circulation Pumps. Shaker Units, Desander & Desilter. Surface Blowout Preventer. Well Bore Blow Out Preventers. | A positive use determination of 20% for the Caterpillar Low NOx Engines;. A positive use determination of 100% for the Shaker Units, Desander & Desilter; and the Surface Blowout Preventer. These items are considered ot be pollution control property. A negative determination for the Mud Pumps and Circulation Pumps and the Well Bore Blow Out Preventers. These items do not qualify for a positive use determination. | 2007-03-28 | 3112307 | 100
10425 | T1 | Letourneau Technologies Drilling Systems | Lewco | 0 W Sam Houston Pkwy | Houston | TX | 77041 | Harris | CN600360465 | insufficient Information | Rainwater Retention Pond: 1.5 acre, 30 ft deep retention pond. Rainwater Drainage System: Approximate 1/4 acre basin including underground concrete conduit to drain rainwater from surrounding industrial area. | A positive use determination of 100% for the Rainwater Retention Pond: 1.5 acre, 30 ft deep retention pond. Rainwater Drainage System and the 1/4 acre rainwater drainage system. Basin. | 2007-03-27 | 23500 | 100
10426 | T1 | Letourneau Technologies Drilling Systems | Lewco | 6500 Brittmoore Rd | Houston | TX | 77041 | Harris | CN600360465 | RN104348339 | Rainwater Retention Pond: 1.5 acre, 30 ft deep retention pond. Rainwater Drainage System: Approximate 1/4 acre basin including underground concrete conduit to drain rainwater from surrounding industrial area. | A positive use determination of 100% for the Rainwater Retention Pond: 1.5 acre, 30 ft deep retention pond. Rainwater Drainage System and the 1/4 acre rainwater drainage system. Basin. | 2007-03-27 | 65000 | 100
10427 | T1 | International Paper | Intl Paper - Texarkana Mill | 9978 FM 3129 | Queen City | TX | 75572 | Cass | CN601047830 | RN100543115 | Recovery Boilers - NO 1 RB: New opacity monitors and ID fan inlet damper limit switch; No. 2 RB: New opacity monitors. Dissolving Tank Scrubbers: No 1: Install redesigns scrubber piping and fan amp meter. No 2: Fan amp meter. Lime Kilns: No. 1 LK Scrubber and N2 LK Scrubber: New dp Control; Diaphragm pressure meter. Variable throat damper. Data Acquisition & Reporting Upgrades: New COMS System, New DAS, New PI Server, DCS Configuration, and Proficy Programing. | A positive use determination for the MACT II Cluster Rule projects for the boilers, dissolving tank scrubbers, lime kilns, and data acquisition and reporting upgrade. | 2007-03-08 | 1450153 | 100
10428 | T1 | Equistar Chemicals LP | Equistar Matagorda | Hwy 60 13M S of Bay City | Bay City | TX | 77414 | Matagorda | CN600124705 | RN100216159 | Pollution Control Equipment installed in connection with the construction of High Density Polyethylene Unit: 1. Secondary containment curbing and paving around unit to collect and control rainwater. 2. Flare header and piping connecting vent gas stream to existing flare. 3. Nitrogen header, blowers, controls, and insulation used to purge VOC's. 4. Piping, headers, and blowers which route VOC laden vents to a guard filter and transfer blower. | A positive use determination of 100% for the concrete paving and curbing; the flare header and piping; the nitrogen header, blowers, controls and insulation; and the piping, headers, and blowers. | 1999-03-31 | 4900000 | 100
10429 | T1 | Equistar Chemicals LP | Equistar Matagorda | Hwy 60 13M S of Bay City | Bay City | TX | 77414 | Matagorda | CN600124705 | RN100216159 | The following pollution control property: residual process oil waste tank, loading and circulation pumps, tank truck loading equipment used for the collection and disposal of RCRA waste. | A positive use determination of 100% for the residual process oil waste tank, loading and circulation pumps, and tank truck loading equipment. | 2001-04-29 | 1074000 | 100
10430 | T1 | Tyson Fresh Meats Inc | Tyson Fresh Meats Inc | 4700 Hwy 75 S | Sherman | TX | 75092 | Grayson | CN600767016 | RN100801927 | The following items: Wastewater Pretreatment System Equipment; 10,000 gallon Receiver Tank; two Trash Compactors - TP-4000 4 Cu Yd; two Trash Compactor installations; Three 40 YD Compactor Receiving Containers & Installation; two Multi Gas Detectors; 10,500 gal Waste Marinade Tank plus installation. | A positive use determination for the Wastewater Pretreatment System Equipment; the 10,000 gallon Receiver Tank; the two Trash Compactors & installation; the three 40 YD Compactor Receiving Containers & Installation; the two Multi Gas Detectors; and the 10,500 gal Waste Marinade Tank plus installation. | 2007-03-08 | 410679.64 | 100
10431 | T1 | TXU Big Brown Company LP | Big Brown Steam Electric Station | #2 FM Road 2570 | Fairfield | TX | 75840 | Freestone | CN600135511 | RN105100275 | The following items: Electrostatic Precipitator Upgrade upgraded with new high-frequency transformer rectifier sets with integral T-R and rapper controllers (4111G017). Tripper House Dust Collector Replacement - replaced two rotoclone dust collectors (4111H034). Fly Ash Unloaders - replaced 2 flay ash mixers (4119F002). Station Sump Pump Motor - replaced due to failure in the stator lamination (4119F011). Ash Water Pump Motor - repaired (4119F008). Sewer Plant Flow Meter - installed 4119E007). Fly Ash Classifier Controls- replaced controls. System. (4119E011); Bottom Ash Ram System - Installation; Potable Water Tank Replacement; and Potable Water | A positive use determination for the ten projects listed on this application. | 2007-03-19 | 3780976 | 100
10432 | T1 | TXU Generating Company | Comanche Peak Ses | 6322 North FM 56 | Glen Rose | TX | 76043 | Somervell | CN600581714 | RN102296639 | Installed a potable water system (01NOTWR). Paved additional parking area to reduce dust (02NW2020). Repaving of roadways to control dust (99NW9082). Paving of the Comanche Peak 44th street extension (99NW9082). | A positive use determination for projects 01NOTWR, 02NW2020, 99NW9082, and 99NW9082. | 2007-03-19 | 1285182 | 100
10433 | T1 | TXU Generating Company | Martin Lake Ses | 8850 FM 2658 N | Henderson | TX | 75653 | Rusk | CN600135511 | RN105127682 | The following projects: ML1, 2 & 3 A & B Precipitators Air Dryers. ML2 Ductwork between precipitator & ID Fan. ML3 FGD Scrubber Tower Modifications. ML9 Retrofit Lignite Cars. ML1 & ML3 1BIII00 FGD Scrubber Module Tower Line Repairs. ML9 FGD Scrubber Spare Gearbox and Warman Pumps. ML9 Rewind 3D101A Scrubber Motor. ML9 Flue Gas Chemical Tank. ML1 1A, 1B, &1C and ML2 2B Fly Ash Blowers. ML1 Replace Fly Ash Piping. ML1 Generator Gland Seal Exhaust Mist Eliminator. U1 and U2 Thickeners MCC Replacement. ML3 Replace DWB Overflow Piping. ML3 Upgrade Solids Area Sump Pump. ML9 Replace Station Sump Pumps. ML1 & 2 Replace Boiler Area Drain Trench Pumps. ML3 & 9 Replace Boiler Area Drainage Sump Pump. ML3 Replace Sump Pumps. ML9 Replace North Area Sump Pumps. ML1 & ML 3 Replace Bottom Ash Grinders. ML2 & ML3 Replace Bottom Ash Piping. ML9 Replace Bottom Ash Cars. ML9 Permanent Disposal Pond Clay Cap Installation. ML3 Belt Feeders Installation. ML9 Potable Water Piping Replacement. ML9 Road Surface Replacement. ML9 Parking Lot Construction. | A positive use determination for the projects listed in the property description. | 2007-03-19 | 16715566 | 100
10434 | T1 | TXU Generating Company | Monticello Ses | 9 M SW of Mt Pleasant | Mount Pleasant | TX | 75455 | Titus | CN601537566 | RN102285921 | The following items: MO1 - Baghouse Structure (4121E005). MO2 - Baghouse Structure (4122E003). MO3 - Scrubber Upgrade (4123F004). MO9 - Scrubber Limestone System (4129NM21). MO1 - Fly Ash Piping Replacement (4121E003) MO3 - Fly Ash Piping Replacement (4123E011). MO2 - Fly Ash Blower Motor (4122G045). MO9 - Lignite Yard Storm Drainage (4129NM07). M09 - Outflow Monitor (4129G037). MO9 - Ash Cars Rebuild (4129G019). MO9 - Potable Water (4129NM11). MO9 Cathodic Protection Replacement (4129E011) and MO9 - Grounding/Cathodic Protection (4129NM18). | A positive use determination for projects 4121E005, 4122E003, 4123F004, 4129NM21, 4121E003, 4123E011, 4122G045, 4129NM07, 4129G037, 4129G019, 4129NM11, 4129E011, and 4129NM18. | 2007-03-19 | 17449448 | 100
10435 | T1 | TXU Generating Company | Sandow SES | PO Box 1111 | Rockdale | TX | 76567 | Milam | CN600128490 | RN102147881 | The following items: FGD Scrubber Reaction Tank Replacement (4770G005). FGD Scrubber Upgrade (4770F008). FGD Scrubber Spray Pump Motor (4770G053). FGD Scrubber Bypass Damper Actuator (4770G066). FGD Scrubber Expansion Joints Replacement (4770G065). Precipitator Controls Replacement (4770C001). Opacity Monitor (4770E006); Station Sump Pumps Replacement (4770G050) and Secondary Fuel Oil Containment (4770E011). | A positive use determination of 100% for projects 4770G005, 4770F008, 4770G053, 4770G066, 4770G065, 4770C001, 4770E006, 4770G050, and 4770E011. | 2007-03-19 | 13036195 | 100
10436 | T1 | Semmaterials LP | Semmaterials LP | 600 Minton Rd | Saginaw | TX | 76131 | Tarrant | CN602861015 | RN102149499 | Installed a MTARRI/Varani Odor Filter System. The system consists of 2 odor control units, 24 SAAB Gauges. PMAC Automation unit, Emulsion Mill Automation and other small pieces of equipment. The system is designed to remove H2S, mercaptens, low concentrations of VOCs and most oil odors. | A positive use determination of 100% for the MTARRI/Varani Odor Filter System. | 2007-03-20 | 575000 | 100
10437 | T1 | Norbord Texas LP | Norbord Texas LP | 2301 SE Stallings Dr | Nacogdoches | TX | 75961 | Nacogdoches | CN601545031 | RN100543040 | Purchase of street sweeper to control wood chips and fine wood particles on OSB mill site. | A positive use determination of 100% for the street sweeper. | 2007-03-20 | 147100 | 100
10438 | T1 | Southwestern Public Service Company | Tolk - Lamb County | 3 Mi S On FM2910 | Sudan | TX | 79347 | Lamb | CN601481336 | RN100224534 | Constructed an Evaporation Pond. Pond 14 is 10 surface acres and is lined with a synthetic liner. It receives spent cooling water from the cooling tower. | A positive use determination of 100% for Evaporation Pond 14. | 2007-03-20 | 629345 | 100
10439 | T1 | Southwestern Public Service Company | Tolk - Lamb County | 3 Mi S On FM2910 | Sudan | TX | 79347 | Lamb | CN601481336 | RN100224534 | Constructed an Evaporation Pond. Pond 13 is 10 surface acres and is lined with a synthetic liner. It receives spent cooling water from the cooling tower. It replaced Pond 2. | A positive use determination of 100% for Evaporation Pond 13. | 2007-03-20 | 1018517.7 | 100
10440 | T1 | Southwestern Public Service Company | Tolk - Lamb County | 3 Mi S On FM2910 | Sudan | TX | 79347 | Lamb | CN601481336 | RN100224534 | The synthetic liner of Evaporation Pond 11 was damaged and was replaced with a new synthetic liner. It receives spent cooling water from the cooling tower. | A positive use determination of 100% for the replacement liner for Evaporation Pond 11. | 2007-03-20 | 403836 | 100
10441 | T1 | Southwestern Public Service Company | Tolk - Lamb County | 3 Mi S On FM2910 | Sudan | TX | 79347 | Lamb | CN601481336 | RN100224534 | The synthetic liner of Evaporation Pond 8 was damaged and was replaced with a new synthetic liner. It receives spent cooling water from the cooling tower. | A positive use determination of 100% for the replacement liner for Evaporation Pond 8. | 2007-03-20 | 549917 | 100
10442 | T1 | Southwestern Public Service Company | Jones Station | FM 3020 SE of Lubbock | Lubbock | TX | 79408 | Lubbock | CN601481336 | RN101719219 | SB 7 (76th Leg) required additional NOx reductions statewide. In order to meet the reductions SPS installed advanced overfire air technology on Jones Unit 2. | A positive use determination of 100% for the advanced overfire air technology installed on Jones Unit 2. | 2007-03-20 | 1267941 | 100
10443 | T1 | Southwestern Public Service Company | Jones Station | FM 3020 SE of Lubbock | Lubbock | TX | 79408 | Lubbock | CN601481336 | RN101719219 | SB 7 (76th Leg) required additional NOx reductions statewide. In order to meet the reductions SPS installed advanced overfire air technology on Jones Unit 1. | A positive use determination of 100% for the advanced overfire air technology installed on Jones Unit 1. | 2007-03-20 | 855626 | 100
10444 | T1 | Southwestern Public Service Company | Harrington Station | 8400 N Lakeside Rd | Amarillo | TX | 79108 | Potter | CN601481336 | RN100224849 | Harrington Station is a coal fired steam electric generating facility. Located at the same complex is Nichols Station a gas fired steam electric station. The facilities share a common water treatment and disposal system. The area has experienced water shortages for several years. The company has agreed to buy treated sewage effluent in order to reduce the use of freshwater. The project involved constructing a lined 334 million gallon storage pond with associated pumps and piping (14.5 miles). The water treatment plant was expanded. The project will conserve a billion gallons per year of fresh water. | A positive use determination of 100% for the Water Storage Pond Construction and Associated Costs. | 2007-03-20 | 22822791 | 100
10445 | T1 | Magellan Terminal Holdings | Magellan Terminals Holdings LP | 7901 Wallisville Rd | Houston | TX | 77029 | Harris | CN600134639 | RN104844899 | Magellan installed a stormwater and fuel spill containment and collection system at our petroleum products mixing skids. The project includes: 1) Concrete curbing and a drainage pit to collect potentially contaminated water at the mixing tank. 2. Piping and a pump to conduct captured water to our holding tank. and 3. a settlement tank. | A positive use determination of 100% for the stormwater and fuel spill containment and collection system. | 2007-03-20 | 55000 | 100
10446 | T1 | Jam Distributing Co | Jam Beaumont Distribution Facility | 3795 Stone Oak Dr | Beaumont | TX |  | Jefferson | CN600253868 | RN105795207 | Concrete tank farm with dikes for spill containment. Concrete bermed around load rack along with an oil/water separator. | A positive use determination of 100% for the spill containment and collection system. | 2007-03-20 | 191000 | 100
10447 | T1 | Goodyear Tire & Rubber Company | Goodyear Chemical Plant | Ih 10 @ Smith Rd | Beaumont | TX | 77720 | Jefferson | CN600616049 | RN102561925 | The following projects: Boiler EFF Improvements - Air. NOx Analyzers for BIF Boilers - Air. Budene Vent Emissions Reduction - Air. Isoprene Flare Compliance - Air. Prelim Engineering for Natsyn RTO Appl. - Air. Analyze-Hydrocarbons in Cooling ISO - Air. Isoprene Environmental Improvement. | A positive use determination of 100% for the following projects: Boiler EFF Improvements - Air. NOx Analyzers for BIF Boilers - Air, Budene Vent Emissions Reduction - Air, Isoprene Flare Compliance - Air, Prelim Engineering for Natsyn RTO Appl. - Ai,. Analyze-Hydrocarbons in Cooling ISO - Air, Isoprene Environmental Improvement. | 2007-04-05 | 3357150 | 100
10448 | T1 | Chemtura Corporation | Chemtura Corporation Marshall | 710 B Bussey Rd | Marshall | TX | 75670 | Harrison | CN603061417 | RN105127997 | Concrete dike installed behind M1 reactors room. Dike Coating. Extend W2 Dike. Restore/Test Mechanical Integrity of Injection Well. Changes to the Waste Injection Piping. | A positive use determination for 100% of the concrete dike, dike coating, W2 dike extension, injection well repair, and changes to waste injection piping. | 2007-03-20 | 124050.72 | 100
10449 | T1 | Sunrise Chemical LLC | Sunrise Chemical Bayport Facility | 10500 Bay Area Blvd | Pasadena | TX | 77507 | Harris | CN603867268 | RN102887270 | The following items: 1. Flare - Systems leading to 119' flare stack system 25-501. 2. Fugitive Emissions Monitors - infrared instruments. 3. Low NOx Burners in low pressure boiler 3F-501 and furnace 3F-501. 4. Welded Pipe Joints in VOC service. 5. Vacuum Pump System, Refrigeration System & Vapor Recovery Piping to control device. 6. Stacks for boilers 3F-501, 3F-502 & furnace 3F-101. 7. Concrete Containment System, Underground Piping System, Sump and Pumps to segregate and convey process water. 8. Wastewater Treatment Facility - water treatment area for 300 section. 9. Concrete Containment System around process facilities. 10. Pond & Ditch Channel System for rain water. 11. Potable Water Systems. | A positive use determination for 100% of the eleven property items listed above. | 2007-04-24 | 14346920 | 100
10450 | T1 | Leo's Drive In (Leo J Leo) | Leo's Drive In #3 | 1800 W Griffin Parkway | Mission | TX | 78572 | Hidalgo | CN601270655 | RN102464211 | The following equipment: Stage I Vapor Recovery; Tight Fill Fittings; Spill Containers; Overfill Alarms; Vent Restriction Devices; Tank Top Sumps; Sensing Devices; Automatic Tank Gauging; Groundwater or Soil Monitoring; Automatic Line Leak Detectors; Double-Walled Tanks; and Double-Walled Piping. | A positive use determination for all of the property items listed above with the exception of the double-walled tanks and double-walled piping which are given a 50% determination. | 2007-03-20 | 45446 | 100
10451 | T1 | Leo's Drive In (Leo J Leo) | Leo's Drive In #4 | 2201 W Expressway 83 | Mission | TX | 78572 | Hidalgo | CN601270655 | RN104488879 | The following equipment: Stage I Vapor Recovery; Secondary Containment; Automatic Shut-Off Valves; Tight Fill Fittings; Spill Containers; Overfill Alarms; Vent Restriction Devices; Tank Top Sumps; Sensing Devices; Automatic Tank Gauging; Groundwater or Soil Monitoring; Automatic Line Leak Detectors; Double-Walled Tanks; and Double-Walled Piping. | A positive use determination for all of the property items listed above with the exception of the double-walled tanks and double-walled piping which are given a 50% determination. | 2007-03-20 | 69780 | 100
10452 | T1 | Leo's Drive In (Leo J Leo) | Leo's Drive In #5 | 1901 W 3 Mile Line Rd | Mission | TX | 78572 | Hidalgo | CN601270655 | RN105348619 | The following equipment: Stage I Vapor Recovery; Automatic Shut-Off Valves; Tight Fill Fittings; Spill Containers; Overfill Alarms; Vent Restriction Devices; Tank Top Sumps; Sensing Devices; Automatic Tank Gauging; Groundwater or Soil Monitoring; Automatic Line Leak Detectors; Double-Walled Tanks; and Double-Walled Piping. | A positive use determination for all of the property items listed above with the exception of the double-walled tanks and double-walled piping which are given a 50% determination. | 2007-03-20 | 63139 | 100
10453 | T1 | Leo's Drive In (Leo J Leo) | Leo's Drive In #3 | 1800 W Griffin Parkway | Mission | TX | 78572 | Hidalgo | CN601270655 | RN102464211 | Stormwater Control - 23,580 Sqft of Land; Stormwater Retention Pond; and Concrete improvement on land listed above. | Returned for failure to respond to a deficiency letter. | 2007-05-21 | 139750 | 100
10454 | T1 | Leo's Drive In (Leo J Leo) | Leo's Drive In #4 | 2201 W Expressway 863 | Mission | TX | 78572 | Hidalgo | CN601270655 | RN104488879 | Stormwater Control - 27,871 Sqft of Land; Stormwater Retention Pond; and Concrete improvement on land listed above. | Returned for failure to respond to a deficiency letter. | 2007-05-21 | 183902 | 100
10455 | T1 | Leo's Drive In (Leo J Leo) | Leo's Drive In #5 | 1901 W 3 Mile Line Rd | Mission | TX | 78572 | Hidalgo | CN601270655 | RN105348619 | Stormwater Control - 18,158 Sqft of Land; and Concrete improvement on land listed above. | Returned for failure to respond to a deficiency letter. | 2007-05-21 | 122314 | 100
10456 | T1 | Don McGill Of Katy Ltd | Don McGill Toyota - Houston | 11800 Old Katy Rd | Houston | TX | 77079 | Harris | CN600258651 | RN100547595 | Refrigerant Recycling Equipment used to control CFCs. Vapor/Liquid Recovery Equipment for Fugitive Emissions - recycles paint thinner. Paint Spray Booth - controls overspray and fumes. Preparation Room - controls fumes during paint mixing and tool cleaning. Overfill Alarms - used to automatically shut down filling of oil tanks. | A positive use determination of 100% for the Vapor/Liquid Recovery Equipment, the Paint Spray Booth, the Preparation Room, and the Overfill Alarms. A positive use determination of 50% for the Refrigerant Recycling Equipment. | 2007-03-22 | 235312 | 100
10457 | T1 | SFPP LP | SFPP El Paso Breakout Station | 11620 Railroad Dr | El Paso | TX | 79934 | El Paso | CN602684730 | RN104368030 | John Zink Enclosed Flame Hydrocarbon Vapor Combustion unit - used to control VOCs. Installed nine tanks with secondary seals and internal roofs. Piping, bladder tank, saturator, & blower used to control VOCs generated during refloating of internal roofs. Diesel Fueled pump for Fire Water Tank. Overfill Alarms - external signaling devices attached to tank gauging system. SAAB Radar Gauging System - automatic tank gauging. | A positive use determination of 100% for the John Zink Enclosed Flame Hydrocarbon Vapor Combustion Unit; Secondary Seals & Internal Roofs for the 9 storage tanks; the piping, bladder tank, saturator, & blower used to control VOCs; the Diesel Fueled Fire Water Pump; the Overfill Alarms; and the SAAB Radar Gauging System. | 2007-03-22 | 4435160 | 100
10458 | T1 | Eurecat Us Inc | Eurecat Us Inc | 13100 Baypark Rd | Pasadena | TX | 77507 | Harris | CN600370290 | RN100661644 | Installed a scrubber and a thermal oxidizer. | A positive use determination of 100% for the scrubber and the thermal oxidizer. | 2007-05-03 | 749920 | 100
10459 | T1 | Stolthaven (Houston) Inc | Stolthaven | 15630 Jacintoport Blvd | Houston | TX | 77015 | Harris | CN600124820 | RN100210475 | The following projects: 140: Installed internal floating roofs with secondary seals in tanks Q30-13, Q30-14, A15-5, A15-6 & wastewater mix tank. 141: Stormwater Drainage System: constructed stormwater system. 142: Sparging System used to reduce concentrations of VOC's from wastewater. 143:Environmental Paving used for stormwater control. | A positive use determination of 100% for the internal floating roofs with secondary seals; the Stormwater Drainage System; the Sparging System; and the Environmental Paving used for stormwater control. | 2007-03-22 | 875502 | 100
10460 | T1 | Morningstar Foods Inc | Morningstar Foods Inc | 300 Industrial Dr E | Sulphur Springs | TX | 75483 | Hopkins | CN603387630 | RN104999222 | Wastewater Expansion Project Asset #2006014: Purchased and installed an EAF along with related piping changes, electrical requirements and building structures. | A positive use determination of 100% for the Wastewater Expansion Project Asset #2006014. | 2007-04-14 | 554976 | 100
10461 | T1 | Holcim (US) Inc | Holcim (Texas) LP | 1800 Dove Lane | Midlothian | TX | 76065 | Ellis | CN601231459 | RN100219286 | 1. The following baghouses and associated equipment: Kiln Feed System No. 1 and 2 Baghouse, Raw Mill Discharge Airslide Baghouse, Belt-Air-Slide Transfer Point 1 Baghouse, Cement Mill Baghouse, Cement Silo No. 1 Filling Baghouse, Clinker Silo De-Dusting Baghouse, Clinker Silo Feeder Baghouse, Coal Mill Conveyor Baghouse, Dust Bin Baghouse, Pan Conveyor Under Clinker Cooler Baghouse, Pulverized Coal Bin Baghouse, Rotary Kiln Feed Silo Upper Baghouse, and Waste Bypass Dust Baghouse. 2. Bypass from Cyclone Dust Collector. 3. Scrubber Equipment for Kiln Feed System No. 1 Baghouse. 4. Continuous Emission Monitors for No. 1 Kiln. | A positive use determination for 100% of the property items listed above. | 2007-03-29 | 6089957 | 100
10462 | T1 | Emerson Process Management | Emerson Process Management | 4725 Highway 75 South | Sherman | TX | 75090 | Grayson | CN600469993 | RN100548403 | Installed two powder paint reclaim systems which were retrofitted to existing spray paint booths. | A positive use determination of 100% for the powder paint reclaim systems. | 2007-04-14 | 54551 | 100
10463 | T1 | Kinder Morgan Texas Pipeline LP | Benedum Compressor Station | 900 FM 1555 | Rankin | TX | 79778 | Upton | CN603338880 | RN104858519 | Installed two CAT lean burn compressor engines to support capacity on W Rancho line. | A positive use determination of 20% for the two lean burn engines. | 2000-03-27 | 368036 | 100
10464 | T1 | INEOS Olefins & Polymers USA | INEOS Chocolate Bayou Plant | FM 2917 & FM 2004 | Alvin | TX | 77512 | Brazoria | CN604935338 | RN108783614 | The following six projects: The following six projects: 1. CGEN Cogen DLN Burners (C-002QX). 2. SUDT BD Refrigeration Systems C4 (C-L00GY). 3. OLE1 - Low NOx DB901C Boiler (C-DOBG9). 4. OLE1 - CEMS Install for DB901C Boiler (C-DOD02). 5. STR1 Process Water Collection System Upgrade (C-L00RQ). 6. WSTR Relocate Outfall 001 to Meet Permit Limits (C-L022Z). | A positive use determination of 100% for the following six projects: 1. CGEN Cogen DLN Burners (C-002QX). 2. SUDT BD Refrigeration Systems C4 (C-L00GY). 3. OLE1 - Low NOx DB901C Boiler (C-DOBG9). 4. OLE1 - CEMS Install for DB901C Boiler (C-DOD02). 5. STR1 Process Water Collection System Upgrade (C-L00RQ). 6. WSTR Relocate Outfall 001 to Meet Permit Limits. | 2007-03-27 | 11375000 | 100
10465 | T1 | Seadrift Coke LP | Seadrift Coke | 8618 Hwy 185 N | Port Lavaca | TX | 77979 | Calhoun | CN600129340 | RN102147055 | The following 29 projects: Naphtha Barge Loading Vapor Destruction Unit; Tower Bottoms Pump Tandem Seal Installation; Spare Tower Bottoms Pump Tandem Seal Installation; Gas Compressor Engine to Electric Motor Conversion; Continuous Turbidity Meter & Recorder; Slop Oil Pump Tandem Seal Installation; Truck Overfill Control @ Naphtha Loading Rack; Motor replacement for spill control boat; Sweeper attachment for skid loader; green coke pad SW area paving; Low NOx Burners in BA1001, BA1101, & BA1202; New Flare Tip on CB1701; Cooler Exhaust Gas Dust Collector Replacement; Spill Containment Boom; Green Coke Storage Area Containment Wall; Water Treatment pH Control; Bulk Dust Collector Fines Loading System; Green Coke Storage Area Paving; Chlorine Gas Detector; Spill Containment Dike & Valve; Treater/Scrubber Area Containment; Tank Farm Spill Containment Paving; Floating Roof for Slop Oil Tank; Dryer Project Dust Collector; Sanitary Treatment Package Unit; Dust Collection @ East Loadout; and TVA 1000 fugitive Emissions Monitor. | A positive use determination of 100% for the 29 project listed on this application. | 2007-03-27 | 2719000 | 100
10466 | T1 | Saint-Gobain Vetroex America Inc | Saint-Gobain Vetrotex America Inc | 4515 Allendale Rd | Wichita Falls | TX | 76310 | Wichita | CN600129753 | RN100218601 | Installed an air scrubber for the glass furnace. Cathodic Anodes - protect pipes and tanks. Water Conservation - systems which allowing cleaning and ruse of wastewater. | A positive use determination of 100% for the Air Scrubber; the Cathodic Anodes; and the Water Conservation System. | 2007-03-27 | 358514 | 100
10467 | T1 | Certainteed Corporation | Certainteed Corporation | 1400 W FM 1417 | Sherman | TX | 75090 | Grayson | CN600813810 | RN100671619 | Dust Collector Systems. Exhaust Ventilation. Solid Waste Management. VOC Control. Jet & Rotary Filter & Baghouse Systems. | A positive use determination of 100% for the Dust Collector Systems used to control particulates during the manufacturing process; the Exhaust Ventilation System used to control Saw Dust; the compactors and similar equipment used for Solid Waste Management Equipment; the Regenerative Thermal Oxidizer used for VOC Control; and the Jet & Rotary Filter & Baghouse Systems used to control particulate matter. | 2007-03-27 | 421844 | 100
10468 | T1 | General American Transport Corp | Gatx Hearne Service Center | Austin Highway #79 | Hearne | TX | 77859 | Robertson | CN600510770 | RN105446751 | Installed an 18x21x80 Col-Met Paint Booth which vents to a final control device. | A positive use determination of 100% for the Paint Booth. | 2007-03-30 | 305857 | 100
10469 | T1 | Huish Detergents | Huish Detergents | 12400 Bay Area Blvd | Pasadena | TX | 77507 | Harris | CN603789371 | RN102318441 | This is the impervious cover and containment around the storage tank that delivers any runoff or potential discharge to the stormwater retention system for treatment or disposal and including all effluent piping used solely for the delivery of the effluent to the wastewater treatment equipment and to discharge it into the wastewater tank. | A positive use determination of 100% for the coated secondary containment installed around the new tank and the effluent piping installed between the secondary containment and the treatment facility. | 2007-03-28 | 340765 | 100
10470 | T1 | Vans Real Estate Partnership | Vans Real Estate Partnership | 170 Edwards Dr | Kyle | TX | 78640 | Hays | None Assigned | None Assigned | Land: 13,699 FII of land which is sloped to control rainwater. Paving: 13,699 FII of sloped concrete. | Returned for failure to respond to a deficiency letter. | 2007-06-21 | 35274 | 100
10471 | T1 | Vans Real Estate Partnership | Vans Real Estate Partnership | 1400 W Industrial Blvd | Round Rock | TX | 78681 | Williamson | None Assigned | None Assigned | Land: 49,207 FII of land which is sloped to control rainwater. Paving: 49,207 FII of sloped concrete. | Returned for failure to respond to a deficiency letter. | 2007-06-21 | 113022 | 100
10472 | T1 | Vans Real Estate Partnership | Vans Real Estate Partnership | 1400 W Industrial Blvd | Round Rock | TX | 78681 | Williamson | None Assigned | None Assigned | Land: 5,000 FII of land which is sloped to control rainwater. Paving: 5,000 FII of sloped concrete. | Returned for failure to respond to a deficiency letter. | 2007-06-21 | 24100 | 100
10473 | T1 | Vans Family Real Estate Partnership | Van's Auto Parts | 8701 Research Blvd | Austin | TX | 78758 | Travis | CN600246847 | RN100540574 | Land: 84,034 FII of land which is sloped to control rainwater. Paving: 84,034 FII of sloped concrete. | Returned for failure to respond to a deficiency letter. | 2007-06-21 | 767650 | 100
10474 | T1 | Vans Family Real Estate Partnership | Van's | 12410 N Lamar | Austin | TX | 78753 | Travis | CN600246847 | RN100539485 | Land: 38,026 FII of land which is sloped to control rainwater. Paving: 38,026 FII of sloped concrete. | Returned for failure to respond to a deficiency letter. | 2007-06-21 | 323562 | 100
10475 | T1 | Vans Family Real Estate Partnership | Van's | 12430 N Lamar | Austin | TX | 78753 | Travis | CN600246847 | RN100539485 | Land: 10,957 FII of land which is sloped to control rainwater. Paving: 8,253 FII of sloped concrete. | Returned for failure to respond to a deficiency letter. | 2007-06-21 | 114609 | 100
10476 | T1 | Chevron Phillips Chemical Co LP | Chevron Phillips Sweeney Petro | Hwy 335 & FM 524 | Old Ocean | TX | 77463 | Brazoria | CN600303614 | RN100825249 | The following projects: Unit 59 PL #5 Isobutene Integrity. Unit 59 PL #6 N-Butane Integrity. Unit 10.1 New Level Indicators. Unit 24 Install Interface Low Level Alarm. Unit 12 - Sump Vapor Control. Unit 24 Sump Vapor Control. Unit 24 Pumps P-2 & P-2A. Unit 24 Acid/Caustic Neutralization Sump. Unit 153 2005 Sweeney Cathodic Protection. Unit 88 Automatic Dock 4 Combustor PM. Unit 24 F-9 Decoke Interlock. | A positive use determination of 100% for the following projects: Unit 10.1 New Level Indicators; Unit 12 - Sump Vapor Control; Unit 24 Sump Vapor Control; Unit 24 Pumps P-2 & P-2A; Unit 24 Acid/Caustic Neutralization Sump; Unit 153 2005 Sweeney Cathodic Protection; and Unit 24 F-9 Decoke Interlock. | 2007-03-27 | 2372166 | 100
10477 | T1 | Chevron Phillips Chemical Co LP | Chevron Phillips Sweeney Petro | Hwy 335 & FM 524 | Old Ocean | TX | 77463 | Brazoria | CN600303614 | RN100825249 | The following projects: Unit 22 NOX Reduction. Unit 24 NOX Reduction. Unit 33 NOx Reduction. Unit 10/12 Flares #8 and 9 RVOC CEMS, Unit 62 Flares HRVOC Cems, HRVOC CEMs SCEDARS. | A positive use determination of 100% for the following projects: Unit 22 NOX Reduction; Unit 24 NOX Reduction; Unit 33 NOx Reduction; Unit 10/12 Flares #8 and 9 RVOC CEMS; Unit 62 Flares HRVOC CEMS; HRVOC CEMs SCEDARS. | 2007-03-27 | 44301000 | 100
10478 | T1 | Chevron Phillips Chemical Co LP | Chevron Phillips Sweeney Petro | Hwy 335 & FM 524 | Old Ocean | TX | 77463 | Brazoria | CN600303614 | RN100825249 | The following projects: Unit 24 Oily Water Separation Upgrade. Unit 24 Furnace F1 SIL Improvements. Unit 24 Furnace F7 SIL Improvements. Unit 22 Double Block and Bleed Decoke Trap. Unit 33 OWS, Sludge & Caustic Sump Benzene Vapor. Unit 10.1 OWS Junction Boxes. Unit 22 OWS Junction Boxes. Unit 24 OWS Junction Boxes. Unit 10.2 OWS Junction Boxes. Unit 12 OWS Junction Boxes. Unit 18 OWS Junction Boxes. | A positive use determination of 100% for the following projects: Unit 24 Oily Water Separation Upgrade; Unit 24 Furnace F1 SIL Improvements; Unit 24 Furnace F7 SIL Improvements; Unit 22 Double Block and Bleed Decoke Trap; Unit 33 OWS; Sludge & Caustic Sump Benzene Vapor; Unit 10.1 OWS Junction Boxes; Unit 22 OWS Junction Boxes; Unit 24 OWS Junction Boxes; Unit 10.2 OWS Junction Boxes; Unit 12 OWS Junction Boxes; Unit 18 OWS Junction Boxes. | 2007-03-27 | 5244000 | 100
10479 | T1 | Natural Gas Pipeline Company Of America | Compressor Station 803 | 990 CR 3355 | Mt Pleasant | TX | 75455 | Titus | CN600124200 | RN104964879 | Constructed a new grass roots compressor station on the NGPL system. There are two new compressor engines with lean burn technology. | A positive use determination of 20% for the two lean burn gas fired compressor engines. | 2007-03-27 | 1300642 | 100
10480 | T1 | Armstrong World Industries | Armstrong Wood Products | 1100 Cotton Ford Rd | Center | TX | 75935 | Shelby | CN602224503 | RN100213065 | Dust collection systems, stacks, and exhaust ventilation. | A positive use determination of 100% for the dust collection systems, stacks, and exhaust ventilation. | 2007-03-27 | 444635 | 100
10481 | T1 | Kaspar Ranch Hand LP | Ranch Hand Paint | 959 Hwy 95N | Shiner | TX | 77984 | Lavaca | CN601233703 | RN102338803 | Installed an automatic powder spray system with Electro-static guns. Installed and use a grit blasting booth with a dust/fume collector. | A positive use determination of 100% for the Powder Coat Booth excluding the drying oven. A positive use determination of 50% for the Blast Unit. | 2007-03-30 | 496000 | 100
10482 | T1 | Gregory Power Partners LP | Gregory Power Facility | Hwy 361 | Gregory | TX | 78359 | San Patricio | CN600254031 | RN104734025 | Paving of gravel roadway along and bordering plant gate. Replacement of Biofor strainer drain hoses with hard pipe. Eliminated gravel areas surrounding the water treatment plant to improve treatment area containment. | A positive use determination for 100% of the roadway paving, hard pipe to replace biofor strainer hoses, and elimination of gravel areas around water treatment plant. | 2007-04-09 | 175373 | 100
10483 | T1 | San Miguel Electric Cooperative Inc | San Miguel Plant | FM 3387 | Jourdanton | TX | 78026 | Atascosa | CN600132278 | RN100226539 | 1. Improved site drainage in order to prevent silt accumulation in drainage ditches and the equalization pond. 2. Installed Low NOx SNCR. 3. Secondary Heater Upgrade. 4. Installed Soot Blowers in Air Heaters. 5. Upgrade of FGD System. 6. Replace/Modify Scrubber Ductwork. 7. Install Opacity Analyzers. 8. Upgrade Dewatering Bin. | A positive use determination for 100% of the property items listed above. | 2007-04-30 | 11180394 | 100
10484 | T3 | Rowan Drilling Company Inc | Rowand Drilling Rig #61 | 9300Telephone Rd | Houston | TX | 77056 | Harris | CN603315433 | Insufficent Information | (4) Caterpillar Low NOx Engines. (2) Mud Pumps and Circulation Pumps. Shaker Units, Desander & Desilter. Surface Blowout Preventer. Well Bore Blow Out Preventers. | A positive use determination of 20% for the Caterpillar Low NOx Engines;. A positive use determination of 100% for the Shaker Units, Desander & Desilter; and the Surface Blowout Preventer. These items are considered ot be pollution control property. A negative determination for the Mud Pumps and Circulation Pumps and the Well Bore Blow Out Preventers. These items do not qualify for a positive use determination. | 2007-04-05 | 3112307 | 100
10485 | T1 | Duratherm Inc | Duratherm | 2710 Avenue S | San Leon | TX | 77539 | Galveston | CN603349820 | RN100890235 | Vibro Energy Separator Unit screening device and Bird Centrifuge to separate liquids from solid waste. Cone Tanks used to store waste and oil recycling. | A positive use determination for 100% of the Vibro energy separator unit, Bird centrifuge, and Cone tanks. | 2007-04-09 | 352499 | 100
10486 | T1 | Lcy Elastomers LP | Lcy Elastomers | 4803 Decker | Baytown | TX | 77250 | Harris | CN602579542 | RN102325974 | HRVOC Monitoring System for flare. Open Vent Hopper Screw Conveyors for dust collection system. | A positive use determination for 100% of the HRVOC monitoring system and open vent hopper screw conveyors. | 2007-04-09 | 559119 | 100
10487 | T1 | Hobas Pipe USA | Hobas Pipe Houston Plant | 1413 Richey Road | Houston | TX | 77073 | Harris | CN600127757 | RN102540812 | Drainage, concrete paving, filters and containment to control storm water runoff from storage yard. Dust Collection for plastic pipe manufacturing process. Oxidizer to control styrene emissions. Double Walled Diesel Storage Tank. | A positive use determination for 50% of the double-walled diesel tank and 100% of the drainage, paving, filters, and containment project, the dust collector, and the thermal oxidizer. | 2007-04-09 | 1361808 | 100
10488 | T1 | Noltex LLC | Noltex LLC | 12220 Strang Rd | La Porte | TX | 77571 | Harris | CN604039271 | RN101049518 | Double mechanical seals at FUGEM pumps and agitator. HRVOC cooling tower water & flare continuous monitoring equipment. Air compressor sump and pad containment. | A positive use determination for 100% of the double mechanical seals, cooling tower and flare monitoring equipment, and the air compressor containment pad and sump. | 2007-04-09 | 387000 | 100
10489 | T1 | Firestone Polymers LLC | Firestone Polymers LLC | 5713 FM 1006 | Orange | TX | 77630 | Orange | CN601590789 | RN100224468 | The following projects: 1. Refurbish K-951 Final Clarifier (8881). 2. Oily Water Separator Bypass Pump (8054). 3. Seal-Less Pumps in Tank Farm (8392). 4. Containment for Blend B Dryers (8868). 5. Clarifier Feed Pump P-964A (8757). 6. Upgrade Hydroblast Area Containment (8934). 7. Upgrade DF 514 & DF 515 Solvent Receivers Level Control (8858). 8. Rebuild P-964A Clarifier Feed Pump (8824). | A positive use determination for 100% of the eight items listed above. | 2007-04-24 | 342251 | 100
10490 | T1 | Polyone Corporation | Polyone Corporation | 5306 Hwy 146 | Seabrook | TX | 77586 | Harris | CN600376206 | RN102079704 | 1. Carbon Black Containment. Stormwater Trench Pates. Line a Concrete Work. | A positive use determination of 100% for the three projects. | 2007-04-05 | 2613000 | 100
10491 | T1 | Enterprise Terminals Operating LLC | Epik Terminaling | 15602 Jacintoport Blvd | Houston | TX | 77015 | Harris | CN602765703 | RN104343017 | This project consists of HRVOC monitoring systems. | A positive use determination of 100% for the HRVOC Monitoring System. | 2007-04-05 | 314721 | 100
10492 | T1 | Port Arthur Steam Energy LP | Port Arthur Steam Energy LP | 2815 Coke Dock Rd | Port Arthur | TX | 77640 | Jefferson | CN602847121 | RN106856131 | Installed a Magnesium Hydroxide injection system which consists of 3 individual MgOH injection systems with an individual system for each of the 3 waste heat recovery steam generators. Installed a cyclone on each of the 3 waste heat recovery steam generators. | A positive use determination of 100% for the MgOH Injection System and the Cyclones. | 2007-04-11 | 3057078 | 100
10493 | T1 | Oak Farms Dairy | Oak Farms Dairy | 3417 Leeland | Houston | TX | 77003 | Harris | CN600307540 | RN100707306 | Replaced existing boiler burners with Low NOx Burners. | A positive use determination of 100% for the Low NOx Burners. | 2007-04-11 | 71769 | 100
10494 | T1 | Ecolab Inc | Ecolab Inc | 2305 Sherwin St | Garland | TX | 75041 | Dallas | CN600304745 | RN100594852 | pH Pit Refurbish Project: refurbished the existing pH pit wastewater treatment system. | A positive use determination of 100% for the pH Pit Refurbish Project. | 2007-04-11 | 173933 | 100
10495 | T1 | Precoat Metals | Precoat Metals | 16402 Jacintoport Blvd | Houston | TX | 77015 | Harris | CN602858490 | RN100217926 | Incinerator Fume Reduction: Replaced the existing seals around the oven exhaust fan. | A positive use determination of 100% for the Incinerator Fume Reduction Project. | 2007-04-11 | 24732 | 100
10496 | T1 | Septon Company Of America | Septon Company Of America | 11414 Choate Rd | Pasadena | TX | 77507 | Harris | CN600375026 | RN100666916 | 2nd Line/Debottlenecking Project: stripper pumps & piping installed to remove organic solvent from water slurry; piping to route VOC to control device; demister vessel & piping to remove entrainment of liquid to vapor stream; refrigeration capacity for vent condensers; dripless connection for tank truck unloading. Freeflow Project: Equipment & piping to route particulate to bag house, cyclone and vent piping, & container loader vent blower. HRVOC Project: waste gas monitoring to flare, GC, analyzer, building enclosure, piping & instrumentation. Isoprene Uploading: Isoprene tank pressure control valve & level defectors. Decant Wastewater Project: Storage tanks, pumps, piping & instrumentation. PHA: High level probes and common sump line LEL detector. | A positive use determination of 100% for the following projects: 2nd Line/Debottlenecking Project, Freeflow Project: Equipment, HRVOC Project, Isoprene Uploading, Decant Wastewater Project, and PHA. | 2007-04-11 | 1655248 | 100
10497 | T1 | Gulf South Pipeline Company LP | Gulf South Pipeline Company - Carthage | Carthage Junction | Little | TX |  | Henderson | CN600129696 | Insufficient Information | Installed a lean-burn gas-fired compressor engine. | A positive use determination of 20% for the lean burn combustion system. | 2007-04-11 | 662500 | 100
10498 | T2 | Natural Gas Pipeline Company Of America | Compressor Station 300 | 9819 Hwy 185 | Victoria | TX | 77905 | Victoria | CN600124200 | RN102375771 | Replaced existing gas-fired compressor with a new electric 6000 HP compressor at Station 300. Eliminated 1,489 tons per year of NOx. Request is for the motor only. | A positive use determination of 100% for the electric motor installed in the compressor at Station 300. | 2007-04-14 | 300000 | 100
10499 | T1 | Alcoa Inc | Alcoa Fastening System - Waco | 8001 Imperial Dr | Waco | TX | 76712 | McLennan | CN600128029 | RN102155975 | Smoke/Oil Mist Abatement at Headers. | A positive use determination for 100% of the smoke/oil mist eliminators. | 2007-04-16 | 283907.17 | 100
10500 | T1 | Alcoa Inc | Alcoa Texarkana | 300 Alumax Dr | Texarkana | TX | 75501 | Bowie | CN601543242 | RN100215250 | Ultra High Efficiency Filter System for oil mist removal from exhaust stream. | A positive use determination for 100% of the ultra high efficiency filter system. | 2007-05-07 | 359301 | 100
10501 | T1 | Alcoa Inc | Howmet Wichita Falls Casting | 6200 Central Fwy. N. | Wichita Falls | TX | 76305 | Wichita | CN601423452 | RN100638071 | Grain Etch Waste Acid Treatment System - Equipment used for neutralization and flocculation of spent grain etch acid. | A positive use determination for 100% of the grain etch waste acid treatment system. | 2007-04-16 | 30809 | 100
10502 | T1 | Caterpillar Inc | Texas Maching Enterprises | 4633 Perrin Creek | San Antonio | TX | 78217 | Bexar | CN602773749 | RN104509773 | Central Coolant System With Piping: System consisting of extensive piping, filters, & chillers used to recycle coolant. Monroe Environmental Dust & Mist System. Chip Handling Centrifuge used to separate waste chips. | A positive use determination of 100% for the Monroe Environmental Dust & Mist System. and the Chip Handling System Centrifuge. A positive use determination of 50% for the Central Coolant System With Piping consisting of extensive piping, filters, & chillers. | 2007-04-11 | 1818029 | 100
10503 | T1 | Caterpillar Inc | Texas Maching Enterprises | 4633 Perrin Creek | San Antonio | TX | 78217 | Bexar | CN602773749 | RN104509773 | Coolant recycling system; dust and mist system for iron dust and coolant mist; recycling system on Proceco rough and finish washers. | A positive use determination for 100% of the dust and mist system and the Proceco recycling system. A negative use determination is given to the coolant recycling system which is process equipment. | 2007-04-11 | 721620 | 100
10504 | T2 | Goodyear Tire & Rubber Company | Goodyear Chemical Plant | 2000 Goodyear Dr | Houston | TX | 77262 | Harris | CN600616049 | RN100870898 | 1. P Building NOx Reduction: Replaced 14 gas fired engines with electric drives. 2. Installed HRVOC emission monitoring system. 3. Retube/replace Vacuum Condensers and retube ammonia condensers. 4. Spare Flash Tanks for C, D and E Chains. 5. Modify Recycle & Blend Styrene Storage Tanks to pressure vessels and tie-in to flare system. 6. Gas Chromatograph Analyzers installed at north & south fencelines. 7. Upgrade Aeration Lagoon System. 8. Replace K Vacuum Condenser. 9. Replace Depreciated Waste Water Pumps. 10. Replaced collapsed process sewer line. 11. Purchase Solid Waste Compactors. | A positive use determination for 100% of the property items listed above with the exception of the vacuum and ammonia condenser projects which are given a negative determination. The condenser projects involve replacement and repair of process related equipment which is not considered as pollution control property. | 2007-06-08 | 14738374 | 100
10505 | T1 | Citation Corporation | Texas Foundries | 1611 N Raguet | Lufkin | TX | 75903 | Angelina | CN601541436 | RN100218288 | Exhaust Fans for DISA Metal Sand Casting Mold Line D. Sand reclamation equipment for DISA metal sand casting mold line A, B, & C and D. | A positive use determination for 100% of the exhaust fans vented to a control device. A negative determination for the sand reclamation equipment for sand casting mold lines A, B, C and D. | 2007-07-06 | 2510143 | 100
10506 | T1 | Seaway Crude Pipeline LP | Texas City Tank Farm | 4807 Loop 197 South | Texas City | TX | 77590 | Galveston | CN603281544 | Insufficient Information | This project reduces evaporation loss from two newly constructed 600,000 barrel tanks. Property includes: berms, claymax liner, secondary seals, automatic tank gauging, seal injection foam system, cathodic protection, deep well anodes, observation monitoring wells, inorganic zinc primer system, roll-off waste bins, storm water drainage system, and internal floating roofs.. | A positive use determination of 100% for the berms, claymax liner, secondary seals, automatic tank gauging, seal injection foam system, cathodic protection, deep well anodes, observation monitoring wells, inorganic zinc primer system, roll-off waste bins, storm water drainage system, and internal floating roofs. | 2007-04-19 | 6040000 | 100
10507 | T1 | Brazos Electric Cooperative Inc | Brazos Johnson County Generation | 831 Sparks Dr | Cleburne | TX | 76033 | Johnson | CN600128821 | RN100221985 | Installed a Selective Catalytic Reduction System, including an ammonia tank, pumps, and catalyst. | A positive use determination of 100% for the Selective Catalytic Reduction System, including the ammonia tank, pumps, and catalyst. | 2007-04-19 | 487390 | 100
10508 | T2 | Eval Company Of America | Eval Company Of America | 11500 Bay Area Blvd | La Porte | TX | 77507 | Harris | CN600126015 | RN100212216 | Brine Refrigeration Unit Line 3 - replaced ammonia coolant with R410 A Coolant. Brine Refrigeration Unit Line 4: designed with ammonia. C-1404 Overhead Vent Condenser: reduces flows to flare. D-1480X Cyclone Separator: reduces particulate flow to scrubber. M-1490X/Y Exhaust Blower: vents fumes off extruder to scrubber. | A positive use determination of 100% for the Brine Refrigeration Unit Lines 3 & 4, the C-1404 OVHD Vent Condenser, the D-1480X Cyclone Separator, and the M-1490X/Y Exhaust Blower. | 2007-04-26 | 1169646 | 100
10509 | T1 | Lattimore Materials Company LP | Lattimore Cleburne Sand Plant | 5116 FM 2174 | Glenrose | TX | 76043 | Hood | CN600316129 | RN103917761 | Cornell Water Pump. | A positive use determination for 100% of the Cornell water pump. | 2007-05-22 | 11656 | 100
10510 | T1 | Lattimore Materials Company LP | Lattimore Rosser Sand Plant | 11300 FM 1390 | Scurry | TX | 75158 | Kaufman | CN600316129 | RN105614523 | Impeller Water Pump. | A positive use determination for 100% of the Impeller water pump. | 2007-05-22 | 9033.59 | 100
10511 | T1 | Lattimore Materials Company LP | Lattimore Crowley Ready Mix Plant | 10501 Cleburne Rd | Crowley | TX | 76036 | Tarrant | CN600316129 | RN104577713 | Paving for storm water and process water control, Clear Water Pit, and (2) Recycle Storm Water Pumps. | A positive use determination for 100% of the environmental paving, clear water pit, and (2) recycle storm water pumps. | 2007-05-22 | 623216 | 100
10512 | T1 | Lattimore Materials Company LP | Lattimore Dallas Ready Mix | 10361 Bickham | Dallas | TX | 75220 | Dallas | CN600316129 | RN102941473 | Paving for storm water and process water control. Clear Water Pit. | A positive use determination for 100% of the environmental paving and clear water pit. | 2007-05-21 | 178241 | 100
10513 | T1 | Lattimore Materials Company LP | Lattimore Mansfield Ready Mix | 2538 Chamber St | Venus | TX | 76084 | Johnson | CN600316129 | RN100250190 | Schwing Concrete Reclaimer and Slurry Paddles for the slurry water pit. | A positive use determination for 100% of the Schwing concrete reclaimer and the slurry paddles. | 2007-05-22 | 156129 | 100
10514 | T1 | Lattimore Materials Company LP | Lattimore Roanoke Ready Mix | 1689 N Hwy 377 | Roanoke | TX | 76262 | Denton | CN600316129 | RN100249812 | Bibko System Concrete Reclaimer. | A positive use determination for 100% of the Bibko System concrete reclaimer. | 2007-05-22 | 89824 | 100
10515 | T1 | Lattimore Materials Company LP | Lattimore Denton Ready Mix | 1512 S I-35 W | Denton | TX | 76201 | Denton | CN600316129 | RN102070026 | Paving for storm water and process water control. | A positive use determination for 100% of the environmental paving. | 2007-05-22 | 36387 | 100
10516 | T1 | Lattimore Materials Company LP | Lattimore Plano Ready Mix | 1200 Ave N | Plano | TX | 75074 | Collin | CN600316129 | RN102459864 | Rubber Liners installed in material weigh bins. | A positive use determination for 100% of the rubber liners in the material weigh bins. | 2007-05-22 | 8144 | 100
10517 | T1 | Lattimore Materials Company LP | Lattimore Prosper Ready Mix | 307 CR 27 | Prosper | TX | 75078 | Collin | CN600316129 | RN101741163 | Schwing Concrete Reclaimer. | A positive use determination for 100% of the Schwing concrete reclaimer. | 2007-05-22 | 83252 | 100
10518 | T1 | Lattimore Materials Company LP | Lattimore Mckinney Ready Mix | 1000 E University | Mckinney | TX | 75069 | Collin | CN600316129 | RN100249770 | Paving for storm water and process water control. Rubber liners in weigh bins. | A positive use determination for 100% of the paving and rubber liners. | 2007-05-22 | 300010 | 100
10519 | T1 | Lattimore Materials Company LP | Lattimore Melissa Ready Mix Plant | 7790 Hwy 5 N | Melissa | TX | 75450 | Collin | CN600316129 | RN102933504 | Paving for storm water and process water control. Three Silo Top Dust Collectors. | A positive use determination for 100% of the environmental paving and three silo top dust collectors. | 2007-05-22 | 41426 | 100
10520 | T1 | Lattimore Materials Company LP | Lattimore Blue Wing Ready Mix Plant | 12955 Blue Wing Road S | San Antonio | TX | 78223 | Bexar | CN600316129 | RN104493192 | Paving for storm water and process water control. Three Silo Top Dust Collectors. Two Double Walled Diesel Storage Tanks. Overfill Monitoring System on diesel tank. Concrete Blocks for aggregate storage bins. | A positive use determination for 100% of the environmental paving, three silo dust collectors, overfill monitoring system and concrete aggregate bins. A positive use determination for 50% of the two double walled storage tanks. | 2007-05-22 | 449752 | 100
10521 | T1 | Lattimore Materials Company LP | Lattimore Helotes Ready Mix Plant | 9455 Highway 211 | San Antonio | TX | 78254 | Medina | CN600355465 | RN104191739 | Paving for storm water and process water control. Three Silo Top Dust Collectors. Double Walled Diesel Storage Tank. Overfill Monitoring System on diesel tank. Concrete Blocks for aggregate storage bins. | A positive use determination for 100% of the environmental paving, three silo dust collectors, overfill monitoring system and concrete aggregate bins. A positive use determination for 50% of the double walled storage tank. | 2007-05-22 | 272147 | 100
10522 | T1 | Lattimore Materials Company LP | Lattimore Schertz Ready Mix Plant | 19347 Ih 35 N | New Braunsfel | TX | 78132 | Comal | CN600316129 | RN104435557 | Paving for storm water and process water control. Three New Silo Top Dust Collectors. A Central Dust Collector and Silo Top Dust Collector to replace old units. Double Walled Diesel Storage Tank. Overfill Monitoring System on diesel tank. Concrete Blocks for aggregate storage bins. Rubber Lining in material weigh bins. | A positive use determination for 100% of the environmental paving, four silo dust collectors, a central dust collector, overfill monitoring system and concrete aggregate bins. A positive use determination for 50% of the double walled storage tank. | 2007-05-22 | 965536 | 100
10523 | T1 | Zeon Chemicals | Texas Plant | 11235 Choate Rd | Pasadena | TX | 77507 | Harris | CN600311260 | RN100601566 | The following projects: AR203490 Grounds Improvements; AR 203449 Dryer Building Trenches & Barricades; Upgrade Storm Water Valves & Access to Outlet Valves; AR 202970 OPU Pressure Transmitters; and Gas Detection System Upgrade. | A positive use determination of 100% for the following projects: AR203490 Grounds Improvements; AR 203449 Dryer Building Trenches & Barricades; Upgrade Storm Water Valves & Access to Outlet Valves; AR 202970 OPU Pressure Transmitters; and Gas Detection System Upgrade. | 2007-04-19 | 153748 | 100
10524 | T1 | Kaneka Texas Corporation | Kaneka - Pasadena Plant | 6161 Underwood Rd | Pasadena | TX | 77507 | Harris | CN604059352 | RN100218841 | Wastewater Pipeline under WW Utility Rack 1940: Installed new pipeline used to convey stormwater runoff a way from process area. KNL Wastewater Pipeline Installation: new pipeline used to convey contaminated process wastewater. | A positive use determination of 100% for the two wastewater pipelines. | 2007-04-19 | 532230 | 100
10525 | T1 | Kaneka Texas Corporation | Kaneka - Pasadena Plant | 6161 Underwood Rd | Pasadena | TX | 77507 | Harris | CN604059352 | RN100218841 | Deaerator Low NOx Boiler Project: replaced and expanded existing boiler. | Returned for failure to respond to a deficiency letter. | 2007-08-29 | 2557232 | 100
10526 | T1 | TXU Electric Delivery Company | TXU Belton Substation | 2 Mi NE On Sh 317 | Belton | TX | 76513 | Bell | CN603313842 | Insufficient Information | Secondary Containment System: concrete pad around transformer with oil water separator and metal railing. | A positive use determination for 100% of the secondary containment system. | 2007-04-27 | 23143 | 100
10527 | T1 | TXU Electric Delivery Company | TXU Killeen Substation | 1607 Florence Rd | Killeen | TX | 76513 | Bell | CN603313842 | RN109631010 | Secondary Containment System: concrete pad around transformer with oil water separator and metal railing. | A positive use determination for 100% of the secondary containment system. | 2007-04-27 | 16000 | 100
10528 | T1 | TXU Electric Delivery Company | TXU Taylor West Substation | 6652 CR 101 | Taylor | TX | 76501 | Williamson | CN603313842 | Insufficient Information | Secondary Containment System: concrete pad around transformer with oil water separator and metal railing. | A positive use determination for 100% of the secondary containment system. | 2007-04-27 | 8000 | 100
10529 | T1 | TXU Electric Delivery Company | TXU Mckinney White St Substation | 2900 White Ave | Mckinney | TX | 75070 | Collin | CN603313842 | Insufficient Information | Secondary Containment System: concrete pad around transformer with oil water separator and metal railing. | A positive use determination for 100% of the secondary containment system. | 2007-04-27 | 9000 | 100
10530 | T1 | TXU Electric Delivery Company | TXU Comanche D Substation | 120 West Mary St | Comanche | TX | 76641 | Comanche | CN603313842 | Insufficient Information | Secondary Containment System: concrete pad around transformer with oil water separator and metal railing. | A positive use determination for 100% of the secondary containment system. | 2007-04-27 | 15029 | 100
10531 | T1 | TXU Electric Delivery Company | TXU Deleon Magnolia Substation | 3 Mi Hwy 16 N | Deleon | TX | 76444 | Comanche | CN603313842 | Insufficient Information | Secondary Containment System: earthen berm located either inside or outside the substation with an oil water separator inside the berm. | A positive use determination for 100% of the secondary containment system. | 2007-05-03 | 11526 | 100
10532 | T1 | Shops At Grandview LP | Shops At Grandview LP | 7814 N. Ranch Rd. 620 | Austin | TX | 78626 | Travis | Insufficient Information | Insufficient Information | Two Rainwater Detention Ponds on Lot 1, Block A of Grandview Hills Section 10. | A positive use determination for 100% of two rainwater detention ponds. | 2007-04-26 | 237876 | 100
10533 | T1 | TXU Electric Delivery Company | TXU Cedar Crest Substation | 2122 Corinth St | Dallas | TX | 75215 | Dallas | CN603313842 | Insufficient Information | Secondary Containment System: concrete pad around transformer with oil water separator and metal railing. | A positive use determination for 100% of the secondary containment system. | 2007-04-27 | 11351 | 100
10534 | T1 | TXU Electric Delivery Company | TXU Sargents Rd Switch Substation | 2405 Sargent Rd | Dallas | TX | 75203 | Dallas | CN603313842 | Insufficient Information | Secondary Containment System: concrete pad around transformer with oil water separator and metal railing. | A positive use determination for 100% of the secondary containment system. | 2007-04-27 | 11351 | 100
10535 | T1 | TXU Electric Delivery Company | TXU Plano Coit Rd Substation. | 42432 W Parker Rd | Palano | TX | 75093 | Collin | CN603313842 | Insufficient Information | Secondary Containment System: concrete pad around transformer with oil water separator and metal railing. | A positive use determination for 100% of the secondary containment system. | 2007-04-27 | 9200 | 100
10536 | T1 | TXU Electric Delivery Company | TXU Irving Grant Substation | 401 Grant St | Irving | TX | 75061 | Dallas | CN603313842 | Insufficient Information | Secondary Containment System: concrete pad around transformer with oil water separator and metal railing. | A positive use determination for 100% of the secondary containment system. | 2007-04-27 | 32368 | 100
10537 | T1 | Oncor Electric Company | TXU Plano Parker Substation | 800 Lexington Dr | Plano | TX | 75075 | Collin | CN603313842 | RN109628644 | Secondary Containment System: concrete pad around transformer with oil water separator and metal railing. | A positive use determination for 100% of the secondary containment system. | 2007-04-27 | 12595 | 100
10538 | T1 | TXU Electric Delivery Company | TXU Irving LBJ Substation | 7200 N Oconnor Blvd | Irving | TX | 75039 | Dallas | CN603313842 | Insufficient Information | Secondary Containment System: concrete pad around transformer with oil water separator and metal railing. | A positive use determination for 100% of the secondary containment system. | 2007-04-27 | 8000 | 100
10539 | T1 | TXU Electric Delivery Company | TXU Westmoreland Substation | 2510 S Westmoreland | Dallas | TX | 75211 | Dallas | CN603313842 | Insufficient Information | Secondary Containment System: concrete pad around transformer with oil water separator and metal railing. | A positive use determination for 100% of the secondary containment system. | 2007-04-27 | 9000 | 100
10540 | T1 | TXU Electric Delivery Company | TXU Dalworth Substation | 2102 W Tarrant Rd | Grand Prairie | TX | 75050 | Dallas | CN603313842 | Insufficient Information | Secondary Containment System: earthen berm located either inside or outside the substation with an oil water separator inside the berm. | A positive use determination for 100% of the secondary containment system. | 2007-04-27 | 8460 | 100
10541 | T1 | TXU Electric Delivery Company | TXU Addison Substation | 3945 | Addison | TX | 75244 | Dallas | CN603313842 | Insufficient Information | Secondary Containment System: earthen berm located either inside or outside the substation with an oil water separator inside the berm. | A positive use determination for 100% of the secondary containment system. | 2007-04-27 | 90636 | 100
10542 | T1 | TXU Electric Delivery Company | TXU Roanoke West Substation | Sh 114, 2.5 Mi E of I35W | Roanoke | TX | 76262 | Denton | CN603313842 | Insufficient Information | Secondary Containment System: concrete pad around transformer with oil water separator and metal railing. | A positive use determination for 100% of the secondary containment system. | 2007-04-27 | 8212 | 100
10543 | T1 | TXU Electric Delivery Company | TXU Flower Mound S Substation | 2198 Lakeside Pkwy | Flower Mound | TX | 75028 | Denton | CN603313842 | Insufficient Information | Secondary Containment System: concrete pad around transformer with oil water separator and metal railing. | A positive use determination for 100% of the secondary containment system. | 2007-04-27 | 8000 | 100
10544 | T1 | TXU Electric Delivery Company | TXU Austin Ranch Substation | 2898 Plano Parkway | Denton | TX | 75057 | Denton | CN603313842 | Insufficient Information | Secondary Containment System: concrete pad around transformer with oil water separator and metal railing. | A positive use determination for 100% of the secondary containment system. | 2007-04-27 | 6000 | 100
10545 | T1 | TXU Electric Delivery Company | TXU Odessa North Substation | 3400 N W Cr | Odessa | TX | 79763 | Ector | CN603313842 | RN109631267 | Secondary Containment System: concrete pad around transformer with oil water separator and metal railing. | A positive use determination for 100% of the secondary containment system. | 2007-04-27 | 32284 | 100
10546 | T1 | TXU Electric Delivery Company | TXU Leon Switch Station | FM 570 On 1 2O , 3 Mi W | Eastland | TX | 76448 | Eastland | CN603313842 | Insufficient Information | Secondary Containment System: concrete pad around transformer with oil water separator and metal railing. | A positive use determination for 100% of the secondary containment system. | 2007-04-27 | 20119 | 100
10547 | T1 | TXU Electric Delivery Company | TXU Hillsboro Substation | 501 S Houston St | Hillsboro | TX | 76645 | Hill | CN603313842 | Insufficient Information | Secondary Containment System: concrete pad around transformer with oil water separator and metal railing. | A positive use determination for 100% of the secondary containment system. | 2007-04-27 | 9000 | 100
10548 | T1 | TXU Electric Delivery Company | TXU Morgan Creek Substation | 5 Mi S Colorado City 205 | Colorado City | TX | 79612 | Mitchell | CN603313842 | RN109633040 | Secondary Containment System: earthen berm located either inside or outside the substation with an oil water separator inside the berm. | A positive use determination for 100% of the secondary containment system. | 2007-04-27 | 43986 | 100
10549 | T1 | TXU Electric Delivery Company | TXU Colorado City Substation | 1710 Terrell St | Colorado City | TX | 79512 | Mitchell | CN603313842 | Insufficient Information | Secondary Containment System: earthen berm located either inside or outside the substation with an oil water separator inside the berm. | A positive use determination for 100% of the secondary containment system. | 2007-04-27 | 15895 | 100
10550 | T1 | TXU Electric Delivery Company | TXU Weatherford Substation | 2010 N Main | Weatherford | TX | 76116 | Parker | CN603313842 | Insufficient Information | Secondary Containment System: concrete pad around transformer with oil water separator and metal railing. | A positive use determination for 100% of the secondary containment system. | 2007-04-27 | 6000 | 100
10551 | T1 | TXU Electric Delivery Company | TXU Webb Substation | 1450 Ragland Rd | Arlington | TX | 76018 | Tarrant | CN603313842 | Insufficient Information | Secondary Containment System: concrete pad around transformer with oil water separator and metal railing. | A positive use determination for 100% of the secondary containment system. | 2007-04-27 | 19979 | 100
10552 | T1 | TXU Electric Delivery Company | TXU Everman #2 Substation | 7818 Anglin Dr | Fort Worth | TX | 76140 | Tarrant | CN603313842 | Insufficient Information | Secondary Containment System: concrete pad around transformer with oil water separator and metal railing. | A positive use determination for 100% of the secondary containment system. | 2007-04-27 | 101373 | 100
10553 | T1 | TXU Electric Delivery Company | TXU Everman Substation | 7818 Anglin Dr | Fort Worth | TX | 75125 | Tarrant | CN603313842 | Insufficient Information | Secondary Containment System: concrete pad around transformer with oil water separator and metal railing. | A positive use determination for 100% of the secondary containment system. | 2007-04-27 | 18621 | 100
10554 | T1 | TXU Electric Delivery Company | TXU Lakewood Substation | 1714 Green Oaks Blvd | Arlington | TX | 76014 | Tarrant | CN603313842 | Insufficient Information | Secondary Containment System: earthen berm located either inside or outside the substation with an oil water separator inside the berm. | A positive use determination for 100% of the secondary containment system. | 2007-04-27 | 31266 | 100
10555 | T1 | TXU Electric Delivery Company | TXU Everman Substation | 7818 Anglin Dr | Fort Worth | TX | 75125 | Tarrant | CN603313842 | Insufficient Information | Secondary Containment System: earthen berm located either inside or outside the substation with an oil water separator inside the berm. | A positive use determination for 100% of the secondary containment system. | 2007-04-27 | 65897 | 100
10556 | T1 | TXU Electric Delivery Company | TXU Euless Switch Substation | 1902 N Industrial Blvd | Euless | TX | 76039 | Tarrant | CN603313842 | RN109628867 | Secondary Containment System: earthen berm located either inside or outside the substation with an oil water separator inside the berm. | A positive use determination for 100% of the secondary containment system. | 2007-04-27 | 29613 | 100
10557 | T1 | TXU Electric Delivery Company | TXU Euless South Substation | 2302 S Pipeline Rd | Euless | TX | 76155 | Tarrant | CN603313842 | Insufficient Information | Secondary Containment System: earthen berm located either inside or outside the substation with an oil water separator inside the berm. | A positive use determination for 100% of the secondary containment system. | 2007-04-27 | 26319 | 100
10558 | T1 | TXU Electric Delivery Company | TXU Brookhollow Substation | 1937 Brookhollow Plaza Dr | Arlington | TX | 76006 | Tarrant | CN603313842 | Insufficient Information | Secondary Containment System: earthen berm located either inside or outside the substation with an oil water separator inside the berm. | A positive use determination for 100% of the secondary containment system. | 2007-04-27 | 30552 | 100
10559 | T1 | TXU Electric Delivery Company | TXU Benbrook Substation | 8330 Alvedo Rd | Fort Worth | TX | 76126 | Tarrant | CN603313842 | Insufficient Information | Secondary Containment System: earthen berm located either inside or outside the substation with an oil water separator inside the berm. | A positive use determination for 100% of the secondary containment system. | 2007-04-27 | 51612 | 100
10560 | T1 | TXU Electric Delivery Company | TXU Pflugerville Substation | Hsy 79 E On FM 685 | Pflugerville | TX | 78660 | Travis | CN603313842 | Insufficient Information | Secondary Containment System: concrete pad around transformer with oil water separator and metal railing. | A positive use determination for 100% of the secondary containment system. | 2007-04-27 | 8000 | 100
10561 | T1 | Goodyear Tire & Rubber Company | Goodyear Chemical Plant | 13411 Bay Area Blvd | Pasadena | TX | 77507 | Harris | CN600616049 | RN102608932 | The following projects: 608305 1. Engineering design for rotary drum filter. 608183 2. Purchase and install trays in C201. 606809 3. Install Calorimeter on plant flare. 606567 4. Cooling Tower water sampling system. 602941 5. Eliminate 200/300 Benzene (MBK Project). | A positive use determination of 100% for the following projects: 608305 1. Engineering design for rotary drum filter; 608183 2. Purchase and install trays in C201; 606809 3. Install Calorimeter on plant flare; 606567 4. Cooling Tower water sampling system; and 602941 5. Eliminate 200/300 Benzene (MBK Project). | 2007-04-26 | 5431459 | 100
10562 | T1 | Chevron Phillips Chemical Co LP | Chevron Phillips Cedar Bayou | 9500 I-10 East | Baytown | TX | 77521 | Harris | CN600303614 | RN100825249 | The following projects: HRVOC Compliance Project; 1592 - C5 Sphere Venting Upgrade; PEU - 1792 Replace Propane Pumps Supplemental; 1592Spare Flare Tip for CB-707; CB-AO Supplemental Flare Pilots Project; Environmental Monitoring of PSVs to Atmosphere. | A positive use determination of 100% for the following projects: HRVOC Compliance Project; 1592 - C5 Sphere Venting Upgrade; PEU - 1792 Replace Propane Pumps Supplemental; 1592Spare Flare Tip for CB-707; CB-AO Supplemental Flare Pilots Project; and Environmental Monitoring of PSVs to Atmosphere. | 2007-04-26 | 3367046 | 100
10563 | T1 | Chevron Phillips Chemical Co LP | Chevron Phillips Orange | 5309 FM 1006 | Orange | TX | 77630 | Orange | CN600303614 | RN100215615 | The following projects: Purchase Drum Compactor. Purchase of a Portable Vapor Analyzer. Install Drain Lines on Printpak Transfer Line. Reroute Hydrogen PSVs to Flare. | A positive use determination of 100% for the following projects: Purchase Drum Compactor; Purchase of a Portable Vapor Analyzer; Install Drain Lines on Printpak Transfer Link; and Reroute Hydrogen PSVs to Flare. | 2007-04-26 | 56819 | 100
10564 | T1 | Chevron Phillips Chemical Co LP | Chevron Phillips Port Arthur | 2001 S Gulfway Dr | Port Arthur | TX | 77640 | Jefferson | CN600303614 | RN100825249 | The following projects: No. 3 Flare Rebuild; Replace Portable Oil Purifier Machine; Mitigate Condensate Blowdown from V-5600, PH11 upgrade Piping, Bring PS194 Level Alarm to Cyclohexane DCS, and Upgrade Sample Stations. | A positive use determination of 100% for the following projects: No. 3 Flare Rebuild; Replace Portable Oil Purifier Machine; Mitigate Condensate Blowdown from V-5600, PH11 upgrade Piping, Bring PS194 Level Alarm to Cyclohexane DCS, and Upgrade Sample Stations. | 2007-04-26 | 2553756 | 100
10565 | T1 | Chevron Phillips Chemical Co LP | Cheveron Phillips Chemical Borger | State Spur 119 North | Borger | TX | 79008 | Hutchinson | CN600303614 | RN105915854 | Projects: Renovate drain trenches @ Ryton. Filter press building improvement. Tank N-2 Containment Revisions. Tank D-3 Containment Wall. Install Radar Level Transmitters. Separate sel oil system, Synthesis Unit. Install electric heat trace on P-57 brine lines. Replace the Storm water pond liner. | A positive use determination of 100% for the following Projects: Renovate drain trenches @ Ryton. Filter press building improvement. Tank N-2 Containment Revisions. Tank D-3 Containment Wall. Install Radar Level Transmitters. Separate sel oil system, Synthesis Unit. Install electric heat trace on P-57 brine lines. Replace the Storm water pond liner. | 2007-04-26 | 854225 | 100
10566 | T2 | Chevron Phillips Chemical Co LP | Chevron Phillips Pasadena | 1400 Jefferson Rd | Pasadena | TX | 77506 | Harris | CN600303614 | RN100215615 | Projects: Spill prevention, containment, and control. Environmental IntelliRegs Software. PE6/Catalyst activator fuel flow meters. PE Plant 6 Reactor Re-rate and PSVS Modifications. | A positive use determination of 100% for the following projects: Spill prevention, containment, and control. Environmental IntelliRegs Software. PE6/Catalyst activator fuel flow meters. PE Plant 6 Reactor Re-rate and PSVS Modifications. | 2007-04-25 | 1328940 | 100
10567 | T1 | Pasadena Refining System Inc | Pasadena Refining System Inc | 111 Red Bluff Rd | Pasadena | TX | 77501 | Harris | CN602779951 | RN100716661 | The following projects: Coker Tank 51 Replacement - floating roof and secondary containment. Coker Tank 51 Replacement - Double Walled Tank. Tank 827 - floating roof & secondary containment. Pipeline crossing cathodic protection. Caustic Scrubber & Inlet Barrel - remove sulfur for sorbent reuse. Cyclones for Regenerator - removes sorbent from gas stream. Sorbent Filters - allows reuse. Recover Oil Sumps - storage of waste from S-Zorb. Low NOx Burners. Valves, Ball Valves, Relief Valves, and Check Valves - replacements. Piping to Flare. Welding of pipe joints. | A positive use determination of 100% for the following projects: the floating roof and secondary for Coker Tank 51; the Tank 827 floating roof & secondary containment; the pipeline crossing cathodic protection; Caustic Scrubber & Inlet Barrel - remove sulfur for sorbent reuse. the Cyclones for Regenerator; the Recover Oil Sumps; the Low NOx Burners; the Valves, Ball Valves, Relief Valves, and Check Valves; Piping to Flare; and the welding of pipe joints. A positive use determination of 50% for the Coker Tank 51 Replacement Project Double Walled Tank. | 2007-04-26 | 15041486 | 100
10568 | T1 | Lone Star Casting & Machine Partners LP | Lone Star Casting & Machine Partners LP | 3102 Maverick Dr | Kilgore | TX | 75662 | Gregg | CN603080185 | RN103886289 | The following items: Baghouse. Exhaust hoods & ductwork to baghouse. Wastewater drainage trench, sump pump, & storage tank. | A positive determination of 100% for the baghouse, the exhaust hoods & ductwork to baghouse; and the wastewater drainage trench, sump pump, & storage tank. | 2007-04-26 | 47112 | 100
10569 | T1 | Grey Wolf Inc (Rig Relocation) | Grey Wolf Inc Rig #10 | 9.2 Mi SE of Carthage | Carthage | TX | 75633 | Panola | CN601355498 | Not Regulated by TCEQ | Drilling Mud Recycling System that includes only the following: 1) Shaker Tanks 2) Shale Shakers 3) Desilter 4) Desander 5) Degasser. Drilling Rig Spill Response Equipment that includes only the following components: 1) RAM Type Blowout Preventer 2) Closing Unit 3) Choke Manifold System. Waste Oil Storage Tank and associated secondary containment. | A positive use determination of 100% for the Drilling Mud Recycling System that includes only the following: 1) Shaker Tanks 2) Shale Shakers 3) Desilter 4) Desander 5) Degasser; the Drilling Rig Spill Response Equipment that includes only the following components: 1) RAM Type Blowout Preventer 2) Closing Unit 3) Choke Manifold System; and the Waste Oil Storage Tank and associated secondary containment. | 2007-04-18 | 910000 | 100
10570 | T1 | Grey Wolf Inc (Rig Relocation) | Grey Wolf Inc Rig #11 | 3.2 Mi NW 0F Maydelle | Maydelle | TX | 75772 | Cherokee | CN601355498 | Not Regulated by TCEQ | Drilling Mud Recycling System that includes only the following: 1) Shaker Tanks 2) Shale Shakers 3) Desilter 4) Desander 5) Degasser. Drilling Rig Spill Response Equipment that includes only the following components: 1) RAM Type Blowout Preventer 2) Closing Unit 3) Choke Manifold System. Waste Oil Storage Tank and associated secondary containment. | A positive use determination of 100% for the Drilling Mud Recycling System that includes only the following: 1) Shaker Tanks 2) Shale Shakers 3) Desilter 4) Desander 5) Degasser; the Drilling Rig Spill Response Equipment that includes only the following components: 1) RAM Type Blowout Preventer 2) Closing Unit 3) Choke Manifold System; and the Waste Oil Storage Tank and associated secondary containment. | 2007-04-18 | 910000 | 100
10571 | T1 | Grey Wolf Inc (Rig Relocation) | Grey Wolf Inc Rig #14 | 3.6 Mi NW of Lillian | Lillian | TX | 76061 | Johnson | CN601355498 | Not Regulated by TCEQ | Drilling Mud Recycling System that includes only the following: 1) Shaker Tanks 2) Shale Shakers 3) Desilter 4) Desander 5) Degasser. Drilling Rig Spill Response Equipment that includes only the following components: 1) RAM Type Blowout Preventer 2) Closing Unit 3) Choke Manifold System. Waste Oil Storage Tank and associated secondary containment. | A positive use determination of 100% for the Drilling Mud Recycling System that includes only the following: 1) Shaker Tanks 2) Shale Shakers 3) Desilter 4) Desander 5) Degasser; the Drilling Rig Spill Response Equipment that includes only the following components: 1) RAM Type Blowout Preventer 2) Closing Unit 3) Choke Manifold System; and the Waste Oil Storage Tank and associated secondary containment. | 2007-04-18 | 1346000 | 100
10572 | T1 | Grey Wolf Inc (Rig Relocation) | Grey Wolf Inc Rig #15 | 7.8 Mi SE of Carthage | Carthage | TX | 75633 | Panola | CN601355498 | Not Regulated by TCEQ | Drilling Mud Recycling System that includes only the following: 1) Shaker Tanks 2) Shale Shakers 3) Desilter 4) Desander 5) Degasser. Drilling Rig Spill Response Equipment that includes only the following components: 1) RAM Type Blowout Preventer 2) Closing Unit 3) Choke Manifold System. Waste Oil Storage Tank and associated secondary containment. | A positive use determination of 100% for the Drilling Mud Recycling System that includes only the following: 1) Shaker Tanks 2) Shale Shakers 3) Desilter 4) Desander 5) Degasser; the Drilling Rig Spill Response Equipment that includes only the following components: 1) RAM Type Blowout Preventer 2) Closing Unit 3) Choke Manifold System; and the Waste Oil Storage Tank and associated secondary containment. | 2007-04-18 | 910000 | 100
10573 | T1 | Grey Wolf Inc (Rig Relocation) | Grey Wolf Inc Rig #16 | 20.6 Mi NW Mission | Mission | TX | 78572 | Hidalgo | CN601355498 | Not Regulated by TCEQ | Drilling Mud Recycling System that includes only the following: 1) Shaker Tanks 2) Shale Shakers 3) Desilter 4) Desander 5) Degasser. Drilling Rig Spill Response Equipment that includes only the following components: 1) RAM Type Blowout Preventer 2) Closing Unit 3) Choke Manifold System. Waste Oil Storage Tank and associated secondary containment. | A positive use determination of 100% for the Drilling Mud Recycling System that includes only the following: 1) Shaker Tanks 2) Shale Shakers 3) Desilter 4) Desander 5) Degasser; the Drilling Rig Spill Response Equipment that includes only the following components: 1) RAM Type Blowout Preventer 2) Closing Unit 3) Choke Manifold System; and the Waste Oil Storage Tank and associated secondary containment. | 2007-04-18 | 1346000 | 100
10574 | T1 | Grey Wolf Inc (Rig Relocation) | Grey Wolf Inc Rig #34 | 7.8 Mi SW Cuero | Cureo | TX | 77954 | Dewitt | CN601355498 | Not Regulated by TCEQ | Drilling Mud Recycling System that includes only the following: 1) Shaker Tanks 2) Shale Shakers 3) Desilter 4) Desander 5) Degasser. Drilling Rig Spill Response Equipment that includes only the following components: 1) RAM Type Blowout Preventer 2) Closing Unit 3) Choke Manifold System. Waste Oil Storage Tank and associated secondary containment. | A positive use determination of 100% for the Drilling Mud Recycling System that includes only the following: 1) Shaker Tanks 2) Shale Shakers 3) Desilter 4) Desander 5) Degasser; the Drilling Rig Spill Response Equipment that includes only the following components: 1) RAM Type Blowout Preventer 2) Closing Unit 3) Choke Manifold System; and the Waste Oil Storage Tank and associated secondary containment. | 2007-04-18 | 910000 | 100
10575 | T1 | Grey Wolf Inc (Rig Relocation) | Grey Wolf Inc Rig #37 | 2 Mi NW of Olivia | Olivia | TX | 77979 | Calhoun | CN601355498 | Not Regulated by TCEQ | Drilling Mud Recycling System that includes only the following: 1) Shaker Tanks 2) Shale Shakers 3) Desilter 4) Desander 5) Degasser. Drilling Rig Spill Response Equipment that includes only the following components: 1) RAM Type Blowout Preventer 2) Closing Unit 3) Choke Manifold System. Waste Oil Storage Tank and associated secondary containment. | A positive use determination of 100% for the Drilling Mud Recycling System that includes only the following: 1) Shaker Tanks 2) Shale Shakers 3) Desilter 4) Desander 5) Degasser; the Drilling Rig Spill Response Equipment that includes only the following components: 1) RAM Type Blowout Preventer 2) Closing Unit 3) Choke Manifold System; and the Waste Oil Storage Tank and associated secondary containment. | 2007-04-18 | 2801000 | 100
10576 | T1 | Grey Wolf Inc (Rig Relocation) | Grey Wolf Inc Rig #39 | 5.9 Mi SW of Teague | Teague | TX | 75860 | Freestone | CN601355498 | Not Regulated by TCEQ | Drilling Mud Recycling System that includes only the following: 1) Shaker Tanks 2) Shale Shakers 3) Desilter 4) Desander 5) Degasser. Drilling Rig Spill Response Equipment that includes only the following components: 1) RAM Type Blowout Preventer 2) Closing Unit 3) Choke Manifold System. Waste Oil Storage Tank and associated secondary containment. | A positive use determination of 100% for the Drilling Mud Recycling System that includes only the following: 1) Shaker Tanks 2) Shale Shakers 3) Desilter 4) Desander 5) Degasser; the Drilling Rig Spill Response Equipment that includes only the following components: 1) RAM Type Blowout Preventer 2) Closing Unit 3) Choke Manifold System; and the Waste Oil Storage Tank and associated secondary containment. | 2007-04-18 | 910000 | 100
10577 | T1 | Grey Wolf Inc (Rig Relocation) | Grey Wolf Inc Rig #41 | 12.7 Mi SW Zapata | Zapata | TX | 78076 | Zapata | CN601355498 | Not Regulated by TCEQ | Drilling Mud Recycling System that includes only the following: 1) Shaker Tanks 2) Shale Shakers 3) Desilter 4) Desander 5) Degasser. Drilling Rig Spill Response Equipment that includes only the following components: 1) RAM Type Blowout Preventer 2) Closing Unit 3) Choke Manifold System. Waste Oil Storage Tank and associated secondary containment. | A positive use determination of 100% for the Drilling Mud Recycling System that includes only the following: 1) Shaker Tanks 2) Shale Shakers 3) Desilter 4) Desander 5) Degasser; the Drilling Rig Spill Response Equipment that includes only the following components: 1) RAM Type Blowout Preventer 2) Closing Unit 3) Choke Manifold System; and the Waste Oil Storage Tank and associated secondary containment. | 2007-04-18 | 2074000 | 100
10578 | T1 | Grey Wolf Inc (Rig Relocation) | Grey Wolf Inc Rig #42 | 11 Mi NE of Livingston | Livingston | TX | 77351 | Polk | CN601355498 | Not Regulated by TCEQ | Drilling Mud Recycling System that includes only the following: 1) Shaker Tanks 2) Shale Shakers 3) Desilter 4) Desander 5) Degasser. Drilling Rig Spill Response Equipment that includes only the following components: 1) RAM Type Blowout Preventer 2) Closing Unit 3) Choke Manifold System. Waste Oil Storage Tank and associated secondary containment. | A positive use determination of 100% for the Drilling Mud Recycling System that includes only the following: 1) Shaker Tanks 2) Shale Shakers 3) Desilter 4) Desander 5) Degasser; the Drilling Rig Spill Response Equipment that includes only the following components: 1) RAM Type Blowout Preventer 2) Closing Unit 3) Choke Manifold System; and the Waste Oil Storage Tank and associated secondary containment. | 2007-04-18 | 2801000 | 100
10579 | T1 | Grey Wolf Inc (Rig Relocation) | Grey Wolf Inc Rig #45 | Galveston Bay By San Leon | San Leon | TX | 77539 | Galveston | CN601355498 | Not Regulated by TCEQ | Drilling Mud Recycling System that includes only the following: 1) Shaker Tanks 2) Shale Shakers 3) Desilter 4) Desander 5) Degasser. Drilling Rig Spill Response Equipment that includes only the following components: 1) RAM Type Blowout Preventer 2) Closing Unit 3) Choke Manifold System. Waste Oil Storage Tank and associated secondary containment. | A positive use determination of 100% for the Drilling Mud Recycling System that includes only the following: 1) Shaker Tanks 2) Shale Shakers 3) Desilter 4) Desander 5) Degasser; the Drilling Rig Spill Response Equipment that includes only the following components: 1) RAM Type Blowout Preventer 2) Closing Unit 3) Choke Manifold System; and the Waste Oil Storage Tank and associated secondary containment. | 2007-04-18 | 1346000 | 100
10580 | T1 | Grey Wolf Inc (Rig Relocation) | Grey Wolf Inc Rig #75 | 2.9 Mi SW of Longview | Longview | TX | 75604 | Gregg | CN601355498 | Not Regulated by TCEQ | Drilling Mud Recycling System that includes only the following: 1) Shaker Tanks 2) Shale Shakers 3) Desilter 4) Desander 5) Degasser. Drilling Rig Spill Response Equipment that includes only the following components: 1) RAM Type Blowout Preventer 2) Closing Unit 3) Choke Manifold System. Waste Oil Storage Tank and associated secondary containment. | A positive use determination of 100% for the Drilling Mud Recycling System that includes only the following: 1) Shaker Tanks 2) Shale Shakers 3) Desilter 4) Desander 5) Degasser; the Drilling Rig Spill Response Equipment that includes only the following components: 1) RAM Type Blowout Preventer 2) Closing Unit 3) Choke Manifold System; and the Waste Oil Storage Tank and associated secondary containment. | 2007-04-18 | 1346000 | 100
10581 | T1 | Grey Wolf Inc (Rig Relocation) | Grey Wolf Inc Rig #81 | 4 Mi S Orla | Orla | TX | 79770 | Reeves | CN601355498 | Not Regulated by TCEQ | Drilling Mud Recycling System that includes only the following: 1) Shaker Tanks 2) Shale Shakers 3) Desilter 4) Desander 5) Degasser. Drilling Rig Spill Response Equipment that includes only the following components: 1) RAM Type Blowout Preventer 2) Closing Unit 3) Choke Manifold System. Waste Oil Storage Tank and associated secondary containment. | A positive use determination of 100% for the Drilling Mud Recycling System that includes only the following: 1) Shaker Tanks 2) Shale Shakers 3) Desilter 4) Desander 5) Degasser; the Drilling Rig Spill Response Equipment that includes only the following components: 1) RAM Type Blowout Preventer 2) Closing Unit 3) Choke Manifold System; and the Waste Oil Storage Tank and associated secondary containment. | 2007-04-18 | 2074000 | 100
10582 | T1 | Grey Wolf Inc (Rig Relocation) | Grey Wolf Inc Rig #82 | 5.2 Mi NE of Easterly | Easterly | TX | 77856 | Robertson | CN601355498 | Not Regulated by TCEQ | Drilling Mud Recycling System that includes only the following: 1) Shaker Tanks 2) Shale Shakers 3) Desilter 4) Desander 5) Degasser. Drilling Rig Spill Response Equipment that includes only the following components: 1) RAM Type Blowout Preventer 2) Closing Unit 3) Choke Manifold System. Waste Oil Storage Tank and associated secondary containment. | A positive use determination of 100% for the Drilling Mud Recycling System that includes only the following: 1) Shaker Tanks 2) Shale Shakers 3) Desilter 4) Desander 5) Degasser; the Drilling Rig Spill Response Equipment that includes only the following components: 1) RAM Type Blowout Preventer 2) Closing Unit 3) Choke Manifold System; and the Waste Oil Storage Tank and associated secondary containment. | 2007-04-18 | 2801000 | 100
10583 | T1 | Grey Wolf Inc (Rig Relocation) | Grey Wolf Inc Rig #92 | 19 Mi N of Mentone | Mentone | TX | 79754 | Loving | CN601355498 | Not Regulated by TCEQ | Drilling Mud Recycling System that includes only the following: 1) Shaker Tanks 2) Shale Shakers 3) Desilter 4) Desander 5) Degasser. Drilling Rig Spill Response Equipment that includes only the following components: 1) RAM Type Blowout Preventer 2) Closing Unit 3) Choke Manifold System. Waste Oil Storage Tank and associated secondary containment. | A positive use determination of 100% for the Drilling Mud Recycling System that includes only the following: 1) Shaker Tanks 2) Shale Shakers 3) Desilter 4) Desander 5) Degasser; the Drilling Rig Spill Response Equipment that includes only the following components: 1) RAM Type Blowout Preventer 2) Closing Unit 3) Choke Manifold System; and the Waste Oil Storage Tank and associated secondary containment. | 2007-04-18 | 937800 | 100
10584 | T1 | Grey Wolf Inc (Rig Relocation) | Grey Wolf Inc Rig #301 | 7 Mi SE of Petronila | Petronila | TX | 78380 | Nueces | CN601355498 | Not Regulated by TCEQ | Drilling Mud Recycling System that includes only the following: 1) Shaker Tanks 2) Shale Shakers 3) Desilter 4) Desander 5) Degasser. Drilling Rig Spill Response Equipment that includes only the following components: 1) RAM Type Blowout Preventer 2) Closing Unit 3) Choke Manifold System. Waste Oil Storage Tank and associated secondary containment. | A positive use determination of 100% for the Drilling Mud Recycling System that includes only the following: 1) Shaker Tanks 2) Shale Shakers 3) Desilter 4) Desander 5) Degasser; the Drilling Rig Spill Response Equipment that includes only the following components: 1) RAM Type Blowout Preventer 2) Closing Unit 3) Choke Manifold System; and the Waste Oil Storage Tank and associated secondary containment. | 2007-04-18 | 910000 | 100
10585 | T1 | Grey Wolf Inc (Rig Relocation) | Grey Wolf Inc Rig #302 | 2.2 Mi SE of Hope | Hope | TX | 77995 | Lavaca | CN601355498 | Not Regulated by TCEQ | Drilling Mud Recycling System that includes only the following: 1) Shaker Tanks 2) Shale Shakers 3) Desilter 4) Desander 5) Degasser. Drilling Rig Spill Response Equipment that includes only the following components: 1) RAM Type Blowout Preventer 2) Closing Unit 3) Choke Manifold System. Waste Oil Storage Tank and associated secondary containment. | A positive use determination of 100% for the Drilling Mud Recycling System that includes only the following: 1) Shaker Tanks 2) Shale Shakers 3) Desilter 4) Desander 5) Degasser; the Drilling Rig Spill Response Equipment that includes only the following components: 1) RAM Type Blowout Preventer 2) Closing Unit 3) Choke Manifold System; and the Waste Oil Storage Tank and associated secondary containment. | 2007-04-18 | 910000 | 100
10586 | T1 | Grey Wolf Inc (Rig Relocation) | Grey Wolf Inc Rig #305 | 3.6 Mi NE Mansfield | Mansfield | TX | 76063 | Tarrant | CN601355498 | Not Regulated by TCEQ | Drilling Mud Recycling System that includes only the following: 1) Shaker Tanks 2) Shale Shakers 3) Desilter 4) Desander 5) Degasser. Drilling Rig Spill Response Equipment that includes only the following components: 1) RAM Type Blowout Preventer 2) Closing Unit 3) Choke Manifold System. Waste Oil Storage Tank and associated secondary containment. | A positive use determination of 100% for the Drilling Mud Recycling System that includes only the following: 1) Shaker Tanks 2) Shale Shakers 3) Desilter 4) Desander 5) Degasser; the Drilling Rig Spill Response Equipment that includes only the following components: 1) RAM Type Blowout Preventer 2) Closing Unit 3) Choke Manifold System; and the Waste Oil Storage Tank and associated secondary containment. | 2007-04-18 | 695800 | 100
10587 | T1 | Grey Wolf Inc (Rig Relocation) | Grey Wolf Inc Rig #307 | 27 Mi NE of Alice | Alice | TX | 78332 | Live Oak | CN601355498 | Not Regulated by TCEQ | Drilling Mud Recycling System that includes only the following: 1) Shaker Tanks 2) Shale Shakers 3) Desilter 4) Desander 5) Degasser. Drilling Rig Spill Response Equipment that includes only the following components: 1) RAM Type Blowout Preventer 2) Closing Unit 3) Choke Manifold System. Waste Oil Storage Tank and associated secondary containment. | A positive use determination of 100% for the Drilling Mud Recycling System that includes only the following: 1) Shaker Tanks 2) Shale Shakers 3) Desilter 4) Desander 5) Degasser; the Drilling Rig Spill Response Equipment that includes only the following components: 1) RAM Type Blowout Preventer 2) Closing Unit 3) Choke Manifold System; and the Waste Oil Storage Tank and associated secondary containment. | 2007-04-18 | 2074000 | 100
10588 | T1 | Grey Wolf Inc (Rig Relocation) | Grey Wolf Inc Rig #310 | 4.2 Mi of Tacubaya | Tacubaya | TX | 78353 | Brooks | CN601355498 | Not Regulated by TCEQ | Drilling Mud Recycling System that includes only the following: 1) Shaker Tanks 2) Shale Shakers 3) Desilter 4) Desander 5) Degasser. Drilling Rig Spill Response Equipment that includes only the following components: 1) RAM Type Blowout Preventer 2) Closing Unit 3) Choke Manifold System. Waste Oil Storage Tank and associated secondary containment. | A positive use determination of 100% for the Drilling Mud Recycling System that includes only the following: 1) Shaker Tanks 2) Shale Shakers 3) Desilter 4) Desander 5) Degasser; the Drilling Rig Spill Response Equipment that includes only the following components: 1) RAM Type Blowout Preventer 2) Closing Unit 3) Choke Manifold System; and the Waste Oil Storage Tank and associated secondary containment. | 2007-04-18 | 910000 | 100
10589 | T1 | Grey Wolf Inc (Rig Relocation) | Grey Wolf Inc Rig #311 | .2 Mi SW of Abram | Abram | TX | 78572 | Hidalgo | CN601355498 | Not Regulated by TCEQ | Drilling Mud Recycling System that includes only the following: 1) Shaker Tanks 2) Shale Shakers 3) Desilter 4) Desander 5) Degasser. Drilling Rig Spill Response Equipment that includes only the following components: 1) RAM Type Blowout Preventer 2) Closing Unit 3) Choke Manifold System. Waste Oil Storage Tank and associated secondary containment. | A positive use determination of 100% for the Drilling Mud Recycling System that includes only the following: 1) Shaker Tanks 2) Shale Shakers 3) Desilter 4) Desander 5) Degasser; the Drilling Rig Spill Response Equipment that includes only the following components: 1) RAM Type Blowout Preventer 2) Closing Unit 3) Choke Manifold System; and the Waste Oil Storage Tank and associated secondary containment. | 2007-04-18 | 910000 | 100
10590 | T1 | Grey Wolf Inc (Rig Relocation) | Grey Wolf Inc Rig #454 | 18 Mi NE of Laredo | Laredo | TX | 78040 | Jim Wells | CN601355498 | Not Regulated by TCEQ | Drilling Mud Recycling System that includes only the following: 1) Shaker Tanks 2) Shale Shakers 3) Desilter 4) Desander 5) Degasser. Drilling Rig Spill Response Equipment that includes only the following components: 1) RAM Type Blowout Preventer 2) Closing Unit 3) Choke Manifold System. Waste Oil Storage Tank and associated secondary containment. | A positive use determination of 100% for the Drilling Mud Recycling System that includes only the following: 1) Shaker Tanks 2) Shale Shakers 3) Desilter 4) Desander 5) Degasser; the Drilling Rig Spill Response Equipment that includes only the following components: 1) RAM Type Blowout Preventer 2) Closing Unit 3) Choke Manifold System; and the Waste Oil Storage Tank and associated secondary containment. | 2007-04-18 | 910000 | 100
10591 | T1 | Grey Wolf Inc (Rig Relocation) | Grey Wolf Inc Rig #454 | 18 Mi NE of Laredo | Laredo | TX | 78040 | Webb | CN601355498 | Not Regulated by TCEQ | Drilling Mud Recycling System that includes only the following: 1) Shaker Tanks 2) Shale Shakers 3) Desilter 4) Desander 5) Degasser. Drilling Rig Spill Response Equipment that includes only the following components: 1) RAM Type Blowout Preventer 2) Closing Unit 3) Choke Manifold System. Waste Oil Storage Tank and associated secondary containment. | A positive use determination of 100% for the Drilling Mud Recycling System that includes only the following: 1) Shaker Tanks 2) Shale Shakers 3) Desilter 4) Desander 5) Degasser; the Drilling Rig Spill Response Equipment that includes only the following components: 1) RAM Type Blowout Preventer 2) Closing Unit 3) Choke Manifold System; and the Waste Oil Storage Tank and associated secondary containment. | 2007-04-18 | 910000 | 100
10592 | T1 | Grey Wolf Inc (Rig Relocation) | Grey Wolf Inc Rig #506 | 2 Mi SE of Channelview | Channelview | TX | 77530 | Harris | CN601355498 | Not Regulated by TCEQ | Drilling Mud Recycling System that includes only the following: 1) Shaker Tanks 2) Shale Shakers 3) Desilter 4) Desander 5) Degasser. Drilling Rig Spill Response Equipment that includes only the following components: 1) RAM Type Blowout Preventer 2) Closing Unit 3) Choke Manifold System. Waste Oil Storage Tank and associated secondary containment. | A positive use determination of 100% for the Drilling Mud Recycling System that includes only the following: 1) Shaker Tanks 2) Shale Shakers 3) Desilter 4) Desander 5) Degasser; the Drilling Rig Spill Response Equipment that includes only the following components: 1) RAM Type Blowout Preventer 2) Closing Unit 3) Choke Manifold System; and the Waste Oil Storage Tank and associated secondary containment. | 2007-04-18 | 2801000 | 100
10593 | T1 | Grey Wolf Inc (Rig Relocation) | Grey Wolf Inc Rig #514 | 10.1 Mi NW of Toyah | Toyah | TX | 78785 | Reeves | CN601355498 | Not Regulated by TCEQ | Drilling Mud Recycling System that includes only the following: 1) Shaker Tanks 2) Shale Shakers 3) Desilter 4) Desander 5) Degasser. Drilling Rig Spill Response Equipment that includes only the following components: 1) RAM Type Blowout Preventer 2) Closing Unit 3) Choke Manifold System. Waste Oil Storage Tank and associated secondary containment. | A positive use determination of 100% for the Drilling Mud Recycling System that includes only the following: 1) Shaker Tanks 2) Shale Shakers 3) Desilter 4) Desander 5) Degasser; the Drilling Rig Spill Response Equipment that includes only the following components: 1) RAM Type Blowout Preventer 2) Closing Unit 3) Choke Manifold System; and the Waste Oil Storage Tank and associated secondary containment. | 2007-04-18 | 757800 | 100
10594 | T1 | Grey Wolf Inc (Rig Relocation) | Grey Wolf Inc Rig #515 | 6.9 Mi SW of Carthage | Carthage | TX | 75633 | Panola | CN601355498 | Not Regulated by TCEQ | Drilling Mud Recycling System that includes only the following: 1) Shaker Tanks 2) Shale Shakers 3) Desilter 4) Desander 5) Degasser. Drilling Rig Spill Response Equipment that includes only the following components: 1) RAM Type Blowout Preventer 2) Closing Unit 3) Choke Manifold System. Waste Oil Storage Tank and associated secondary containment. | A positive use determination of 100% for the Drilling Mud Recycling System that includes only the following: 1) Shaker Tanks 2) Shale Shakers 3) Desilter 4) Desander 5) Degasser; the Drilling Rig Spill Response Equipment that includes only the following components: 1) RAM Type Blowout Preventer 2) Closing Unit 3) Choke Manifold System; and the Waste Oil Storage Tank and associated secondary containment. | 2007-04-18 | 910000 | 100
10595 | T1 | Grey Wolf Inc (Rig Relocation) | Grey Wolf Inc Rig #517 | 6.8 Mi NE of San Perlita | San Perlita | TX | 78590 | Willacy | CN601355498 | Not Regulated by TCEQ | Drilling Mud Recycling System that includes only the following: 1) Shaker Tanks 2) Shale Shakers 3) Desilter 4) Desander 5) Degasser. Drilling Rig Spill Response Equipment that includes only the following components: 1) RAM Type Blowout Preventer 2) Closing Unit 3) Choke Manifold System. Waste Oil Storage Tank and associated secondary containment. | A positive use determination of 100% for the Drilling Mud Recycling System that includes only the following: 1) Shaker Tanks 2) Shale Shakers 3) Desilter 4) Desander 5) Degasser; the Drilling Rig Spill Response Equipment that includes only the following components: 1) RAM Type Blowout Preventer 2) Closing Unit 3) Choke Manifold System; and the Waste Oil Storage Tank and associated secondary containment. | 2007-04-18 | 2074000 | 100
10596 | T1 | Grey Wolf Inc (Rig Relocation) | Grey Wolf Inc Rig #558 | 1.2 Mi SW of Sargent | Sargent | TX | 77414 | Matagorda | CN601355498 | Not Regulated by TCEQ | Drilling Mud Recycling System that includes only the following: 1) Shaker Tanks 2) Shale Shakers 3) Desilter 4) Desander 5) Degasser. Drilling Rig Spill Response Equipment that includes only the following components: 1) RAM Type Blowout Preventer 2) Closing Unit 3) Choke Manifold System. Waste Oil Storage Tank and associated secondary containment. | A positive use determination of 100% for the Drilling Mud Recycling System that includes only the following: 1) Shaker Tanks 2) Shale Shakers 3) Desilter 4) Desander 5) Degasser; the Drilling Rig Spill Response Equipment that includes only the following components: 1) RAM Type Blowout Preventer 2) Closing Unit 3) Choke Manifold System; and the Waste Oil Storage Tank and associated secondary containment. | 2007-04-18 | 1112800 | 100
10597 | T1 | Grey Wolf Inc (Rig Relocation) | Grey Wolf Inc Rig #627 | 28 Mi SE of Ozona | Ozona | TX | 76943 | Crockett | CN601355498 | Not Regulated by TCEQ | Drilling Mud Recycling System that includes only the following: 1) Shaker Tanks 2) Shale Shakers 3) Desilter 4) Desander 5) Degasser. Drilling Rig Spill Response Equipment that includes only the following components: 1) RAM Type Blowout Preventer 2) Closing Unit 3) Choke Manifold System. Waste Oil Storage Tank and associated secondary containment. | A positive use determination of 100% for the Drilling Mud Recycling System that includes only the following: 1) Shaker Tanks 2) Shale Shakers 3) Desilter 4) Desander 5) Degasser; the Drilling Rig Spill Response Equipment that includes only the following components: 1) RAM Type Blowout Preventer 2) Closing Unit 3) Choke Manifold System; and the Waste Oil Storage Tank and associated secondary containment. | 2007-04-18 | 589800 | 100
10598 | T1 | Grey Wolf Inc (Rig Relocation) | Grey Wolf Inc Rig #702 | 17.4 Mi SE of Center | Center | TX | 75935 | Shelby | CN601355498 | Not Regulated by TCEQ | Drilling Mud Recycling System that includes only the following: 1) Shaker Tanks 2) Shale Shakers 3) Desilter 4) Desander 5) Degasser. Drilling Rig Spill Response Equipment that includes only the following components: 1) RAM Type Blowout Preventer 2) Closing Unit 3) Choke Manifold System. Waste Oil Storage Tank and associated secondary containment. | A positive use determination of 100% for the Drilling Mud Recycling System that includes only the following: 1) Shaker Tanks 2) Shale Shakers 3) Desilter 4) Desander 5) Degasser; the Drilling Rig Spill Response Equipment that includes only the following components: 1) RAM Type Blowout Preventer 2) Closing Unit 3) Choke Manifold System; and the Waste Oil Storage Tank and associated secondary containment. | 2007-04-18 | 910000 | 100
10599 | T1 | Grey Wolf Inc (Rig Relocation) | Grey Wolf Inc Rig #840 | S Hwy #1 Alice | Clice | TX | 78333 | Jim Wells | CN601355498 | Not Regulated by TCEQ | Drilling Mud Recycling System that includes only the following: 1) Shaker Tanks 2) Shale Shakers 3) Desilter 4) Desander 5) Degasser. Drilling Rig Spill Response Equipment that includes only the following components: 1) RAM Type Blowout Preventer 2) Closing Unit 3) Choke Manifold System. Waste Oil Storage Tank and associated secondary containment. | A positive use determination of 100% for the Drilling Mud Recycling System that includes only the following: 1) Shaker Tanks 2) Shale Shakers 3) Desilter 4) Desander 5) Degasser; the Drilling Rig Spill Response Equipment that includes only the following components: 1) RAM Type Blowout Preventer 2) Closing Unit 3) Choke Manifold System; and the Waste Oil Storage Tank and associated secondary containment. | 2007-04-18 | 2074000 | 100
10600 | T1 | Grey Wolf Inc (Rig Relocation) | Grey Wolf Inc Rig #851 | 8 Mi W of Bridgeport | Bridgeport | TX | 76426 | Jack | CN601355498 | Not Regulated by TCEQ | Drilling Mud Recycling System that includes only the following: 1) Shaker Tanks 2) Shale Shakers 3) Desilter 4) Desander 5) Degasser. Drilling Rig Spill Response Equipment that includes only the following components: 1) RAM Type Blowout Preventer 2) Closing Unit 3) Choke Manifold System. Waste Oil Storage Tank and associated secondary containment. | A positive use determination of 100% for the Drilling Mud Recycling System that includes only the following: 1) Shaker Tanks 2) Shale Shakers 3) Desilter 4) Desander 5) Degasser; the Drilling Rig Spill Response Equipment that includes only the following components: 1) RAM Type Blowout Preventer 2) Closing Unit 3) Choke Manifold System; and the Waste Oil Storage Tank and associated secondary containment. | 2007-04-18 | 617800 | 100
10601 | T1 | Grey Wolf Inc (Rig Relocation) | Grey Wolf Inc Rig #862 | 6.3 Mi SE of Zapata | Zapata | TX | 78076 | Zapata | CN601355498 | Not Regulated by TCEQ | Drilling Mud Recycling System that includes only the following: 1) Shaker Tanks 2) Shale Shakers 3) Desilter 4) Desander 5) Degasser. Drilling Rig Spill Response Equipment that includes only the following components: 1) RAM Type Blowout Preventer 2) Closing Unit 3) Choke Manifold System. Waste Oil Storage Tank and associated secondary containment. | A positive use determination of 100% for the Drilling Mud Recycling System that includes only the following: 1) Shaker Tanks 2) Shale Shakers 3) Desilter 4) Desander 5) Degasser; the Drilling Rig Spill Response Equipment that includes only the following components: 1) RAM Type Blowout Preventer 2) Closing Unit 3) Choke Manifold System; and the Waste Oil Storage Tank and associated secondary containment. | 2007-04-18 | 910000 | 100
10602 | T1 | Grey Wolf Inc (Rig Relocation) | Grey Wolf Inc Rig #863 | 9 Mi NE of San Isidro | San Isidro | TX | 78588 | Starr | CN601355498 | Not Regulated by TCEQ | Drilling Mud Recycling System that includes only the following: 1) Shaker Tanks 2) Shale Shakers 3) Desilter 4) Desander 5) Degasser. Drilling Rig Spill Response Equipment that includes only the following components: 1) RAM Type Blowout Preventer 2) Closing Unit 3) Choke Manifold System. Waste Oil Storage Tank and associated secondary containment. | A positive use determination of 100% for the Drilling Mud Recycling System that includes only the following: 1) Shaker Tanks 2) Shale Shakers 3) Desilter 4) Desander 5) Degasser; the Drilling Rig Spill Response Equipment that includes only the following components: 1) RAM Type Blowout Preventer 2) Closing Unit 3) Choke Manifold System; and the Waste Oil Storage Tank and associated secondary containment. | 2007-04-18 | 1346000 | 100
10603 | T1 | Grey Wolf Inc (Rig Relocation) | Grey Wolf Inc Rig #866 | 7 Mi NW of Brundage | Brundage | TX | 78834 | Zavala | CN601355498 | Not Regulated by TCEQ | Drilling Mud Recycling System that includes only the following: 1) Shaker Tanks 2) Shale Shakers 3) Desilter 4) Desander 5) Degasser. Drilling Rig Spill Response Equipment that includes only the following components: 1) RAM Type Blowout Preventer 2) Closing Unit 3) Choke Manifold System. Waste Oil Storage Tank and associated secondary containment. | A positive use determination of 100% for the Drilling Mud Recycling System that includes only the following: 1) Shaker Tanks 2) Shale Shakers 3) Desilter 4) Desander 5) Degasser; the Drilling Rig Spill Response Equipment that includes only the following components: 1) RAM Type Blowout Preventer 2) Closing Unit 3) Choke Manifold System; and the Waste Oil Storage Tank and associated secondary containment. | 2007-04-18 | 1346000 | 100
10604 | T1 | Grey Wolf Inc (Rig Relocation) | Grey Wolf Inc Rig #866 | 7 Mi NW of Brundage | Brundage | TX | 78834 | Dimmit | CN601355498 | Not Regulated by TCEQ | Drilling Mud Recycling System that includes only the following: 1) Shaker Tanks 2) Shale Shakers 3) Desilter 4) Desander 5) Degasser. Drilling Rig Spill Response Equipment that includes only the following components: 1) RAM Type Blowout Preventer 2) Closing Unit 3) Choke Manifold System. Waste Oil Storage Tank and associated secondary containment. | A positive use determination of 100% for the Drilling Mud Recycling System that includes only the following: 1) Shaker Tanks 2) Shale Shakers 3) Desilter 4) Desander 5) Degasser; the Drilling Rig Spill Response Equipment that includes only the following components: 1) RAM Type Blowout Preventer 2) Closing Unit 3) Choke Manifold System; and the Waste Oil Storage Tank and associated secondary containment. | 2007-04-18 | 1346000 | 100
10605 | T1 | Scandrill Inc | Scandrill - Scanrig | 9.1 Mi SW of Center | Center | TX | 75935 | Shelby | CN601088818 | Insufficient Information | Drilling Mud Recycling System that includes only the following: 1) Shaker Tanks 2) Shale Shakers 3) Desilter 4) Desander 5) Degasser. Drilling Rig Spill Response Equipment that includes only the following components: 1) RAM Type Blowout Preventer 2) Closing Unit 3) Choke Manifold System. Waste Oil Storage Tank and associated secondary containment. | A positive use determination of 100% for the Drilling Mud Recycling System that includes only the following: 1) Shaker Tanks 2) Shale Shakers 3) Desilter 4) Desander 5) Degasser; the Drilling Rig Spill Response Equipment that includes only the following components: 1) RAM Type Blowout Preventer 2) Closing Unit 3) Choke Manifold System; and the Waste Oil Storage Tank and associated secondary containment. | 2007-04-18 | 589800 | 100
10606 | T1 | Scandrill Inc | Scandrill - Victory | 17.8 Mi SW of Donie | Donie | TX | 75838 | Limestone | CN601088818 | Insufficient Information | Drilling Mud Recycling System that includes only the following: 1) Shaker Tanks 2) Shale Shakers 3) Desilter 4) Desander 5) Degasser. Drilling Rig Spill Response Equipment that includes only the following components: 1) RAM Type Blowout Preventer 2) Closing Unit 3) Choke Manifold System. Waste Oil Storage Tank and associated secondary containment. | A positive use determination of 100% for the Drilling Mud Recycling System that includes only the following: 1) Shaker Tanks 2) Shale Shakers 3) Desilter 4) Desander 5) Degasser; the Drilling Rig Spill Response Equipment that includes only the following components: 1) RAM Type Blowout Preventer 2) Closing Unit 3) Choke Manifold System; and the Waste Oil Storage Tank and associated secondary containment. | 2007-04-18 | 688800 | 100
10607 | T1 | Scandrill Inc | Scandrill - Gold | 8.3 Mi S of Teague | Teague | TX | 75860 | Freestone | CN601088818 | Insufficient Information | Drilling Mud Recycling System that includes only the following: 1) Shaker Tanks 2) Shale Shakers 3) Desilter 4) Desander 5) Degasser. Drilling Rig Spill Response Equipment that includes only the following components: 1) RAM Type Blowout Preventer 2) Closing Unit 3) Choke Manifold System. Waste Oil Storage Tank and associated secondary containment. | A positive use determination of 100% for the Drilling Mud Recycling System that includes only the following: 1) Shaker Tanks 2) Shale Shakers 3) Desilter 4) Desander 5) Degasser; the Drilling Rig Spill Response Equipment that includes only the following components: 1) RAM Type Blowout Preventer 2) Closing Unit 3) Choke Manifold System; and the Waste Oil Storage Tank and associated secondary containment. | 2007-04-18 | 467800 | 100
10608 | T1 | Scandrill Inc | Scandrill - Freedom | 4.5 Mi N of Tenn Colony | Tennessee Colony | TX | 75861 | Anderson | CN601088818 | Insufficient Information | Drilling Mud Recycling System that includes only the following: 1) Shaker Tanks 2) Shale Shakers 3) Desilter 4) Desander 5) Degasser. Drilling Rig Spill Response Equipment that includes only the following components: 1) RAM Type Blowout Preventer 2) Closing Unit 3) Choke Manifold System. Waste Oil Storage Tank and associated secondary containment. | A positive use determination of 100% for the Drilling Mud Recycling System that includes only the following: 1) Shaker Tanks 2) Shale Shakers 3) Desilter 4) Desander 5) Degasser; the Drilling Rig Spill Response Equipment that includes only the following components: 1) RAM Type Blowout Preventer 2) Closing Unit 3) Choke Manifold System; and the Waste Oil Storage Tank and associated secondary containment. | 2007-04-18 | 770800 | 100
10609 | T1 | Tyler Pipe Company | Tyler Pipe Company | 11721 Hwy 69 N | Tyler | TX | 75706 | Smith | CN602536609 | RN102679867 | The following property: Recuperator; Baghouse; Scrubber System; Thermal Oxidizer; Fugitive Emission Containment Structures; Storm Water Vortex Units; Secondary Containment; and Handheld & Manually Operated Machines. | A positive use determination 100% for the Recuperator, Baghouse; Scrubber System; Thermal Oxidizer; Fugitive Emission Containment Structures; Storm Water Vortex Units; and the Secondary Containment. A negative determination for the Plasma Cutter. | 2007-05-04 | 2556855 | 100
10610 | T1 | Chung's Gourmet Foods | Chung's Gourmet Foods | 3907 Dennis St | Houston | TX | 77004 | Harris | CN600536460 | RN102542941 | Installed a 2004 United Air Specialist Model F7000, roof mounted, oil mist collection system complete with ductwork, intake and exhaust fan units. | A positive use determination of 100% for the 2004 United Air Specialist Model F7000, roof mounted, oil mist collection system complete with ductwork, intake and exhaust fan units. | 2007-04-26 | 57200 | 100
10611 | T1 | KMCO Pt Arthur - DBA KMTEX | KMTEX Inc | 2450 S Gulfway Dr | Port Arthur | TX | 77641 | Jefferson | CN604105007 | RN100640283 | Installed asphalt and concrete paving in new tank farms, maintenance areas, roadways and throughout the plant. | A positive use determination of 100% for the asphalt and concrete paving which was installed for environmental purposes at the facility. | 2007-04-26 | 131793.04 | 100
10612 | T1 | KMCO Pt Arthur - DBA KMTEX | KMTEX Inc | 2450 S Gulfway Dr | Port Arthur | TX | 77641 | Jefferson | CN604105007 | RN100640283 | Biological treatment chemicals used to reduce hydrocarbon content of discharged wastewater and stormwater runoff. | A positive use determination of 100% for the Biological treatment chemicals. | 2007-04-26 | 3500 | 100
10613 | T1 | Rohmax | Rohmax | 1700 Tidal Rd | Houston | TX | 77536 | Harris | CN600734537 | RN101383859 | Closed loop cooling system and tank high level shut offs. | A positive use determination of 100% for the closed loop cooling system and the tank high level shut off equipment. This positive determination for the cooling system does not include any associated cooling tower. | 2007-04-26 | 677319 | 100
10614 | T1 | Exide Technologies | Exide Technologies - Fresco Plant | 7471 S Fifth St | Frisco | TX | 75034 | Collin | CN600129787 | RN100218643 | The following items: Wastewater Treatment Plant - infrastructure and containment (replacement of pH adjustment tanks, roof, siding, steel supports & concrete repairs); Clarifier Plates (replaced Lamella gravity settler plates); Plastics Dryer (drys plastic chips for recycling purposes); Slag Cement Truck (used to stablize slag for disposal purposes); and Reverb Heat Exchanger (replacement of stack and cooling jacket). | A positive use determination of 100% for the Wastewater Treatment Plant Infrastructure & Containment Project; the Clarifier Plates Replacement; the Recycled Plastics Dryer; the Cement Truck; and the Reverb Heat Exchanger . | 2007-04-26 | 1027954 | 100
10615 | T2 | Sabine Mining Company The | Sabine Mining Company | 6501 FM 968 W | Hallsville | TX | 75650 | Harrison | CN600835797 | RN103968707 | Water Sedimentation Pond, Diversion, Pump Barge and Water Truck. Land Reclamation Equipment. | A positive use determination for 100% of the sedimentation pond, diversion, pump barge, water truck, and land reclamation equipment. | 2007-05-22 | 4719109 | 100
10616 | T1 | KMCO LP | KMCO LP | 16503 Ramsey Rd | Crosby | TX | 77532 | Harris | CN604105221 | RN101613511 | Installed 2 acid scrubbers to reduce ammonia emissions from the Trimene Base Process. | A positive use determination of 100% for the 2 acid scrubbers. | 2007-04-26 | 15000 | 100
10617 | T1 | KMCO LP | KMCO LP | 16503 Ramsey Rd | Crosby | TX | 77532 | Harris | CN604105221 | RN101613511 | Purchased a portable organic vapor analyzer for use in detecting leaks. | A positive use determination of 100% for the portable organic vapor analyzer. | 2007-04-26 | 3100 | 100
10618 | T1 | KMCO LP | KMCO LP | 16503 Ramsey Rd | Crosby | TX | 77532 | Harris | CN604105221 | RN101613511 | Flue Gas Recirculation & other modifications made to the two primary steam boilers in order to reduce NOx. | A positive use determination of 100% for the Flue Gas Recirculation & other modifications made to the two primary steam boilers. | 2007-04-26 | 69500 | 100
10619 | T1 | KMCO LP | KMCO LP | 16503 Ramsey Rd | Crosby | TX | 77532 | Harris | CN604105221 | RN101613511 | Steam/Burner/Vortex meters & controls on the boilers to reduce NOx formation. | A positive use determination of 100% for the Steam Injection Controls. | 2007-04-26 | 30787 | 100
10620 | T1 | KMCO LP | KMCO LP | 16503 Ramsey Rd | Crosby | TX | 77532 | Harris | CN604105221 | RN101613511 | Replaced pumps with low-emission vacuum pumps to reduce VOCs. | A positive use determination of 100% for the low-emission vacuum pumps. | 2007-04-26 | 7219 | 100
10621 | T1 | KMCO LP | KMCO LP | 16503 Ramsey Rd | Crosby | TX | 77532 | Harris | CN604105221 | RN101613511 | Welded all pipe joints in VOC service. | A positive use determination of 100% for the welding of all pipe joints in VOC service. | 2007-04-26 | 60000 | 100
10622 | T1 | KMCO LP | KMCO LP | 16503 Ramsey Rd | Crosby | TX | 77532 | Harris | CN604105221 | RN101613511 | Piping, vacuum pumps and fan to collect & route air contaminants to flare (Rx2) | A positive use determination of 100% for the piping, vacuum pumps and fan installed to collect & route air contaminants to flare (Rx2). | 2007-04-26 | 9000 | 100
10623 | T1 | KMCO LP | KMCO LP | 16503 Ramsey Rd | Crosby | TX | 77532 | Harris | CN604105221 | RN101613511 | Instrumentation, lab hoods, exhaust and ventilation equipment installed in new lab. | A positive use determination of 100% for the instrumentation, lab hoods, exhaust and ventilation equipment. installed in new lab. | 2007-04-26 | 84313 | 100
10624 | T1 | KMCO LP | KMCO LP | 16503 Ramsey Rd | Crosby | TX | 77532 | Harris | CN604105221 | RN101613511 | Installed cooling heat exchanger and accumulator to condense vapors and reuse liquids. | A positive use determination of 100% for the vapor/liquid recovery system. | 2007-04-26 | 36786 | 100
10625 | T1 | KMCO LP | KMCO LP | 16503 Ramsey Rd | Crosby | TX | 77532 | Harris | CN604105221 | RN101613511 | Installed vapor/liquid recovery equipment. | A positive use determination of 100% for the vapor/liquid recovery equipment. | 2007-04-26 | 11440 | 100
10626 | T1 | KMCO LP | KMCO LP | 16503 Ramsey Rd | Crosby | TX | 77532 | Harris | CN604105221 | RN101613511 | Installed chlorination equipment to disinfect wastewater prior to discharge. | A positive use determination of 100% for the wastewater chlorination equipment. | 2007-04-26 | 2800 | 100
10627 | T1 | KMCO LP | KMCO LP | 16503 Ramsey Rd | Crosby | TX | 77532 | Harris | CN604105221 | RN101613511 | Microbiological treatment used to remove organic contamination in wastewater prior to discharge. | A positive use determination of 100% for the wastewater microbiological treatment equipment. | 2007-04-26 | 20800 | 100
10628 | T1 | KMCO LP | KMCO LP | 16503 Ramsey Rd | Crosby | TX | 77532 | Harris | CN604105221 | RN101613511 | Installed aeration equipment at the wastewater treatment facility (two aerators). | A positive use determination of 100% for the two wastewater treatment system aerators. | 2007-04-26 | 21619 | 100
10629 | T1 | KMCO LP | KMCO LP | 16503 Ramsey Rd | Crosby | TX | 77532 | Harris | CN604105221 | RN101613511 | Hydrogen peroxide and other oxidants used in wastewater treatment system. | A positive use determination of 100% for the wastewater treatment system oxidants.. | 2007-04-26 | 2600 | 100
10630 | T1 | KMCO LP | KMCO LP | 16503 Ramsey Rd | Crosby | TX | 77532 | Harris | CN604105221 | RN101613511 | Monitor/control equipment: natural gas. Product liquid level meters, flow/tempalarms to prevent releases. | A positive use determination of 100% for the monitoring and control equipment. | 2007-04-26 | 23200 | 100
10631 | T1 | KMCO LP | KMCO LP | 16503 Ramsey Rd | Crosby | TX | 77532 | Harris | CN604105221 | RN101613511 | Installed secondary containment for liquids: concrete, diking, liner @ 1700 tanks, rail, trailer, old pond areas. | A positive use determination of 100% for the secondary containment systems. | 2007-04-26 | 242725 | 100
10632 | T1 | KMCO LP | KMCO LP | 16503 Ramsey Rd | Crosby | TX | 77532 | Harris | CN604105221 | RN101613511 | Waste containers used to store wastes for disposal. | A positive use determination of 100% for the waste containers used to store wastes for disposal. | 2007-04-26 | 37744 | 100
10633 | T1 | KMCO LP | KMCO LP | 16503 Ramsey Rd | Crosby | TX | 77532 | Harris | CN604105221 | RN101613511 | Required removal of asbestos from old columns and exchangers; and the mold remediation. | A positive use determination of 100% for the asbestos abatement project. A negative determination for the mold remediation project. | 2007-04-26 | 87338 | 100
10634 | T1 | KMCO LP | KMCO LP | 16503 Ramsey Rd | Crosby | TX | 77532 | Harris | CN604105221 | RN101613511 | Environmental Paving: Asphalt paving and repair, and epoxy sealing of hazwaste storage areas. | A positive use determination of 100% for the asphalt paving and repair, and the epoxy sealing of hazardous waste storage areas. | 2007-04-26 | 48500 | 100
10635 | T1 | KMCO LP | KMCO LP | 16503 Ramsey Rd | Crosby | TX | 77532 | Harris | CN604105221 | RN101613511 | Sampling equipment used to collect samples to be analyzed for contaminants/pollutants. | A positive use determination of 100% for the sampling equipment. | 2007-04-26 | 13042 | 100
10636 | T1 | Kirby Inland Marine LP | Kirby Inland Marine, LP | 18350 Market Street | Channelview | TX | 77530 | Harris | CN600611206 | RN103786240 | Double Hulled Barges, Vapor Control & Overfill Protection Systems on barge fleet. Equipment includes spill rails, drip pans, liquid level gauges, sight glasses, pressure gauges, tank venting systems, overfill sensors and alarms, alarm control panels; spill valves, spill abatement equipment, and zinc tank coatings. Double hulled barges built since Jan. 1, 1994. | A positive use determination for 100% of the vapor control and overfill protection and 30% of the double hulled barges. | 2007-05-07 | 33485838 | 100
10637 | T1 | Samsung Austin Semiconductor LLC | Samsung Austin | 12100 Samsung Blvd | Austin | TX | 78754 | Travis | CN602914442 | RN100518026 | The following projects: 1. Toxic gas monitoring and control equipment for vent streams (32 assets). 2. Toxic gas scrubbers for vent streams (87 assets). 3. Crusher for glass bottles (1 asset). 4. Storm water conveyance and collection system (1 asset). 5. Wastewater treatment for corrosive chemical waste (1 asset). | A positive use determination for 100% of the toxic gas monitoring and control equipment, toxic gas scrubbers, scrap glass crusher, storm water conveyance and collection system, and waste water treatment unit. | 2007-06-18 | 14576281 | 100
10638 | T1 | Texas Instruments | Ti Wafer Facility | 300 Renner Rd | Richardson | TX | 75080 | Collin | CN600261416 | RN103941910 | Stormwater Storage: stormwater retention pond. Non-Copper Slurry Waste Water Disposal System: gravity drain, tank, piping. Deionized Waste Water Reclaim System: tank, pumps, piping, drains. Industrial Waste Water Treatment Plant: buildings, tanks, pumps, piping. Industrial Re-Use Water System: tanks, pumps, drains, piping. CMP Copper Slurry Waste Water Disposal System: drain, tank, piping. VOC Process Exhaust System: duct, scrubbers, oxidizer, fans. Caustic Process Exhaust System: duct, scrubbers, fans. Acid Process Exhaust System: duct, scrubbers, fans. Copper Sulfate Solid Waste Removal: tank, pumps, piping, drains. Solvent Waste Removal: tank, pumps, piping, drains. | A positive use determination of 100% for the Stormwater Storage; Non-Copper Slurry Waste Water Disposal System; Deionized Waste Water Reclaim System; Industrial Waste Water Treatment Plant; Industrial Re-Use Water System; CMP Copper Slurry Waste Water Disposal System; VOC Process Exhaust System; Caustic Process Exhaust System; Acid Process Exhaust System; Copper Sulfate Solid Waste Removal; and Solvent Waste Removal. | 2007-05-04 | 6185419 | 100
10639 | T1 | Justiss Oil Company Inc | Justiss Oil Company Inc Rig #057 | 14 Mi W of Rusk | Rusk | TX | 75785 | Cherokee | CN600980148 | Insufficient Information | Turbo-chargers and pre-combustion components installed on electric power generation engines. Drilling Mud Recycling System consisting of Shaker Tanks, Shale Shakers, Desilter, Desander, & Degasser. Drilling Rig Spill Response equipment: includes only the Ram Type Blowout Preventers, Closing Unit and Choke Manifold System. Waste Oil Storage Tank and associated secondary containment. | A positive use determination of 100% for the turbo-chargers and pre-combustion components installed on electric power generation engines; the drilling mud recycling system consisting of shaker tanks, shale shaker, desilter, desander, & degasser; the drilling rig spill response equipment which includes only the ram type blowout preventers, closing unit and choke manifold system; and the Waste Oil Storage Tank and associated secondary containment. | 2007-04-26 | 505800 | 100
10640 | T1 | GMX Resources Inc | Blue Diamond Drilling Company Rig#007 | 7.8 Mi SE of Marshall | Marshall | TX | 75670 | Harrison | CN603203068 | Not Regulated by TCEQ | Drilling Mud Recycling System consisting of Shaker Tanks, Shale Shakers, Desilter, Desander, & Degasser. Drilling Rig Spill Response equipment: includes only the Ram Type Blowout Preventers, Closing Unit and Choke Manifold System. Waste Oil Storage Tank and associated secondary containment. | A positive use determination of 100% for the drilling mud recycling system consisting of shaker tanks, shale shaker, desilter, desander, & degasser; the drilling rig spill response equipment which includes only the ram type blowout preventers, closing unit and choke manifold system; and the Waste Oil Storage Tank and associated secondary containment. | 2007-04-27 | 535800 | 100
10641 | T1 | GMX Resources Inc | Blue Diamond Drilling Company Rig#011 | 8.7 Mi SE of Marshall | Marshall | TX | 75670 | Harrison | CN603203068 | Not Regulated by TCEQ | Drilling Mud Recycling System consisting of Shaker Tanks, Shale Shakers, Desilter, Desander, & Degasser. Drilling Rig Spill Response equipment: includes only the Ram Type Blowout Preventers, Closing Unit and Choke Manifold System. Waste Oil Storage Tank and associated secondary containment. | A positive use determination of 100% for the drilling mud recycling system consisting of shaker tanks, shale shaker, desilter, desander, & degasser; the drilling rig spill response equipment which includes only the ram type blowout preventers, closing unit and choke manifold system; and the Waste Oil Storage Tank and associated secondary containment. | 2007-04-27 | 600800 | 100
10642 | T1 | O'Brien Energy Company | Rex Drilling Company #001 | 11.6 Mi NW of Jewett | Jewett | TX | 75846 | Limestone | CN602531154 | Insufficient Information | Turbo-chargers and pre-combustion components installed on electric power generation engines. Drilling Mud Recycling System consisting of Shaker Tanks, Shale Shakers, Desilter, Desander, & Degasser. Drilling Rig Spill Response equipment: includes only the Ram Type Blowout Preventers, Closing Unit and Choke Manifold System. Waste Oil Storage Tank and associated secondary containment. | A positive use determination of 100% for the turbo-chargers and pre-combustion components installed on electric power generation engines; the drilling mud recycling system consisting of shaker tanks, shale shaker, desilter, desander, & degasser; the drilling rig spill response equipment which includes only the ram type blowout preventers, closing unit and choke manifold system; and the Waste Oil Storage Tank and associated secondary containment. | 2007-04-27 | 779800 | 100
10643 | T1 | O'Brien Energy Company | Rex Drilling Company #002 | 132 Mi NW of Jewett | Jewett | TX | 75846 | Limestone | CN602531154 | Insufficient Information | Turbo-chargers and pre-combustion components installed on electric power generation engines. Drilling Mud Recycling System consisting of Shaker Tanks, Shale Shakers, Desilter, Desander, & Degasser. Drilling Rig Spill Response equipment: includes only the Ram Type Blowout Preventers, Closing Unit and Choke Manifold System. Waste Oil Storage Tank and associated secondary containment. | A positive use determination of 100% for the turbo-chargers and pre-combustion components installed on electric power generation engines; the drilling mud recycling system consisting of shaker tanks, shale shaker, desilter, desander, & degasser; the drilling rig spill response equipment which includes only the ram type blowout preventers, closing unit and choke manifold system; and the Waste Oil Storage Tank and associated secondary containment. | 2007-04-27 | 779800 | 100
10644 | T1 | Scandrill Inc | Scandrill Rig Scan Liberty | 3.5 Mi S of Rusk | Rusk | TX | 75785 | Cherokee | CN601088818 | Insufficient Information | Drilling Mud Recycling System consisting of Shaker Tanks, Shale Shakers, Desilter, Desander, & Degasser. Drilling Rig Spill Response equipment: includes only the Ram Type Blowout Preventers, Closing Unit and Choke Manifold System. Waste Oil Storage Tank and associated secondary containment. | A positive use determination of 100% for the drilling mud recycling system consisting of shaker tanks, shale shaker, desilter, desander, & degasser; the drilling rig spill response equipment which includes only the ram type blowout preventers, closing unit and choke manifold system; and the Waste Oil Storage Tank and associated secondary containment. | 2007-04-27 | 753800 | 100
10645 | T1 | Scandrill Inc | Scandrill Rig Scan Energy | Us 271 & LP 485 | Gladewater | TX | 75647 | Gregg | CN601088818 | Insufficient Information | Drilling Mud Recycling System consisting of Shaker Tanks, Shale Shakers, Desilter, Desander, & Degasser. Drilling Rig Spill Response equipment: includes only the Ram Type Blowout Preventers, Closing Unit and Choke Manifold System. Waste Oil Storage Tank and associated secondary containment. | A positive use determination of 100% for the drilling mud recycling system consisting of shaker tanks, shale shaker, desilter, desander, & degasser; the drilling rig spill response equipment which includes only the ram type blowout preventers, closing unit and choke manifold system; and the Waste Oil Storage Tank and associated secondary containment. | 2007-04-27 | 473800 | 100
10646 | T1 | Scandrill Inc | Scandrill Rig Scan Star | 8 Mi W of Nacogdoches | Nacogdoches | TX | 75961 | Nacogdoches | CN601088818 | Insufficient Information | Drilling Mud Recycling System consisting of Shaker Tanks, Shale Shakers, Desilter, Desander, & Degasser. Drilling Rig Spill Response equipment: includes only the Ram Type Blowout Preventers, Closing Unit and Choke Manifold System. Waste Oil Storage Tank and associated secondary containment. | A positive use determination of 100% for the drilling mud recycling system consisting of shaker tanks, shale shaker, desilter, desander, & degasser; the drilling rig spill response equipment which includes only the ram type blowout preventers, closing unit and choke manifold system; and the Waste Oil Storage Tank and associated secondary containment. | 2007-04-27 | 753800 | 100
10647 | T1 | Scandrill Inc | Scandrill Rig Scan Patriot | 5 Mi N of Tyler | Tyler | TX | 75701 | Smith | CN601088818 | Insufficient Information | Drilling Mud Recycling System consisting of Shaker Tanks, Shale Shakers, Desilter, Desander, & Degasser. Drilling Rig Spill Response equipment: includes only the Ram Type Blowout Preventers, Closing Unit and Choke Manifold System. Waste Oil Storage Tank and associated secondary containment. | A positive use determination of 100% for the drilling mud recycling system consisting of shaker tanks, shale shaker, desilter, desander, & degasser; the drilling rig spill response equipment which includes only the ram type blowout preventers, closing unit and choke manifold system; and the Waste Oil Storage Tank and associated secondary containment. | 2007-04-27 | 753800 | 100
10648 | T1 | Grey Wolf Inc | Grey Wolf Rig #509 | 3.6 Mi SE of Nome | Nome | TX | 77629 | Jefferson | CN601355498 | Not Regulated by TCEQ | Drilling Mud Recycling System consisting of Shaker Tanks, Shale Shakers, Desilter, Desander, & Degasser. Drilling Rig Spill Response equipment: includes only the Ram Type Blowout Preventers, Closing Unit and Choke Manifold System. Waste Oil Storage Tank and associated secondary containment. | A positive use determination of 100% for the drilling mud recycling system consisting of shaker tanks, shale shaker, desilter, desander, & degasser; the drilling rig spill response equipment which includes only the ram type blowout preventers, closing unit and choke manifold system; and the Waste Oil Storage Tank and associated secondary containment. | 2007-04-27 | 965800 | 100
10649 | T1 | Grey Wolf Inc | Grey Wolf Rig #095 | 5.5 Mi NW of Markham | Markham | TX | 77456 | Jim Wells | CN601355498 | Not Regulated by TCEQ | Drilling Mud Recycling System consisting of Shaker Tanks, Shale Shakers, Desilter, Desander, & Degasser. Drilling Rig Spill Response equipment: includes only the Ram Type Blowout Preventers, Closing Unit and Choke Manifold System. Waste Oil Storage Tank and associated secondary containment. | A positive use determination of 100% for the drilling mud recycling system consisting of shaker tanks, shale shaker, desilter, desander, & degasser; the drilling rig spill response equipment which includes only the ram type blowout preventers, closing unit and choke manifold system; and the Waste Oil Storage Tank and associated secondary containment. | 2007-04-27 | 1262800 | 100
10650 | T1 | Grey Wolf Inc | Grey Wolf Rig #095 | 5.5 Mi NW of Markham | Markham | TX | 77456 | Matagorda | CN601355498 | Not Regulated by TCEQ | Drilling Mud Recycling System consisting of Shaker Tanks, Shale Shakers, Desilter, Desander, & Degasser. Drilling Rig Spill Response equipment: includes only the Ram Type Blowout Preventers, Closing Unit and Choke Manifold System. Waste Oil Storage Tank and associated secondary containment. | A positive use determination of 100% for the drilling mud recycling system consisting of shaker tanks, shale shaker, desilter, desander, & degasser; the drilling rig spill response equipment which includes only the ram type blowout preventers, closing unit and choke manifold system; and the Waste Oil Storage Tank and associated secondary containment. | 2007-04-27 | 1262800 | 100
10651 | T1 | Grey Wolf Inc | Grey Wolf Rig #754 | 5.5 Mi NW of Marquez | Marquez | TX | 77865 | Leon | CN601355498 | Not Regulated by TCEQ | Turbo-chargers components installed on electric power generation engines. Drilling Mud Recycling System consisting of Shaker Tanks, Shale Shakers, Desilter, Desander, & Degasser. Drilling Rig Spill Response equipment: includes only the Ram Type Blowout Preventers, Closing Unit and Choke Manifold System. Waste Oil Storage Tank and associated secondary containment. | A positive use determination of 100% for the turbo-chargers and pre-combustion components installed on electric power generation engines; the drilling mud recycling system consisting of shaker tanks, shale shaker, desilter, desander, & degasser; the drilling rig spill response equipment which includes only the ram type blowout preventers, closing unit and choke manifold system; and the Waste Oil Storage Tank and associated secondary containment. | 2007-04-27 | 931800 | 100
10652 | T1 | Grey Wolf Inc | Grey Wolf Rig #097 | 6.1 NE of Mount Enterprise | Mount Enterprise | TX | 75681 | Rusk | CN601355498 | Not Regulated by TCEQ | Turbo-chargers components installed on electric power generation engines. Drilling Mud Recycling System consisting of Shaker Tanks, Shale Shakers, Desilter, Desander, & Degasser. Drilling Rig Spill Response equipment: includes only the Ram Type Blowout Preventers, Closing Unit and Choke Manifold System. Waste Oil Storage Tank and associated secondary containment. | A positive use determination of 100% for the turbo-chargers and pre-combustion components installed on electric power generation engines; the drilling mud recycling system consisting of shaker tanks, shale shaker, desilter, desander, & degasser; the drilling rig spill response equipment which includes only the ram type blowout preventers, closing unit and choke manifold system; and the Waste Oil Storage Tank and associated secondary containment. | 2007-04-27 | 924800 | 100
10653 | T1 | Grey Wolf Inc | Grey Wolf Rig #101 | 6.6 Mi NW of Woodville | Woodville | TX | 75979 | Tyler | CN601355498 | Not Regulated by TCEQ | Drilling Mud Recycling System consisting of Shaker Tanks, Shale Shakers, Desilter, Desander, & Degasser. Drilling Rig Spill Response equipment: includes only the Ram Type Blowout Preventers, Closing Unit and Choke Manifold System. Waste Oil Storage Tank and associated secondary containment. | A positive use determination of 100% for the drilling mud recycling system consisting of shaker tanks, shale shaker, desilter, desander, & degasser; the drilling rig spill response equipment which includes only the ram type blowout preventers, closing unit and choke manifold system; and the Waste Oil Storage Tank and associated secondary containment. | 2007-04-27 | 942800 | 100
10654 | T1 | Grey Wolf Inc | Grey Wolf Rig #007 | 7 Mi E of Wheeler | Wheeler | TX | 79096 | Wheeler | CN601355498 | Not Regulated by TCEQ | Drilling Mud Recycling System consisting of Shaker Tanks, Shale Shakers, Desilter, Desander, & Degasser. Drilling Rig Spill Response equipment: includes only the Ram Type Blowout Preventers, Closing Unit and Choke Manifold System. Waste Oil Storage Tank and associated secondary containment. | A positive use determination of 100% for the drilling mud recycling system consisting of shaker tanks, shale shaker, desilter, desander, & degasser; the drilling rig spill response equipment which includes only the ram type blowout preventers, closing unit and choke manifold system; and the Waste Oil Storage Tank and associated secondary containment. | 2007-04-27 | 700800 | 100
10655 | T1 | Letourneau Inc | Letourneau Inc | 2400 S MacArthur Blvd | Longview | TX | 75601 | Gregg | CN600360465 | RN10650779 | Installed Low NOx Burners on five Heat Trace Furnaces. Installed Radiation Monitoring System. | A positive use determination of 100% for the Low NOx Burners for the five Heat Trace Furnaces and the Radiation Detection Monitoring System. | 2007-04-27 | 699256 | 100
10656 | T1 | Cardell Cabinetry | Cardell Cabinetry | 3251 N Pan Am Expy | San Antonio | TX | 78219 | Bexar | CN601105786 | RN100221910 | Pollution control equipment: Dust Collection Systems - baghouse filter devices. Paint Booth Equipment. Revamp main plant ventilation filtration system and associate ductwork. | A positive use determination of 100% for the dust collection systems, the new paint booth equipment, and the filtration system for the main buildings ventilation system. | 2007-05-21 | 622321 | 100
10657 | T1 | Flowers Foods Inc | Fbc Of El Paso | 301 Dallas St | El Paso | TX | 79901 | El Paso | CN603949561 | Insufficient Information | Installed two catalytic oxidizers, an oven oxidizer, and oxidizer panels. | A positive use determination of 100% for the two catalytic oxidizers, an oven oxidizer, and the oxidizer panels. | 2007-04-27 | 336671 | 100
10658 | T1 | Flowers Foods Inc | Fbc Of Houston | 3000 Washington Dr | Houston | TX | 77007 | Harris | CN603949561 | Insufficient Information | CSM Catalytic Converter - Oven Oxidizer. Oxidizer-Oven-Electrical Controls. | A positive use determination of 100% for the CSM Catalytic Converter - Oven Oxidizer and the Oxidizer-Oven-Electrical Controls. | 2007-04-27 | 509329 | 100
10659 | T1 | Flowers Foods Inc | Fbc Of San Antonio | 6000 Loop 410 Ne | San Antonio | TX | 78218 | Bexar | CN603949561 | Insufficient Information | Gracetac Oxidizer. | A positive use determination of 100% for the Gracetac Oxidizer. | 2007-04-27 | 412979 | 100
10660 | T1 | Lufkin Creosoting Company Inc | Lufkin Creosoting Company Inc | 5865 South Us Hwy 69 | Lufkin | TX | 75901 | Angelina | CN600880728 | RN101638906 | Multiple cyclone flyash arrester and exhaust recirculation system. Exhaust monitoring and emission control system. Exhaust stacks for boilers. Waste conveyance system. Wastewater storage tank. | A positive use determination of 100% for the Multiple Cyclone Flyash Arrester & exhaust recirculation system; the exhaust monitoring & emission control system; the exhaust stacks for boilers; the waste conveyance system; and the wastewater storage tank. | 2007-05-03 | 234137 | 100
10661 | T1 | Multicam LP | Multicam LP | 1025 W Royal Ln | Dfw Airport | TX | 75261 | Dallas | CN601490832 | RN105231245 | Installed a Crossdraft Paint Booth. | A positive use determination of 100% for the Crossdraft Paint Booth. | 2007-05-03 | 36603 | 100
10662 | T1 | Multicam LP | Multicam LP | 1025 W Royal Ln | Dfw Airport | TX | 75261 | Tarrant | CN601490832 | RN105231245 | Installed a Crossdraft Paint Booth. | A positive use determination of 100% for the Crossdraft Paint Booth. | 2007-05-03 | 36603 | 100
10663 | T1 | Southern Star Concrete | Southern Star Arlington Plant | 7204 Scooper St | Arlington | TX | 76001 | Tarrant | Insufficient Information | Insufficient Information | Dust Collector | A positive use determination of 100% for the Dust Collector. | 2007-05-17 | 54537 | 100
10664 | T1 | Southern Star Concrete | Southern Star Cedar Hill Plant | 1111 W Mt Lebanon Rd | Cedar Hill | TX | 75104 | Dallas | Insufficient Information | Insufficient Information | Dust Collector | A positive use determination of 100% for the Dust Collector. | 2007-05-17 | 42900 | 100
10665 | T1 | Southern Star Concrete | Southern Star Mcr | 1968 Brumlaw | Southlake | TX | 76092 | Tarrant | Insufficient Information | Insufficient Information | Dust Collector | A positive use determination of 100% for the Dust Collector. | 2007-05-17 | 99323 | 100
10666 | T1 | Lone Star Industries Inc | Maryneal Cement | Star Route Box 25 | Sweetwater | TX | 79556 | Nolan | CN600363683 | RN100220847 | Constructed new clinker cooler dust collector units. | A positive use determination of 100% for the clinker cooler dust collector units. | 2007-05-04 | 1230283 | 100
10667 | T1 | Rohm And Haas Inc | Rohm & Haas Texas | 1900 Tidal Rd | Deer Park | TX | 77536 | Harris | CN600131395 | RN100223205 | SVG Safety Phase - 2, 2003 System Defic: Annubar installation @ C train flare stack and flare temperature switch upgrade; HR Davy SO2 Analyzer; Dock Tanks Secondary Containment Repairs; EWTP, Concrete Vessels Repairs Project; B3 Process Water Tank Pump Reliability; N Meth Analysis - Prevent Env Excursions: concrete pad with drain as secondary containment; EWTP, Basin 2 Storm Water Div Pipe; Rebuild EWTP air compressors; C,D,E TOX Fire Eye: improvements to D Train incinerator; EWTP Final Clarifier Piping; WWTP, Caction Polymer Feed System; FGAA Spill prevention mitigation; WWTP Equalization Tanks Repairs; Utility Neutralization System Improvements; N7 Flare Improvement, Sep 1 Sump Tank T; Replacement; EWTP Outfall Valve Actuate, N3 HCn Control Valves/Bleeds Containment. Purchased FLIR Infrared Camera | A positive use determination of 100% for the items listed above. | 2007-05-04 | 4339693 | 100
10668 | T1 | Dragon Products Ltd | La Porte Mateal Fabricatrion & Coating | 816 Barbous Cut Blvd | La Porte | TX | 77571 | Harris | CN600587430 | RN100914688 | Installed a paint booth for use in controlling VOC's from the painting process. | A positive use determination of 100% for the paint booth. | 2007-05-04 | 1366000 | 100
10669 | T1 | Dragon Products Ltd | Silsbee Metal Fabric& Coating | FM 92 N @ Willard Lk Rd | Silsbee | TX | 77656 | Hardin | CN600587430 | RN104617154 | Installed a paint booth for use in controlling VOC's from the painting process. | A positive use determination of 100% for the paint booth. | 2007-05-04 | 3115900 | 100
10670 | T1 | Western Refining Company | Western Refining Company El Paso | 6500 Trowbridge Dr | El Paso | TX | 79905 | El Paso | CN601510191 | RN100213016 | CPS F101 Tie to Flare System. Alky F801, F802, F803, Tie to Flare System. Flare Study/Recovery System. Flare Study/Flare Gas Recovery Unit (Southside). | A positive use determination of 100% for the flare system project. | 2007-06-22 | 500000 | 100
10671 | T1 | Asarco Incorporated | El Paso Copper | Paisano @ Executive Dr | El Paso | TX | 79902 | El Paso | CN600127591 | RN100219021 | Encapsulated plant waste in landfill in order to reduce land, air and water pollution. Paving of traffic areas in the plant and cover for the landfill described above. Paving provides for better particulate control and assists in encapsulating the waste in the landfill. | A positive use determination of 100% for the plant landfill and the environmental paving. | 2007-05-04 | 3700000 | 100
10672 | T1 | Western Refining Company | Western Refining Company El Paso | 6500 Trowbridge Dr | El Paso | TX | 79905 | El Paso | CN601510191 | RN100213016 | Repaired basin to provide proper containment of caustic material. | A positive use determination for 100% of the basin repair project. | 2007-05-07 | 105000 | 100
10673 | T1 | Western Refining Company | Western Refining Company El Paso | 6500 Trowbridge Dr | El Paso | TX | 79905 | El Paso | CN601510191 | RN100213016 | Repairs to tanks: 4050,211,120,4116,4117,519,512,103,& 508. Replacement of tank 102. | Returned for failure to respond to a deficiency letter. | 2007-08-29 | 5098000 | 100
10674 | T1 | Western Refining Company | Western Refining Company El Paso | 6500 Trowbridge Dr | El Paso | TX | 79905 | El Paso | CN601510191 | RN100213016 | H2S Continuous Emissions Monitoring Systems. | A positive use determination for 100% of the H2S continuous emissions monitoring system. | 2007-05-07 | 44385 | 100
10675 | T1 | Western Refining Company | Western Refining Company El Paso | 6500 Trowbridge Dr | El Paso | TX | 79905 | El Paso | CN601510191 | RN100213016 | Installation of H2S/LEL Monitoring System in refinery sewer system. | A positive use determination for 100% of the H2S/LEL monitoring system. | 2007-05-07 | 200000 | 100
10676 | T1 | Circle K Stores Inc | Circle K Stores | 11101 Montwood | El Paso | TX |  | El Paso | CN600134456 | RN101695807 | Installed double-walled underground storage tanks. | A positive use determination for 50% of the double-walled underground storage tanks. | 2007-05-07 | 1560000 | 100
10677 | T1 | Circle K Stores Inc | Circle K Stores | 1095 Hunter Dr | El Paso | TX |  | El Paso | CN600134456 | RN101695732 | Installed double-walled underground storage tanks. | A positive use determination for 50% of the double-walled underground storage tanks. | 2007-05-07 | 1560000 | 100
10678 | T1 | Circle K Stores Inc | Circle K Stores | 6095 Montana Ave | El Paso | TX |  | El Paso | CN600134456 | RN102706314 | Installed double-walled underground storage tanks. | A positive use determination for 50% of the double-walled underground storage tanks. | 2007-05-07 | 1560000 | 100
10679 | T1 | Circle K Stores Inc | Circle K Stores | 4501 Woodrow Bean & Trans | El Paso | TX |  | El Paso | CN600134456 | RN102767134 | Installed double-walled underground storage tanks. | A positive use determination for 50% of the double-walled underground storage tanks. | 2007-05-07 | 1560000 | 100
10680 | T1 | Circle K Stores Inc | Circle K Stores | 5040 E Paisano Dr | El Paso | TX |  | El Paso | CN600134456 | Insufficient Information | Installed double-walled underground storage tanks. | A positive use determination for 50% of the double-walled underground storage tanks. | 2007-05-07 | 1560000 | 100
10681 | T1 | Circle K Stores Inc | Circle K Stores | 6996 Escondido Dr | El Paso | TX |  | El Paso | CN600134456 | Insufficient Information | Installed double-walled underground storage tanks. | A positive use determination for 50% of the double-walled underground storage tanks. | 2007-05-07 | 1560000 | 100
10682 | T1 | Circle K Stores Inc | Circle K Stores | 11096-11098 Pebble Hills | El Paso | TX |  | El Paso | CN600134456 | RN101695740 | Installed double-walled underground storage tanks. | A positive use determination for 50% of the double-walled underground storage tanks. | 2007-05-07 | 1560000 | 100
10683 | T1 | Circle K Stores Inc | Circle K Stores | 3101 McCrae Blvd | El Paso | TX |  | El Paso | CN600134456 | Insufficient Information | Installed double-walled underground storage tanks. | A positive use determination for 50% of the double-walled underground storage tanks. | 2007-05-07 | 1560000 | 100
10684 | T1 | Circle K Stores Inc | Circle K Stores | George Dieter Drive | El Paso | TX |  | El Paso | CN600134456 | RN101856029 | Installed double-walled underground storage tanks. | A positive use determination for 50% of the double-walled underground storage tanks. | 2007-05-07 | 1560000 | 100
10685 | T1 | Circle K Stores Inc | Circle K Stores | 10616 Mc Combs St | El Paso | TX |  | El Paso | CN600134456 | RN101962066 | Installed double-walled underground storage tanks. | A positive use determination for 50% of the double-walled underground storage tanks. | 2007-05-07 | 1560000 | 100
10686 | T1 | Circle K Stores Inc | Circle K Stores | 6398 Doniphan Dr | El Paso | TX |  | El Paso | CN600134456 | RN101695799 | Installed double-walled underground storage tanks. | A positive use determination for 50% of the double-walled underground storage tanks. | 2007-05-07 | 1560000 | 100
10687 | T1 | Circle K Stores Inc | Circle K Stores | 3910 Dyer St | El Paso | TX |  | El Paso | CN600134456 | RN104308127 | Installed double-walled underground storage tanks. | A positive use determination for 50% of the double-walled underground storage tanks. | 2007-05-07 | 1560000 | 100
10688 | T1 | Circle K Stores Inc | Circle K Stores | 3910 Dyer St | El Paso | TX |  | El Paso | CN600134456 | RN104308127 | Installed double-walled underground storage tanks. | A positive use determination for 50% of the double-walled underground storage tanks. | 2007-05-07 | 1560000 | 100
10689 | T1 | Circle K Stores Inc | Circle K Stores | 1400 W Yandell Dr | El Paso | TX |  | El Paso | CN600134456 | RN102523388 | Installed double-walled underground storage tanks. | A positive use determination for 50% of the double-walled underground storage tanks. | 2007-05-07 | 1560000 | 100
10690 | T1 | Circle K Stores Inc | Circle K Stores | 10001 Rushing Rd | El Paso | TX |  | El Paso | CN600134456 | RN101695351 | Installed double-walled underground storage tanks. | A positive use determination for 50% of the double-walled underground storage tanks. | 2007-05-07 | 1560000 | 100
10691 | T1 | Circle K Stores Inc | Circle K Stores | 6200 N Mesa St | El Paso | TX |  | El Paso | CN600134456 | RN101695294 | Installed double-walled underground storage tanks. | A positive use determination for 50% of the double-walled underground storage tanks. | 2007-05-07 | 1560000 | 100
10692 | T1 | Circle K Stores Inc | Circle K Stores | 10100 Montana Ave | El Paso | TX |  | El Paso | CN600134456 | RN101695260 | Installed double-walled underground storage tanks. | A positive use determination for 50% of the double-walled underground storage tanks. | 2007-05-07 | 1560000 | 100
10693 | T1 | Circle K Stores Inc | Circle K Stores | 6148 Gateway Blvd | El Paso | TX |  | El Paso | CN600134456 | RN101695609 | Installed double-walled underground storage tanks. | A positive use determination for 50% of the double-walled underground storage tanks. | 2007-05-07 | 1560000 | 100
10694 | T1 | Circle K Stores Inc | Circle K Stores | 2200 Mesa | El Paso | TX |  | El Paso | CN600134456 | RN100712793 | Installed double-walled underground storage tanks. | A positive use determination for 50% of the double-walled underground storage tanks. | 2007-05-07 | 1560000 | 100
10695 | T1 | Circle K Stores Inc | Circle K Stores | 1400 W Yandell Dr | El Paso | TX |  | El Paso | CN600134456 | RN102523388 | Installed double-walled underground storage tanks. | A positive use determination for 50% of the double-walled underground storage tanks. | 2007-05-07 | 1560000 | 100
10696 | T1 | Circle K Stores Inc | Circle K Stores | 3377 Lee Trevino Dr | El Paso | TX |  | El Paso | CN600134456 | RN100823053 | Installed double-walled underground storage tanks. | A positive use determination for 50% of the double-walled underground storage tanks. | 2007-05-07 | 1560000 | 100
10697 | T1 | Circle K Stores Inc | Circle K Stores | 1073 Country Club Rd | El Paso | TX |  | El Paso | CN600134456 | RN101695401 | Installed double-walled underground storage tanks. | A positive use determination for 50% of the double-walled underground storage tanks. | 2007-05-07 | 1560000 | 100
10698 | T1 | Circle K Stores Inc | Circle K Stores | 7100 N Loop Dr | El Paso | TX |  | El Paso | CN600134456 | RN101695773 | Installed double-walled underground storage tanks. | A positive use determination for 50% of the double-walled underground storage tanks. | 2007-05-07 | 1560000 | 100
10699 | T1 | Circle K Stores Inc | Circle K Stores | 4101 N Piedras St | El Paso | TX |  | El Paso | CN600134456 | RN102918299 | Installed double-walled underground storage tanks. | A positive use determination for 50% of the double-walled underground storage tanks. | 2007-05-07 | 1560000 | 100
10700 | T1 | Circle K Stores Inc | Circle K Stores | 1798 George Dieter Dr | El Paso | TX |  | El Paso | CN600134456 | RN102777521 | Installed double-walled underground storage tanks. | A positive use determination for 50% of the double-walled underground storage tanks. | 2007-05-07 | 1560000 | 100
10701 | T1 | Circle K Stores Inc | Circle K Stores | 680 E Resler | El Paso | TX |  | El Paso | CN600134456 | RN101695112 | Installed double-walled underground storage tanks. | A positive use determination for 50% of the double-walled underground storage tanks. | 2007-05-07 | 1560000 | 100
10702 | T1 | Circle K Stores Inc | Circle K Stores | 5198 Doniphan Dr | El Paso | TX |  | El Paso | CN600134456 | RN101695112 | Installed double-walled underground storage tanks. | A positive use determination for 50% of the double-walled underground storage tanks. | 2007-05-07 | 1560000 | 100
10703 | T1 | Circle K Stores Inc | Circle K Stores | 601 Main St | El Paso | TX |  | El Paso | CN600134456 | RN101694941 | Installed double-walled underground storage tanks. | A positive use determination for 50% of the double-walled underground storage tanks. | 2007-05-07 | 1560000 | 100
10704 | T1 | Circle K Stores Inc | Circle K Stores | 1073 Country Club Rd | El Paso | TX |  | El Paso | CN600134456 | RN101695401 | Installed double-walled underground storage tanks. | A positive use determination for 50% of the double-walled underground storage tanks. | 2007-05-07 | 1560000 | 100
10705 | T1 | Circle K Stores Inc | Circle K Stores | 10744 Vista Del Sol Dr | El Paso | TX |  | El Paso | CN600134456 | RN101695716 | Installed double-walled underground storage tanks. | A positive use determination for 50% of the double-walled underground storage tanks. | 2007-05-07 | 1560000 | 100
10706 | T1 | Circle K Stores Inc | Circle K Stores | 1500 George Dieter Dr | El Paso | TX |  | El Paso | CN600134456 | RN102777497 | Installed double-walled underground storage tanks. | A positive use determination for 50% of the double-walled underground storage tanks. | 2007-05-07 | 1560000 | 100
10707 | T1 | Circle K Stores Inc | Circle K Stores | 1570 Zaragosa | El Paso | TX |  | El Paso | CN600134456 | RN102774148 | Installed double-walled underground storage tanks. | A positive use determination for 50% of the double-walled underground storage tanks. | 2007-05-07 | 1560000 | 100
10708 | T1 | Circle K Stores Inc | Circle K Stores | 1471 N Zaragosa Rd | El Paso | TX |  | El Paso | CN600134456 | RN101695187 | Installed double-walled underground storage tanks. | A positive use determination for 50% of the double-walled underground storage tanks. | 2007-05-07 | 1560000 | 100
10709 | T1 | Circle K Stores Inc | Circle K Stores | 11701 Montwood Dr | El Paso | TX |  | El Paso | CN600134456 | RN101695062 | Installed double-walled underground storage tanks. | A positive use determination for 50% of the double-walled underground storage tanks. | 2007-05-07 | 1560000 | 100
10710 | T1 | Circle K Stores Inc | Circle K Stores | 1520 Lee Trevino Dr | El Paso | TX |  | El Paso | CN600134456 | RN102769049 | Installed double-walled underground storage tanks. | A positive use determination for 50% of the double-walled underground storage tanks. | 2007-05-07 | 1560000 | 100
10711 | T1 | Circle K Stores Inc | Circle K Stores | 650 N Ressler Dr | El Paso | TX |  | El Paso | CN600134456 | Insufficient Information | Installed double-walled underground storage tanks. | A positive use determination for 50% of the double-walled underground storage tanks. | 2007-05-07 | 1560000 | 100
10712 | T1 | Circle K Stores Inc | Circle K Stores | 8726 Montana Ave | El Paso | TX |  | El Paso | CN600134456 | RN102777505 | Installed double-walled underground storage tanks. | A positive use determination for 50% of the double-walled underground storage tanks. | 2007-05-07 | 1560000 | 100
10713 | T1 | Circle K Stores Inc | Circle K Stores | 7300 N Mesa St | El Paso | TX |  | El Paso | CN600134456 | RN102777513 | Installed double-walled underground storage tanks. | A positive use determination for 50% of the double-walled underground storage tanks. | 2007-05-07 | 1560000 | 100
10714 | T1 | Circle K Stores Inc | Circle K Stores | 10770 Dyer St | El Paso | TX |  | El Paso | CN600134456 | RN102916640 | Installed double-walled underground storage tanks. | A positive use determination for 50% of the double-walled underground storage tanks. | 2007-05-07 | 1560000 | 100
10715 | T1 | Circle K Stores Inc | Circle K Stores | 10567 Rushing St | El Paso | TX |  | El Paso | CN600134456 | RN101695658 | Installed double-walled underground storage tanks. | A positive use determination for 50% of the double-walled underground storage tanks. | 2007-05-07 | 1560000 | 100
10716 | T1 | Circle K Stores Inc | Circle K Stores | 7595 N Loop Dr | El Paso | TX |  | El Paso | CN600134456 | RN101695815 | Installed double-walled underground storage tanks. | A positive use determination for 50% of the double-walled underground storage tanks. | 2007-05-07 | 1560000 | 100
10717 | T1 | Circle K Stores Inc | Circle K Stores | 6398 Doniphan Dr | El Paso | TX |  | El Paso | CN600134456 | RN101695799 | Installed double-walled underground storage tanks. | A positive use determination for 50% of the double-walled underground storage tanks. | 2007-05-07 | 1560000 | 100
10718 | T1 | Circle K Stores Inc | Circle K Stores | 11390 Montwood Dr | El Paso | TX |  | El Paso | CN600134456 | RN101760221 | Installed double-walled underground storage tanks. | A positive use determination for 50% of the double-walled underground storage tanks. | 2007-05-07 | 1560000 | 100
10719 | T1 | Circle K Stores Inc | Circle K Stores | 1320 George Dieter Dr | El Paso | TX |  | El Paso | CN600134456 | RN101856029 | Installed double-walled underground storage tanks. | A positive use determination for 50% of the double-walled underground storage tanks. | 2007-05-07 | 1560000 | 100
10720 | T1 | Circle K Stores Inc | Circle K Stores | 1400 Lee Trevino | El Paso | TX |  | El Paso | CN600134456 | RN101756856 | Installed double-walled underground storage tanks. | A positive use determination for 50% of the double-walled underground storage tanks. | 2007-05-07 | 1560000 | 100
10721 | T1 | Circle K Stores Inc | Circle K Stores | 7800 Gateway Blvd | El Paso | TX |  | El Paso | CN600134456 | RN101695237 | Installed double-walled underground storage tanks. | A positive use determination for 50% of the double-walled underground storage tanks. | 2007-05-07 | 1560000 | 100
10722 | T1 | Circle K Stores Inc | Circle K Stores | 5665 Desert Blvd S | El Paso | TX |  | El Paso | CN600134456 | RN101844801 | Installed double-walled underground storage tanks. | A positive use determination for 50% of the double-walled underground storage tanks. | 2007-05-07 | 1560000 | 100
10723 | T1 | Circle K Stores Inc | Circle K Stores | 700 Americas Ave N | El Paso | TX |  | El Paso | CN600134456 | RN101876506 | Installed double-walled underground storage tanks. | A positive use determination for 50% of the double-walled underground storage tanks. | 2007-05-07 | 1560000 | 100
10724 | T1 | Circle K Stores Inc | Circle K Stores | 1600 Zaragoza Rd | El Paso | TX |  | El Paso | CN600134456 | RN101695591 | Installed double-walled underground storage tanks. | A positive use determination for 50% of the double-walled underground storage tanks. | 2007-05-07 | 1560000 | 100
10725 | T1 | Circle K Stores Inc | Circle K Stores | 8855 N Loop Dr | El Paso | TX |  | El Paso | CN600134456 | RN101694958 | Installed double-walled underground storage tanks. | A positive use determination for 50% of the double-walled underground storage tanks. | 2007-05-07 | 1560000 | 100
10726 | T1 | Circle K Stores Inc | Circle K Stores | 9497 Dryer | El Paso | TX |  | El Paso | CN600134456 | Insufficient Information | Installed double-walled underground storage tanks. | A positive use determination for 50% of the double-walled underground storage tanks. | 2007-05-07 | 1560000 | 100
10727 | T1 | Circle K Stores Inc | Circle K Stores | 9497 Dryer (Rear) | El Paso | TX |  | El Paso | CN600134456 | Insufficient Information | Installed double-walled underground storage tanks. | A positive use determination for 50% of the double-walled underground storage tanks. | 2007-05-07 | 1560000 | 100
10728 | T1 | Tejas Aggregates | Tejas Aggregates | 14411 Hwy 90 E | Manor | TX |  | Travis | CN602973547 | RN100519354 | Dust Collection System for concrete batching operations. | A positive use determination for 100% of the dust collection system at a concrete batch plant. | 2007-05-07 | 65000 | 100
10729 | T1 | Lauren Concrete LP | Lauren Concrete North 4 | 2001 Picadilly Dr | Round Rock | TX | 76664 | Travis | Insufficient Information | insufficient Information | Dust Collection System for concrete batching operations. | A positive use determination for 100% of the dust collection system at a concrete batch plant. | 2007-05-07 | 65000 | 100
10730 | T1 | Buc-ee's Ltd | Buc-ee's #23 | 1702 League City Pkwy | League City | TX | 77573 | Galveston | CN600777452 | RN105073829 | Stage II Vapor Recovery. Compactor. Compactor Fence. Spill Containers. Automatic Shut-Off Valves. Overfill Alarms. Vent Restriction Devices. Under Dispenser Sumps. Automatic Line Leak Detectors. Automatic Tank Gauging. Under Pump Check Valve. Tight Fill Fittings. Tightness Testing Equipment. | A positive use determination for 100% of the property items listed above. | 2007-05-09 | 28002 | 100
10731 | T1 | Buc-ee's Ltd | Buc-ee's #12 | 2318 W Main | Port Lavaca | TX | 77979 | Calhoun | CN600777452 | RN102822368 | Compactor; Spill Containers; Automatic Shut-Off Valves; Overfill Alarms; Vent Restriction Devices; Under Dispenser Sumps; Automatic Line Leak Detectors; Automatic Tank Gauging; Under Pump Check Valve; Tight Fill Fittings. | A positive use determination for 100% of the property items listed above. | 2007-05-09 | 18125.95 | 100
10732 | T1 | Buc-ee's Ltd | Buc-ee's #15 | 114 Hwy 90 A | Gonzales | TX | 78629 | Gonzales | CN600777452 | RN103048880 | Spill Containers; Automatic Shut-Off Valves; Overfill Alarms; Vent Restriction Devices; Under Dispenser Sumps; Automatic Line Leak Detectors; Automatic Tank Gauging; Under Pump Check Valve; Tight Fill Fittings; Tightness Testing Equipment. | A positive use determination for 100% of the property items listed above. | 2007-05-09 | 9937 | 100
10733 | T1 | Buc-ee's Ltd | Buc-ee's #16 | 2375 E Main | Giddings | TX | 78942 | Lee | CN600777452 | RN102381985 | Spill Containers; Automatic Shut-Off Valves; Overfill Alarms; Vent Restriction Devices; Under Dispenser Sumps; Automatic Line Leak Detectors; Automatic Tank Gauging; Under Pump Check Valve; Tight Fill Fittings; Tightness Testing Equipment. | A positive use determination for 100% of the property items listed above. | 2007-05-09 | 202987 | 100
10734 | T1 | Buc-ee's Ltd | Buc-ee's #17 | 10070 W Ih-10 | Luling | TX | 78648 | Caldwell | CN600777452 | RN103047965 | Compactor; Spill Containers; Automatic Shut-Off Valves; Overfill Alarms; Vent Restriction Devices; Under Dispenser Sumps; Automatic Line Leak Detectors; Automatic Tank Gauging; Under Pump Check Valve; Tight Fill Fittings; Tightness Testing Equipment. | A positive use determination for 100% of the property items listed above. | 2007-05-09 | 41632 | 100
10735 | T1 | Buc-ee's Ltd | Buc-ee's #27 | 2403 N Mechanic | El Campo | TX | 77437 | Wharton | CN600777452 | RN104502919 | Compactor; Spill Containers; Automatic Shut-Off Valves; Overfill Alarms; Vent Restriction Devices; Under Dispenser Sumps; Automatic Line Leak Detectors; Automatic Tank Gauging; Under Pump Check Valve; Tight Fill Fittings; Tightness Testing Equipment. | A positive use determination for 100% of the property items listed above. | 2007-05-09 | 34875 | 100
10736 | T1 | Buc-ee's Ltd | Buc-ee's #24 | 505 E Main St | Eagle Lake | TX | 77434 | Colorado | CN600777452 | RN103020046 | Spill Containers; Automatic Shut-Off Valves; Overfill Alarms; Vent Restriction Devices; Under Dispenser Sumps; Automatic Line Leak Detectors; Automatic Tank Gauging; Under Pump Check Valve; Tight Fill Fittings; Tightness Testing Equipment. | A positive use determination for 100% of the property items listed above. | 2007-05-09 | 18278 | 100
10737 | T1 | Buc-ee's Ltd | Buc-ee's #1 | 849 Oyster Creek Dr | Lake Jackson | TX | 77566 | Brazoria | CN600777452 | RN102038601 | Stage II Vapor Recovery; Compactor; Automatic Shut-Off Valves; Sacrificial Anodes; Dielectric Coatings; Overfill Alarms; Vent Restriction Devices; Under Dispenser Sumps; Automatic Line Leak Detectors; Automatic Tank Gauging; Under Pump Check Valve; Tight Fill Fittings. | A positive use determination for 100% of the property items listed above. | 2007-05-09 | 13278 | 100
10738 | T1 | Buc-ee's Ltd | Buc-ee's #2 | 101 N Hwy 2004 | Lake Jackson | TX | 77566 | Brazoria | CN600777452 | RN102044187 | Stage II Vapor Recovery; Compactor; Automatic Shut-Off Valves; Vent Restriction Devices; Automatic Tank Gauging; Under Pump Check Valve; Tight Fill Fittings; Sacrificial Anodes; Dielectric Coatings. | A positive use determination for 100% of the property items listed above. | 2007-05-09 | 12699 | 100
10739 | T1 | Buc-ee's Ltd | Buc-ee's #3 | 800 N Hwy 36 | Brazoria | TX | 77422 | Brazoria | CN600777452 | RN102042876 | Stage II Vapor Recovery; Automatic Shut-Off Valves; Vent Restriction Devices; Automatic Tank Gauging; Under Pump Check Valve; Tight Fill Fittings; Overfill Alarms; Under Dispenser Sumps; Automatic Line Leak Detectors. | A positive use determination for 100% of the property items listed above. | 2007-05-09 | 11440.17 | 100
10740 | T1 | Buc-ee's Ltd | Buc-ee's #4 | 302 This Way | Lake Jackson | TX | 77566 | Brazoria | CN604440024 | RN101433118 | Stage II Vapor Recovery; Automatic Shut-Off Valves; Vent Restriction Devices; Automatic Tank Gauging; Under Pump Check Valve; Tight Fill Fittings; Overfill Alarms; Under Dispenser Sumps; Automatic Line Leak Detectors; Isolation Fittings; Sacrificial Anodes; Dielectric Coatings. | A positive use determination for 100% of the property items listed above. | 2007-05-09 | 5437 | 100
10741 | T1 | Buc-ee's Ltd | Buc-ee's #5 | 1101 South Brooks | Brazoria | TX | 77422 | Brazoria | CN600777452 | RN102045218 | Stage II Vapor Recovery; Automatic Shut-Off Valves; Vent Restriction Devices; Automatic Tank Gauging; Under Pump Check Valve; Tight Fill Fittings; Overfill Alarms; Under Dispenser Sumps; Automatic Line Leak Detectors; Isolation Fittings; Sacrificial Anodes; Dielectric Coatings. | A positive use determination for 100% of the property items listed above. | 2007-05-09 | 6772 | 100
10742 | T1 | Buc-ee's Ltd | Buc-ee's #6 | 105 East Brazos | West Columbia | TX | 77486 | Brazoria | CN604458018 | RN102047065 | Compactor; Spill Containers; Stage II Vapor Recovery; Automatic Shut-Off Valves; Vent Restriction Devices; Automatic Tank Gauging; Under Pump Check Valve; Tight Fill Fittings; Overfill Alarms; Under Dispenser Sumps; Automatic Line Leak Detectors. | A positive use determination for 100% of the property items listed above. | 2007-05-09 | 16796 | 100
10743 | T1 | Buc-ee's Ltd | Buc-ee's #7 | 4231 East Hwy 332 | Freeport | TX | 77541 | Brazoria | CN600777452 | RN102046307 | Compactor; Spill Containers; Stage II Vapor Recovery; Automatic Shut-Off Valves; Vent Restriction Devices; Automatic Tank Gauging; Under Pump Check Valve; Tight Fill Fittings; Overfill Alarms; Under Dispenser Sumps; Automatic Line Leak Detectors. | A positive use determination for 100% of the property items listed above. | 2007-05-09 | 12416 | 100
10744 | T1 | Buc-ee's Ltd | Buc-ee's #8 | 1002 Brazosport Blvd | Freeport | TX | 77541 | Brazoria | CN600777452 | RN102040060 | Spill Containers; Stage II Vapor Recovery; Automatic Shut-Off Valves; Vent Restriction Devices; Automatic Tank Gauging; Under Pump Check Valve; Tight Fill Fittings; Overfill Alarms; Under Dispenser Sumps; Automatic Line Leak Detectors. | A positive use determination for 100% of the property items listed above. | 2007-05-09 | 12910 | 100
10745 | T1 | Buc-ee's Ltd | Buc-ee's #13 | 2299 E Mulberry | Angleton | TX | 77515 | Brazoria | CN600777452 | RN102823226 | Spill Containers; Stage II Vapor Recovery; Automatic Shut-Off Valves; Vent Restriction Devices; Automatic Tank Gauging; Under Pump Check Valve; Tight Fill Fittings; Overfill Alarms; Under Dispenser Sumps; Automatic Line Leak Detectors. | A positive use determination for 100% of the property items listed above. | 2007-05-09 | 14789 | 100
10746 | T1 | Buc-ee's Ltd | Buc-ee's #14 | 780 Hwy 35 N | Alvin | TX | 77511 | Brazoria | CN600777452 | RN102494184 | Spill Containers; Stage II Vapor Recovery; Automatic Shut-Off Valves; Vent Restriction Devices; Automatic Tank Gauging; Under Pump Check Valve; Tight Fill Fittings; Overfill Alarms; Under Dispenser Sumps; Automatic Line Leak Detectors; Tightness Testing Equipment. | A positive use determination for 100% of the property items listed above. | 2007-05-09 | 20614 | 100
10747 | T1 | Buc-ee's Ltd | Buc-ee's #14 | 780 Hwy 35 N | Alvin | TX | 77511 | Brazoria | CN600777452 | RN102494184 | Spill Containers; Stage II Vapor Recovery; Automatic Shut-Off Valves; Vent Restriction Devices; Automatic Tank Gauging; Under Pump Check Valve; Tight Fill Fittings; Overfill Alarms; Under Dispenser Sumps; Automatic Line Leak Detectors; Tightness Testing Equipment. | A positive use determination for 100% of the property items listed above. | 2007-05-09 | 20387 | 100
10748 | T1 | Buc-ee's Ltd | Buc-ee's #21 | 931 Loop 274 | Angleton | TX | 77515 | Brazoria | CN600777452 | RN103020103 | Spill Containers; Stage II Vapor Recovery; Automatic Shut-Off Valves; Vent Restriction Devices; Automatic Tank Gauging; Under Pump Check Valve; Tight Fill Fittings; Overfill Alarms; Under Dispenser Sumps; Automatic Line Leak Detectors; Tightness Testing Equipment. | A positive use determination for 100% of the property items listed above. | 2007-05-09 | 24584 | 100
10749 | T1 | Buc-ee's Ltd | Buc-ee's #25 | 2304 West Mulberry | Angleton | TX | 77515 | Brazoria | CN600777452 | RN104378120 | Compactor; Spill Containers; Stage II Vapor Recovery; Automatic Shut-Off Valves; Vent Restriction Devices; Automatic Tank Gauging; Under Pump Check Valve; Tight Fill Fittings; Overfill Alarms; Under Dispenser Sumps; Automatic Line Leak Detectors; Tightness Testing Equipment. | A positive use determination for 100% of the property items listed above. | 2007-05-09 | 29664 | 100
10750 | T1 | Buc-ee's Ltd | Buc-ee's #29 | 598 East Hwy 332 | Lake Jackson | TX | 77566 | Brazoria | CN600777452 | RN104927322 | Compactor; Stage II Vapor Recovery; Automatic Shut-Off Valves; Vent Restriction Devices; Automatic Tank Gauging; Under Pump Check Valve; Tight Fill Fittings; Overfill Alarms; Under Dispenser Sumps; Automatic Line Leak Detectors; Tightness Testing Equipment. | A positive use determination for 100% of the property items listed above. | 2007-05-09 | 24203 | 100
10751 | T1 | Buc-ee's Ltd | Mr B's | 2001 N Hwy 36 | Brazoria | TX | 77422 | Brazoria | CN600777452 | Insufficient Information | Stage II Vapor Recovery; Automatic Shut-Off Valves; Vent Restriction Devices; Automatic Tank Gauging; Under Pump Check Valve; Tight Fill Fittings; Overfill Alarms; Under Dispenser Sumps; Automatic Line Leak Detectors; Tightness Testing Equipment. | A positive use determination for 100% of the property items listed above. | 2007-05-09 | 6910 | 100
10752 | T1 | Phelps Dodge Refining Corporation | Phelps Dodge - El Paso Refinery | 6999 N Loop Rd | El Paso | TX | 79998 | El Paso | CN600132179 | RN100226000 | Storm Water Collection System Addition. | A positive use determination for 100% of the storm water collection addition. | 2007-05-22 | 238153 | 100
10753 | T1 | Phelps Dodge Refining Corporation | Phelps Dodge - El Paso Refinery | 6999 N Loop Rd | El Paso | TX | 79998 | El Paso | CN600132179 | RN100226000 | Street Sweepers. | A positive use determination for 100% of the street sweeper. | 2007-05-22 | 140790 | 100
10754 | T1 | Western Refining Company | Western Refining Company El Paso | 6500 Trowbridge Dr | El Paso | TX | 79905 | El Paso | CN601510191 | RN100213016 | Installed geodesic dome roofs for tanks T-4121 & T-4122. | Returned for failure to respond to a deficiency letter. | 2007-08-29 | 440000 | 100
10755 | T1 | Dairy Farmers Of America Inc | Dairy Farmers Of America | 801 James Ave | Schulenburg | TX | 78956 | Fayette | CN603841750 | RN102328390 | Installed a new cooling tower and a replacement heat exchanger. | Returned for failure to respond to a deficiency letter. | 2007-08-29 | 279880 | 100
10756 | T1 | Halliburton Energy Services | Halliburton North Belt Hs&E | 3000 N Sam Houston Pkwy E | Houston | TX | 77032 | Harris | CN601551203 | RN101201093 | 1. Building for environmental cleanup. 2. Pavement of roadway. 3. High Temperature/High Pressure test System. 4. Two Micromotion Flow Meters. 5. Cart for used oil transport. 6. Lithium Battery Lab & Storage. 7. Reline two water storage tanks in Building F. 8. Cabinets and Lab Benches with Fume Capture. 9. Vent Hoods for MTL with Fume Capture. 10. Building DD Radiation Containment. 11. Trash Compactors for Bldg. D. 12. Fire Protection Building. | Re-issued Use Determination: A positive use determination for 100% of the environmental cleanup building, roadway paving, high temp/high pressure test system, micromotion flow meters, cart, water storage tank reline, cabinets & lab benches fume control, Vent hood for MTL, trash compactors, the lithium battery storage area, and the building DD radiation containment. A negative determination for the fire protection building. | 2007-07-17 | 4330491 | 100
10757 | T1 | Halliburton Energy Services | Halliburton Alvarado | 8432 S Ih 35 W | Alvarado | TX | 76009 | Johnson | CN601551203 | RN104778808 | 1. North Entrance Concrete Road. 2. Torit Dust Collector. 3. Arrow Laser Dust Collection System. 4. Concrete Parking & Paving in Test Area Bldg. 572. 5. Truck Wash with Water Recycling System. 6. Vapor Degreaser. 7. Emergency Power Generator. 8. Torit Dust Collector Upgrade. 9. Tritium Gas Fill Room & Station. 10. Waste Lagoon Aerator. 11. Auto Leak Detector for fugitive emissions. 12. Gray Water Pond. 13.Airborne Particle Counter. 14. Wash Facility 119-8 for tritium containment. | A positive use determination for 100% of property items | 2007-06-13 | 689410 | 100
10758 | T1 | Frito-Lay Inc | Frito-Lay Inc | 948 Ave H | Arlington | TX | 76011 | Tarrant | CN603940792 | RN100706324 | Two dust collectors and a waste water recycle system flow meter. | A positive use determination for 100% of the two dust collectors and flow meter for waste water recycle system. | 2007-06-07 | 56649 | 100
10759 | T1 | Praxair Inc | Praxair Texas City Hydrogen #4 | 1720 Grant Ave #16 | Texas City | TX | 77590 | Galveston | CN600130645 | RN102338100 | Hydrogen Unit 4 Projects: Flare. Selective Catalytic Reduction System. Low NOx Burners. | A positive use determination for 100% of the Hydrogen Unit 4 projects: flare, selective catalytic reduction system, and low NOx burners. | 2007-05-22 | 6524849 | 100
10760 | T1 | Chevron Phillips Chemical Co LP | Chevron Phillips Sweeney | Hwy 335 & FM 524 | Old Ocean | TX | 77463 | Brazoria | CN600303614 | RN100825249 | Unit 10 Sump Vapor Control: two 2000 pound carbon canisters on the Unit 10 Oily Water Sump. | A positive use determination for 100% of the Unit 10 Sump Vapor Control project. | 2007-05-22 | 177220 | 100
10761 | T1 | Dixie Chemical Company Inc | Dixie Chemical Pasadena | 10701 Bay Area Blvd | Pasadena | TX | 77507 | Harris | CN600129670 | RN100218486 | Flare mass flow meter. | A positive use determination for 100% of the flare mass flow meter. | 2007-05-22 | 25641.18 | 100
10762 | T1 | Mestena Uranium Dba Leoncito Ltd | Leoncito Ltd Alta Mesa Project |  | Encino | TX |  | Brooks | CN601237654 | RN102360039 | Wastewater Treatment Plant, Disposal Well, and Monitoring Wells. | A positive use determination for 100% of the wastewater treatment plant, disposal well, and monitoring wells. | 2007-05-22 | 2874360 | 100
10763 | T1 | Watson And Chalin Manufacturing Inc | Watson & Chalin University Plant | 6020 Couch | McKinney | TX | 75069 | Collin | CN602901365 | None Assigned | Baghouse System for plasma cutting tables. | A positive use determination for 100% of the baghouse system for the plasma cutting tables. | 2007-07-03 | 86789 | 100
10764 | T1 | Watson And Chalin Manufacturing Inc | Watson & Chalin University Plant | 6020 Couch | McKinney | TX | 75069 | Collin | CN602901365 | None Assigned | Weld Smoke Removal System and a Paint Booth vented to an Incinerator. | A positive use determination for 100% of the weld smoke removal system and the paint booth with incinerator. | 2007-07-03 | 341874 | 100
10765 | T1 | Watlin Group LP | Watson & Chalin Manufacturing | 725 E University Dr | McKinney | TX | 75069 | Collin | CN602901365 | RN104716055 | Constructed a stormwater containment facility. | Returned for failure to respond to a deficiency letter. | 2007-08-29 | 0 | 100
10766 | T1 | Lucite International | Lucite Nederland Hcn Plant | 6350 N Twin City Hwy | Nederland | TX | 77627 | Jefferson | CN601448764 | RN102736089 | Decanter; Flare with detonation arrester; Scrubber System; and Vapor Recovery Equipment. | A positive use determination for 100% of the flare system, scrubber system, and decanter. The vapor recovery equipment is withdrawn. | 2007-08-29 | 1311186 | 100
10767 | T1 | Kimberly-Clark | Kimberly-Clark | 4702 Goldfield | San Antonio | TX | 78218 | Bexar | CN600355556 | RN100645449 | Wastewater and Sewage Treatment Plant. | A positive use determination for 100% of the wastewater and sewage treatment plant. | 2007-05-22 | 427168 | 100
10768 | T1 | Kimberly-Clark | Kimberly-Clark | Loop 286 SW & FM 137 | Paris | TX | 75460 | Lamar | CN600306716 | RN104885033 | Vacuum & Exhaust Duct System venting to a control device. | A positive use determination for 100% of the vacuum and exhaust duct system. | 2007-05-22 | 111727 | 100
10769 | T1 | Lanxess Corporation | Lanxess - Orange Plant | PO Box 2000 | Orange | TX | 77631 | Orange | CN602665556 | RN100825363 | The following: Pressure Washer; Water Conservation System; Asbestos Abatement; Flare Reconstruction; Knockout Tanks (Condensers); Recycling Equipment with Baler; Secondary Containment System; Surface/Effluent Water Upgrade Project; and Vent Line & Emissions Analyzer/Monitoring Project. | A positive use determination for 100% of the water conservation system, asbestos abatement, flare reconstruction, recycling equipment with baler, surface/effluent water upgrade, and vent line emissions project. the pressure washer, knockout tanks, and secondary containment project are withdrawn. | 2007-08-29 | 3420217 | 100
10770 | T1 | Lanxess Corporation | Lanxess - Baytown Plant | 8500 West Bay Rd | Baytown | TX | 77520 | Chambers | CN603578188 | RN100209931 | Demisters on MAN absorber column. Secondary containment: acid proofing of floor in Maleic Anhydride line with external line for acid leaks in chemical storage. | A positive use determination for 100% of the demisters and secondary containment. | 2007-05-22 | 179716 | 100
10771 | T1 | Bayer MaterialScience LLC | Bayer - Baytown | 8500 W Bay Rd | Baytown | TX | 77520 | Chambers | CN603578188 | RN100209931 | See the attached table. | A positive use determination for 100% of the property items on the attached table. | 2007-05-22 | 16322848 | 100
10772 | T1 | Owens Corning | Owens Corning | 8360 Market St | Houston | TX | 77029 | Harris | CN600124838 | RN100225036 | Coater Exhaust Fan; Knock Out Tank Fume Lines to Incinerator; and 110 ft Incinerator Vent Stack. | A positive use determination for 100% of the coater exhaust fan, knock-out tank fume lines, and incinerator stack. | 2007-05-22 | 92101 | 100
10773 | T1 | Owens Corning | Owens Corning | 3700 N I-35 | Waxahachie | TX | 75168 | Ellis | CN603159088 | RN100223585 | The following items: 2 PDAS & Software for visible emissions monitoring; Ductwork for repack system; V2 Heat Fan assembly and Installation; Cullet Handling & Grinding Equipment; V2 Hoodwall Assemblies; Wash Water Supply & Return Equipment; and Cooling Emissions Equipment. | A positive use determination for 100% of the property items listed above. | 2007-05-22 | 1620865 | 100
10774 | T1 | Owens Corning | Owens Corning | 201 N Nursery Rd | Irving | TX | 75061 | Dallas | CN603528050 | RN100225291 | The following: Soot Blowers; Laboratory Fume Hood; and #4 Knockout Tank. | A positive use determination for 100% of the soot blowers, lab fume hood, and #4 knockout tank. | 2007-05-22 | 127359 | 100
10775 | T1 | Johns Manville | Johns Manville Cleburne | 200 W Industrial Blvd | Cleburne | TX | 76031 | Johnson | CN601719065 | RN100213719 | Installed three HVAC 200 HP Exhaust Fans. | Withdrawn by applicant | 2007-06-20 | 1665895 | 100
10776 | T1 | Alcoa Inc | Alcoa Rockdale | 5 M S On FM 1786 | Rockdale | TX | 76567 | Lee | CN605253749 | RN103785846 | Sprinkler System used to control dust on truck paths. Ventilation Fans used to protect workers from lignite dust in the mines. | A positive use determination for 100% of the sprinkler system used to control fugitive dust in vehicular work areas. A negative determination for the ventilation fans on the basis that they serve as worker protection and safety and not as pollution control. | 2007-06-20 | 1662685 | 100
10777 | T1 | Alcoa World Alumina LLC | Alcoa Point Comfort | State Highway 35 | Point Comfort | TX | 77978 | Calhoun | CN601452329 | RN102705381 | Replacement of underground sections of MUD disposal line. Sanitary sewer station in R-15L & R-111. Storm sewer intercept pump. | A positive use determination for 100% of the MUD disposal line replacement, sanitary sewer station, and storm sewer intercept pump. | 2007-05-22 | 534984 | 100
10778 | T1 | Ash Grove Texas LP | Ash Grove Texas LP | 900 Gifco Rd | Midlothian | TX | 76065 | Ellis | CN604252080 | RN100225978 | Enclosed conveyor for Finish Mill. Selective Catalytic Reduction Systems for three Kilns. Closed Loop Water System. | A positive use determination for 100% of the finish mill conveyor enclosure, three SCR systems, and a closed loop water system. | 2007-05-22 | 1349549.34 | 100
10779 | T1 | Transit Mix Concrete & Materials | Transit Mix - Plant 137 | 1250 E Florida | Beaumont | TX | 77705 | Jefferson | CN604424374 | RN102765179 | Expanded the Wash-Out pit and added a wastewater recycle system. | A positive use determination for 100% of the expanded washout pit and wastewater recycle system. | 2007-05-22 | 34268.77 | 100
10780 | T1 | Transit Mix Concrete & Materials | Transit Mix - Plant 1470 | 1245 Loop 286 Sw | Paris | TX |  | Lamar | CN600408009 | RN105434328 | Central Dust Collector for batch plant. | A positive use determination for 100% of the central dust collector | 2007-05-22 | 25000 | 100
10781 | T1 | Transit Mix Concrete & Materials | Transit Mix - Plant 2028 | 20 Th & North Ave | Fort Hood | TX | 76544 | Bell | CN600125157 | RN105348536 | Central Dust Collector for batch plant. | A positive use determination for 100% of the central dust collector | 2007-05-22 | 40550 | 100
10782 | T1 | Transit Mix Concrete & Materials | Transit Mix - Plant 2040 | 3333 Antioch Rd | Atlanta | TX |  | Cass | CN600408009 | RN102267267 | Central Dust Collector for batch plant. | A positive use determination for 100% of the central dust collector | 2007-05-22 | 49806.3 | 100
10783 | T1 | Transit Mix Concrete & Materials | Transit Mix - Plant 267 | 320 Walnut | Gilmer | TX |  | Upshur | CN600408009 | RN102305273 | Central Dust Collector for batch plant. | A positive use determination for 100% of the central dust collector | 2007-05-22 | 46550.87 | 100
10784 | T1 | Transit Mix Concrete & Materials | Transit Mix - Plant 2036 | 605 N Benton | Big Spring | TX |  | Howard | CN600408009 | RN102308731 | Repaired and Installed Central Dust Collector. | A positive use determination for 100% of the central dust collector | 2007-05-22 | 13764.32 | 100
10785 | T1 | Transit Mix Concrete & Materials | Transit Mix - Plant 459 | 15800 Hwy 6 | Iowa Colony | TX |  | Brazoria | CN600408009 | RN103873451 | Installed piping for central dust collector. | A positive use determination for 100% of the piping for a central dust collector. | 2007-05-22 | 9900 | 100
10786 | T1 | Transit Mix Concrete & Materials | Transit Mix - Plant 512 | 202 Holmes Rd | Houston | TX | 77045 | Harris | CN600408009 | RN104322011 | Central Dust Collector for batch plant. | A positive use determination for 100% of the central dust collector | 2007-05-22 | 40934.83 | 100
10787 | T1 | Trinity Industries Inc | Trinity Industries Plant 26 | 2548 NE 28 St | Fort Worth | TX |  | Tarrant | CN603795055 | RN102412434 | Two Central Dust Collectors for batch plant. | A positive use determination for 100% of two central dust collectors. | 2007-05-22 | 140290 | 100
10788 | T1 | Western Cabinets Inc | Western Cabinets Inc | 3444 Morse Dr | Dallas | TX | 75236 | Dallas | CN600311138 | RN104025556 | Installed a Solvent Washer. | Withdrawn by applicant | 2007-07-03 | 11499 | 100
10789 | T1 | Strasburger | Strasburger #404 | 1801 E William Cannon Dr | Austin | TX | 78744 | Travis | Insufficient Information | Insufficient Information | Automatic Tank Gauging: Titan fuel monitor system.. Line Leak Detection: FXIv leak detectors. Two 15,000 gallon Double Walled Tanks. Double Walled Piping. | A positive use determination of 100% for the Titan Fuel Monitoring System and the FXIv Leak Detectors. A positive use determination of 50% for the two double walled tanks and the double walled piping. | 2007-05-16 | 40564.09 | 100
10790 | T1 | Strasburger | Strasburger #412 | 3800 Dry Creek | Austin | TX | 78731 | Travis | CN600134746 | RN102399383 | Automatic Tank Gauging: Titan Tank monitoring system. Cathodic Protection installed to inhibit metal corrosion. | A positive use determination of 100% for the Titan Fuel Monitoring System and the Cathodic Protection System. | 2007-05-16 | 2935.76 | 100
10791 | T1 | Strasburger | Strasburger #460 | 3404 Lockhart Hwy | Austin | TX | 78744 | Travis | CN600134746 | RN102403334 | Automatic Tank Gauging: Titan fuel tank monitor system. | A positive use determination of 100% for the Titan Fuel Monitoring System. | 2007-05-16 | 3139.25 | 100
10792 | T1 | Strasburger | Strasburger #469 | 9704 Giles Rd | Austin | TX | 78754 | Travis | Insufficient Information | Insufficient Information | Automatic Tank Gauging: Titan fuel tank monitor system. Installed a Stormwater Containment System consisting of a 8,960 sq ft retention pond. | A positive use determination of 100% for the Titan Fuel Monitoring System and the Stormwater Containment System. | 2007-05-16 | 70122.75 | 100
10793 | T1 | Strasburger | Strasburger #491 | 9207 Hwy 290 E | Austin | TX | 78723 | Travis | Insufficient Information | Insufficient Information | Automatic Tank Gauging: Titan tank monitor system. Installed two Stormwater Containment Systems (ponds) one is 2,740 sq ft and the other is 1,845 sq ft. Cathodic Protection installed to inhibit corrosion on metal.. Double Walled Tanks. | A positive use determination of 100% for the Titan Fuel Monitoring System, the Cathodic Protection System and the Stormwater Containment System. A positive use determination of 50% for the double walled tanks. | 2007-05-16 | 47353.35 | 100
10794 | T1 | Strasburger | Strasburger #492 | 13641 N Ih 35 | Austin | TX | 78753 | Travis | CN600134746 | RN102401098 | Automatic Tank Gauging. Installed a Stormwater Containment Pond which is 2,170 sq ft.. Sacrificial Anodes (Cathodic Protection) installed in the backfill to give galvanic protection. Double Walled Tanks. | A positive use determination of 100% for the Titan Fuel Monitoring System, the Cathodic Protection System and the Stormwater Containment System. A positive use determination of 50% for the double walled tanks. | 2007-05-16 | 56277.64 | 100
10795 | T1 | Strasburger | Strasburger #605 | 5303 Cameron Rd | Austin | TX | 78723 | Travis | CN600134746 | RN102405990 | Automatic Tank Gauging: Titan fuel tank monitoring system. Spill Containers with drain valves.. | A positive use determination of 100% for the Titan Fuel Monitoring System and the Spill Containers. | 2007-05-16 | 3223.7 | 100
10796 | T1 | Strasburger | Strasburger #631 | 863 Airport Blvd | Austin | TX | 78702 | Travis | CN600240329 | RN102409653 | Automatic Tank Gauging: Titan fuel tank monitoring system. Stage I Vapor Recovery: pressure vent relief valves for underground storage tanks. Line Leak Detection: replaced cables to Red Jacket. Cathodic Protection: used to inhibit corrosion of metal.. | A positive use determination of 100% for the Titan fuel tank monitoring system, the pressure vent relief valves for underground storage tanks, the project to replace cables to Red Jacket and the Cathodic Protection. | 2007-05-16 | 22573.93 | 100
10797 | T1 | Strasburger | Strasburger #639 | 2400 Burleson Rd | Austin | TX | 78741 | Travis | CN602803082 | RN102410321 | Automatic Tank Gauging: Titan fuel tank monitoring system. Cathodic Protection: used to inhibit corrosion of metal.. | A positive use determination of 100% for the Titan fuel tank monitoring system and the Cathodic Protection. | 2007-05-16 | 6549.56 | 100
10798 | T1 | Strasburger | Strasburger #659 | 1001 West Lynn St | Austin | TX | 78703 | Travis | Insufficient Information | Insufficient Information | Automatic Tank Gauging: Titan fuel tank monitoring system. Cathodic Protection: used to inhibit corrosion of metal.. | Returned for failure to respond to a deficiency letter. | 2007-06-21 | Not in database. | 100
10799 | T1 | Strasburger | Strasburger #401 | 2700 S Ih 35 | Belton | TX | 76513 | Bell | CN602803082 | RN102381290 | Automatic Tank Gauging fuel monitoring system. Piping, headers, pumps, hoods ducts, etc used to collect air pollutants, Double Walled Tanks. | A positive use determination of 100% for the Titan fuel tank monitoring system and the Hoods and Collection Systems. | 2007-05-16 | 12429.14 | 100
10800 | T1 | Strasburger | Strasburger #402 | 4110 S 31St | Temple | TX | 76502 | Bell | CN602803082 | RN102410552 | Automatic Tank Gauging: Titan fuel monitoring system. Two 15,000 gallon Double Walled Tanks. Automatic Line Leak Detection. | A positive use determination of 100% for the Titan fuel tank monitoring system and the automatic Line Leak Detection System. A positive use determination of 50% for the two double walled storage tanks. | 2007-05-16 | 12037.04 | 100
10801 | T1 | Strasburger | Strasburger #406 | 9506 W Adams Ave | Temple | TX | 76502 | Bell | CN600134746 | RN102405792 | Automatic Tank Gauging: Titan fuel tank monitoring system. Double Walled Tanks. | A positive use determination of 100% for the Titan fuel tank monitoring system. A positive use determination of 50% for the double walled storage tanks. | 2007-05-16 | 32778.85 | 100
10802 | T1 | Strasburger | Strasburger #408 | 2302 S 57Th St | Temple | TX | 76504 | Bell | Insufficient Information | Insufficient Information | Automatic Tank Gauging: Titan fuel tank monitoring system. Two 15,000 gallon Double Walled Tanks. | A positive use determination of 100% for the Titan fuel tank monitoring system. A positive use determination of 50% for the two 15,000 gallon double walled storage tanks. | 2007-05-16 | 25306 | 100
10803 | T1 | Strasburger | Strasburger #410 | 710 Industrial Blvd | Temple | TX | 76501 | Bell | CN602400699 | RN102366713 | Automatic Tank Gauging. Double Walled Tanks. Overfill Protection. Groundwater and Soil Vapor Monitoring. | A positive use determination of 100% for the Titan fuel tank monitoring system, the Overfill Protection and the Groundwater and Soil Vapor Monitoring. A positive use determination of 50% for the double walled storage tanks. | 2007-05-20 | 39659 | 100
10804 | T1 | Artco-Bell | Artco-Bell Temple Desk Plant | 1302 Industrial | Temple | TX | 76503 | Bell | CN600390330 | RN103039145 | 1. Air handling unit for paint spray booth control device. 2. Surface waste scrap grinder. 3. Vacuum hood on Plating Line #2 venting to control device. 4. Replace/rebuild scrubbers for Plating Line #1. 5. Conveyance of chrome plating wastewater for final treatment. 6. Repair of fume exhaust system for dust collection. | A positive use determination for 100%of the air handling unit for spray booth, surface waste scrap grinder, vacuum hood for Plating Line 2, replace/repair scrubber for Plating Line 1, wastewater conveyance, and fume exhaust system repair. | 2007-06-13 | 299266 | 100
10805 | T1 | Cemex Cement Of Texas LP | Cemex Balcones Cement Plant | 2580 Wald Rd | New Braunfels | TX | 78132 | Comal | CN603403973 | RN102605375 | Installation of Slag Tanks. Gravel Bed Filters. Bypass Air Compressor tiered to Bypass ESP. Mill Dust Trap. | A positive use determination of 100% for the installation of the Slag Tanks, the Gravel Bed Filters, the Bypass Air Compressor, and the Mill Dust Trap. | 2007-05-16 | 1544512 | 100
10806 | T1 | Sachem Inc | Sachem Cleburne Plant | 2311 Pipeline Rd | Cleburne | TX | 76031 | Johnson | CN600383855 | RN100976117 | C12 Scrubber Next Generation Cell - Pilot Plant. Containment Flooring for Metal Building. | A positive use determination of 100% for the C12 Scrubber and the Containment Flooring for Metal Building. | 2007-05-16 | 43953 | 100
10807 | T1 | Sachem Inc | Sachem Austin Plant | 821 W Woodward St | Austin | TX | 78704 | Travis | CN600383855 | RN100676345 | Modification to Amine Scrubber #2. Cover for Trash Container. | A positive use determination of 100% for the modifications to Amine Scrubber #2 and the installation of the Cover for Trash Container. | 2007-05-16 | 75427 | 100
10808 | T1 | Oberthur Gaming Technologies | Oberthur Gaming Technologies | 9999 Westover Hills Blvd | San Antonio | TX | 78251 | Bexar | CN601250889 | RN102414737 | Trash Dumpster. Shredder used to shred wastes. ALAR Ink/Water Separator used to separate ink from water so that water can be reused. Thermal Oxidizer used to destroy VOCs. | A positive use determination of 100% for the Trash Dumpster, the Shredder, the ALAR Ink/Water Separator, and the Thermal Oxidizer. | 2007-05-16 | 1361737 | 100
10809 | T1 | Cemex Cement Of Texas LP | Cemex Odessa Plant | 16501 W Murphy St | Odessa | TX | 79766 | Ector | CN601235385 | RN100213305 | Rebuilt Baghouse. Gravel Bed Hoppers. Gravel Bed Rake Screens. Gravel Bed Filters. Gravel Bed Rakes. Dust Collector Fan. Dust Collector. | A positive use determination of 100% for the project to rebuilt the baghouse, the gravel bed hoppers, the gravel bed rake screens, the gravel bed filters, the gravel bed rakes, the dust collector fan, and the dust collector. | 2007-05-16 | 1198801 | 100
10810 | T1 | Cemex Construction Materials LP | Cemex South Quarry | 16011 Shoqualmine | El Paso | TX |  | El Paso | CN600493605 | RN100815083 | Dust Collection System for South Quarry. | A positive use determination of 100% for the dust collection system constructed for the South Quarry. | 2007-05-16 | 72463 | 100
10811 | T1 | Cemex Construction Materials LP | Cemex - El Paso Asphalt | 1 Mckelligan Canyon | El Paso | TX |  | El Paso | CN600493605 | RN100219435 | Installed a dust collection system. | A positive use determination of 100% for the dust collection system. | 2007-05-16 | 38208 | 100
10812 | T1 | Cemex Cement Of Texas LP | Cemex Balcones Quarry | 2580 Wald Rd | New Braunfels | TX | 78132 | El Paso | CN603403973 | RN102605375 | Purchased Water Trucks. | A positive use determination of 100% for the water trucks. | 2007-05-16 | 44421 | 100
10813 | T1 | Sterling Chemicals Inc | Sterling Texas City | 201 Bay St | Texas City | TX | 77592 | Galveston | CN600126288 | RN100212620 | Replaced the 48III09 Olefin Catch Tank with a higher pressure rated vessel. Acetic TC/TT Overfill Shutdown: installed adjustable high-level detectors and shut off valve at loading rack header. Upgrade Main Steam Flow Transmitters on 15H1-1: upgrade 4 main steam flow transmitters on super-heater with new annubars that have internal temperature and pressure compensation to obtain flow rates. HRVOC Flow & Compliance Measurement: provide flow, temperature, pressure measurement BTU Content Analytical instrumentation. Divert North 68 Stormwater to North Ditch. STY TC & Overfill Shutdown Interlock: install adjustable high level detectors and shut off valve on the loading rack header.. | A positive use determination of 100% for the above listed projects. | 2007-05-16 | 824924 | 100
10814 | T1 | Cemex Construction Materials LP | Cemex Construction Petro Coke Grinding | 6203 Industrial Way | Houston | TX | 77011 | Harris | CN603403973 | RN101718641 | Installed several dust collectors which are used to control particulate matter emissions. | A positive use determination of 100% for the dust collectors. | 2007-05-16 | 211830 | 100
10815 | T1 | Cemex Cement Of Texas LP | Cemex Stafford Plant | 4122 S Main St | Stafford | TX | 77477 | Fort Bend | CN605110501 | RN109759654 | Containment area constructed around fuel tanks to control fuel leaks. | A positive use determination of 100% for the spill containment area constructed for the fuel tank area. | 2007-05-16 | 25504 | 100
10816 | T1 | Madix Store Fixtures Inc | Madix Store Fixtures Terrell | 500 Airport Rd | Terrell | TX | 75142 | Kaufman | CN604430827 | RN102322666 | Installed a regenerative air blower on the primer paint spray booth. Installed an air compressor for the wastewater treatment system. Two HB-4300 strapping machines installed to control emissions from the powder coating systems. | A positive use determination of 100% for the regenerative air blower on the primer paint spray booth and the air compressor for the wastewater treatment system. A negative determination for the two HB-4300 strapping machines. | 2007-08-03 | 36917 | 100
10817 | T1 | Woodgrain Millwork Inc. | Woodgrain Millwork Inc. | 5700 Enterprise Drive | Greenville | TX | 75402 | Hunt | CN600444178 | RN100757574 | Rebuilt the dust collector. | A positive use determination of 100% for the project to rebuild the dust collector. | 2007-05-16 | 10118 | 100
10818 | T1 | ATMI Materials Ltd | ATMI Materials Ltd | 706 Houston Clinton Dr | Burnet | TX | 78611 | Burnet | CN600389522 | RN102924321 | Vapor/Liquid Recovery Equipment for Fugitive Emissions. High volume fume discharge fan used to meet allowed exhaust steam capacity. | A positive use determination of 100% for the high volume fume discharge fan used to meet allowed exhaust steam capacity. | 2007-06-26 | 104779 | 100
10819 | T1 | Caring Drilling Technology | Caring Drilling Technology | 14703 FM 1488 | Magnolia | TX | 77354 | Montgomery | Insufficient Information | Insufficient Information | Paint Spray Booth. Recycled Water Cleaning System. Potable Water System. Dust Collection Equipment. Blast Booth. Car/Truck Wash Settling Basin. Stormwater Controls. | A positive use determination of 100% for the Paint Spray Booth, Recycled Water Cleaning System, Potable Water System, Dust Collection Equipment, Truck Wash Settling Basin, and the Stormwater Controls. A positive use determination of 50% for the blast booth. | 2007-06-26 | 355000 | 100
10820 | T1 | Nabors Well Services | Nabors Well Services Rig #275 |  |  |  |  | Harris | CN602969099 | Insufficient Information | Drilling Mud Recycling System consisting of Shaker Tanks, Shale Shakers, Desilter, Desander, & Degasser. Drilling Rig Spill Response equipment: includes only the Ram Type Blowout Preventers, Closing Unit and Choke Manifold System. Low NOx Combustion System - components of electric generating units designed to reduce NOx emissions. | A positive use determination of 100% for the Drilling Mud Recycling System, the Drilling Rig Spill Response Equipment, and the Low NOx Combustion System for the Electric Generating Units. | 2007-05-16 | 1222060 | 100
10821 | T1 | Nabors Well Services | Nabors Well Services Rig #697 |  |  |  |  | Harris | CN602969099 | Insufficient Information | Drilling Mud Recycling System consisting of Shaker Tanks, Shale Shakers, Desilter, Desander, & Degasser. Drilling Rig Spill Response equipment: includes only the Ram Type Blowout Preventers, Closing Unit and Choke Manifold System. | A positive use determination of 100% for the Drilling Mud Recycling System and the Drilling Rig Spill Response Equipment. | 2007-05-16 | 1022360 | 100
10822 | T1 | Nabors Well Services | Nabors Well Services Rig #721 |  |  |  |  | Harrison | CN602969099 | Insufficient Information | Drilling Mud Recycling System consisting of Shaker Tanks, Shale Shakers, Desilter, Desander, & Degasser. Drilling Rig Spill Response equipment: includes only the Ram Type Blowout Preventers, Closing Unit and Choke Manifold System. Low NOx Combustion System. | A positive use determination of 100% for the Drilling Mud Recycling System and the Drilling Rig Spill Response Equipment. | 2007-05-16 | 1022360 | 100
10823 | T1 | Union Drilling Texas LP | Union Drilling Rig #33 | Taylor County |  |  |  | Taylor | CN603382771 | Insufficient Information | Drilling Mud Recycling System consisting of Shaker Tanks, Shale Shakers, Desilter, Desander, & Degasser. Drilling Rig Spill Response equipment: includes only the Ram Type Blowout Preventers, Closing Unit and Choke Manifold System. | A positive use determination of 100% for the Drilling Mud Recycling System and the Drilling Rig Spill Response Equipment. | 2007-05-16 | 1200000 | 100
10824 | T1 | Union Drilling Texas LP | Union Drilling Rig #201 | Taylor County |  |  |  | Taylor | CN603382771 | Insufficient Information | Drilling Mud Recycling System consisting of Shaker Tanks, Shale Shakers, Desilter, Desander, & Degasser. Drilling Rig Spill Response equipment: includes only the Ram Type Blowout Preventers, Closing Unit and Choke Manifold System. | A positive use determination of 100% for the Drilling Mud Recycling System and the Drilling Rig Spill Response Equipment. | 2007-05-16 | 1200000 | 100
10825 | T1 | Union Drilling Texas LP | Union Drilling Rig #203 | Taylor County |  |  |  | Taylor | CN603382771 | Insufficient Information | Drilling Mud Recycling System consisting of Shaker Tanks, Shale Shakers, Desilter, Desander, & Degasser. Drilling Rig Spill Response equipment: includes only the Ram Type Blowout Preventers, Closing Unit and Choke Manifold System. | A positive use determination of 100% for the Drilling Mud Recycling System and the Drilling Rig Spill Response Equipment. | 2007-05-16 | 1200000 | 100
10826 | T1 | Union Drilling Texas LP | Union Drilling Rig #206 | Taylor County |  |  |  | Taylor | CN603382771 | Insufficient Information | Drilling Mud Recycling System consisting of Shaker Tanks, Shale Shakers, Desilter, Desander, & Degasser. Drilling Rig Spill Response equipment: includes only the Ram Type Blowout Preventers, Closing Unit and Choke Manifold System. | A positive use determination of 100% for the Drilling Mud Recycling System and the Drilling Rig Spill Response Equipment. | 2007-05-16 | 1200000 | 100
10827 | T1 | Union Drilling Texas LP | Union Drilling Rig #207 | Taylor County |  |  |  | Taylor | CN603382771 | Insufficient Information | Drilling Mud Recycling System consisting of Shaker Tanks, Shale Shakers, Desilter, Desander, & Degasser. Drilling Rig Spill Response equipment: includes only the Ram Type Blowout Preventers, Closing Unit and Choke Manifold System. | A positive use determination of 100% for the Drilling Mud Recycling System and the Drilling Rig Spill Response Equipment. | 2007-05-16 | 1200000 | 100
10828 | T1 | Union Drilling Texas LP | Union Drilling Rig #209 | Taylor County |  |  |  | Taylor | CN603382771 | Insufficient Information | Drilling Mud Recycling System consisting of Shaker Tanks, Shale Shakers, Desilter, Desander, & Degasser. Drilling Rig Spill Response equipment: includes only the Ram Type Blowout Preventers, Closing Unit and Choke Manifold System. | A positive use determination of 100% for the Drilling Mud Recycling System and the Drilling Rig Spill Response Equipment. | 2007-05-16 | 1200000 | 100
10829 | T1 | Union Drilling Texas LP | Union Drilling Rig #211 | Taylor County |  |  |  | Taylor | CN603382771 | Insufficient Information | Drilling Mud Recycling System consisting of Shaker Tanks, Shale Shakers, Desilter, Desander, & Degasser. Drilling Rig Spill Response equipment: includes only the Ram Type Blowout Preventers, Closing Unit and Choke Manifold System. | A positive use determination of 100% for the Drilling Mud Recycling System and the Drilling Rig Spill Response Equipment. | 2007-05-16 | 1200000 | 100
10830 | T1 | Union Drilling Texas LP | Union Drilling Rig #212 | Taylor County |  |  |  | Taylor | CN603382771 | Insufficient Information | Drilling Mud Recycling System consisting of Shaker Tanks, Shale Shakers, Desilter, Desander, & Degasser. Drilling Rig Spill Response equipment: includes only the Ram Type Blowout Preventers, Closing Unit and Choke Manifold System. | A positive use determination of 100% for the Drilling Mud Recycling System and the Drilling Rig Spill Response Equipment. | 2007-05-16 | 1200000 | 100
10831 | T1 | Union Drilling Texas LP | Union Drilling Rig #214 | Taylor County |  |  |  | Taylor | CN603382771 | Insufficient Information | Drilling Mud Recycling System consisting of Shaker Tanks, Shale Shakers, Desilter, Desander, & Degasser. Drilling Rig Spill Response equipment: includes only the Ram Type Blowout Preventers, Closing Unit and Choke Manifold System. | A positive use determination of 100% for the Drilling Mud Recycling System and the Drilling Rig Spill Response Equipment. | 2007-05-17 | 1200000 | 100
10832 | T1 | Union Drilling Texas LP | Union Drilling Rig #215 | Taylor County |  |  |  | Taylor | CN603382771 | Insufficient Information | Drilling Mud Recycling System consisting of Shaker Tanks, Shale Shakers, Desilter, Desander, & Degasser. Drilling Rig Spill Response equipment: includes only the Ram Type Blowout Preventers, Closing Unit and Choke Manifold System. | A positive use determination of 100% for the Drilling Mud Recycling System and the Drilling Rig Spill Response Equipment. | 2007-05-17 | 1200000 | 100
10833 | T1 | Union Drilling Texas LP | Union Drilling Rig #216 | Taylor County |  |  |  | Taylor | CN603382771 | Insufficient Information | Drilling Mud Recycling System consisting of Shaker Tanks, Shale Shakers, Desilter, Desander, & Degasser. Drilling Rig Spill Response equipment: includes only the Ram Type Blowout Preventers, Closing Unit and Choke Manifold System. | A positive use determination of 100% for the Drilling Mud Recycling System and the Drilling Rig Spill Response Equipment. | 2007-05-17 | 1200000 | 100
10834 | T1 | Union Drilling Texas LP | Union Drilling Rig #217 | Taylor County |  |  |  | Taylor | CN603382771 | Insufficient Information | Drilling Mud Recycling System consisting of Shaker Tanks, Shale Shakers, Desilter, Desander, & Degasser. Drilling Rig Spill Response equipment: includes only the Ram Type Blowout Preventers, Closing Unit and Choke Manifold System. | A positive use determination of 100% for the Drilling Mud Recycling System and the Drilling Rig Spill Response Equipment. | 2007-05-17 | 1200000 | 100
10835 | T1 | Union Drilling Texas LP | Union Drilling Rig #219 | Taylor County |  |  |  | Taylor | CN603382771 | Insufficient Information | Drilling Mud Recycling System consisting of Shaker Tanks, Shale Shakers, Desilter, Desander, & Degasser. Drilling Rig Spill Response equipment: includes only the Ram Type Blowout Preventers, Closing Unit and Choke Manifold System. | A positive use determination of 100% for the Drilling Mud Recycling System and the Drilling Rig Spill Response Equipment. | 2007-05-17 | 1200000 | 100
10836 | T1 | Union Drilling Texas LP | Union Drilling Rig #220 | Taylor County |  |  |  | Taylor | CN603382771 | Insufficient Information | Drilling Mud Recycling System consisting of Shaker Tanks, Shale Shakers, Desilter, Desander, & Degasser. Drilling Rig Spill Response equipment: includes only the Ram Type Blowout Preventers, Closing Unit and Choke Manifold System. | A positive use determination of 100% for the Drilling Mud Recycling System and the Drilling Rig Spill Response Equipment. | 2007-05-17 | 1200000 | 100
10837 | T1 | Union Drilling Texas LP | Union Drilling Rig #210 | Taylor County |  |  |  | Taylor | CN603382771 | Insufficient Information | Drilling Mud Recycling System consisting of Shaker Tanks, Shale Shakers, Desilter, Desander, & Degasser. Drilling Rig Spill Response equipment: includes only the Ram Type Blowout Preventers, Closing Unit and Choke Manifold System. | A positive use determination of 100% for the Drilling Mud Recycling System and the Drilling Rig Spill Response Equipment. | 2007-05-17 | 1200000 | 100
10838 | T1 | Union Drilling Texas LP | Union Drilling Rig #205 | Johnson County |  |  |  | Johnson | CN603382771 | Insufficient Information | Drilling Mud Recycling System consisting of Shaker Tanks, Shale Shakers, Desilter, Desander, & Degasser. Drilling Rig Spill Response equipment: includes only the Ram Type Blowout Preventers, Closing Unit and Choke Manifold System. | A positive use determination of 100% for the Drilling Mud Recycling System and the Drilling Rig Spill Response Equipment. | 2007-05-17 | 1200000 | 100
10839 | T1 | Union Drilling Texas LP | Union Drilling Rig #221 | Hood County |  |  |  | Taylor | CN603382771 | Insufficient Information | Drilling Mud Recycling System consisting of Shaker Tanks, Shale Shakers, Desilter, Desander, & Degasser. Drilling Rig Spill Response equipment: includes only the Ram Type Blowout Preventers, Closing Unit and Choke Manifold System. | A positive use determination of 100% for the Drilling Mud Recycling System and the Drilling Rig Spill Response Equipment. | 2007-05-17 | 1200000 | 100
10840 | T1 | Nabors Drilling USA LP | Nabors Drilling Rig #717 | Freestone County |  |  |  | Freestone | CN600290928 | RN100699271 | Drilling Mud Recycling System consisting of Shaker Tanks, Shale Shakers, Desilter, Desander, & Degasser. Drilling Rig Spill Response equipment: includes only the Ram Type Blowout Preventers, Closing Unit and Choke Manifold System. Low NOx Combustion System for Electrical Generation Unit. | A positive use determination of 100% for the Drilling Mud Recycling System, the Drilling Rig Spill Response Equipment, and the Low NOx Combustion System. | 2007-05-17 | 1338260 | 100
10841 | T1 | Nabors Drilling USA LP | Nabors Drilling Rig #728 | Freestone County |  |  |  | Freestone | CN600290928 | RN100699271 | Drilling Mud Recycling System consisting of Shaker Tanks, Shale Shakers, Desilter, Desander, & Degasser. Drilling Rig Spill Response equipment: includes only the Ram Type Blowout Preventers, Closing Unit and Choke Manifold System. Low NOx Combustion System. | A positive use determination of 100% for the Drilling Mud Recycling System and the Drilling Rig Spill Response Equipment. | 2007-05-17 | 694380 | 100
10842 | T1 | Nabors Drilling USA LP | Nabors Drilling Rig #F14 | Harris County |  |  |  | Harris | CN600290928 | RN100699271 | Drilling Mud Recycling System consisting of Shaker Tanks, Shale Shakers, Desilter, Desander, & Degasser. Drilling Rig Spill Response equipment: includes only the Ram Type Blowout Preventers, Closing Unit and Choke Manifold System. Low NOx Combustion System. | A positive use determination of 100% for the Drilling Mud Recycling System and the Drilling Rig Spill Response Equipment. | 2007-05-17 | 1728660 | 100
10843 | T1 | Nabors Drilling USA LP | Nabors Drilling Rig #710 | Houston County |  |  |  | Houston | CN600290928 | RN100699271 | Drilling Mud Recycling System consisting of Shaker Tanks, Shale Shakers, Desilter, Desander, & Degasser. Drilling Rig Spill Response equipment: includes only the Ram Type Blowout Preventers, Closing Unit and Choke Manifold System. | A positive use determination of 100% for the Drilling Mud Recycling System and the Drilling Rig Spill Response Equipment. | 2007-05-17 | 1198900 | 100
10844 | T1 | Nabors Drilling USA LP | Nabors Drilling Rig #714 | Johnson County |  |  |  | Johnson | CN600290928 | RN100699271 | Drilling Mud Recycling System consisting of Shaker Tanks, Shale Shakers, Desilter, Desander, & Degasser. Drilling Rig Spill Response equipment: includes only the Ram Type Blowout Preventers, Closing Unit and Choke Manifold System. Low NOx Combustion System. | A positive use determination of 100% for the Drilling Mud Recycling System, the Drilling Rig Spill Response Equipment, and the Low NOx Combustion System. | 2007-05-17 | 1622060 | 100
10845 | T1 | Nabors Drilling USA LP | Nabors Drilling Rig #906 | Harrison County |  |  |  | Harrison | CN600290928 | RN100699271 | Drilling Mud Recycling System consisting of Shaker Tanks, Shale Shakers, Desilter, Desander, & Degasser. Drilling Rig Spill Response equipment: includes only the Ram Type Blowout Preventers, Closing Unit and Choke Manifold System. | A positive use determination of 100% for the Drilling Mud Recycling System and the Drilling Rig Spill Response Equipment. | 2007-05-17 | 1539260 | 100
10846 | T1 | Nabors Drilling USA LP | Nabors Drilling Rig #623 | Leon County |  |  |  | Leon | CN600290928 | RN100699271 | Drilling Mud Recycling System consisting of Shaker Tanks, Shale Shakers, Desilter, Desander, & Degasser. Drilling Rig Spill Response equipment: includes only the Ram Type Blowout Preventers, Closing Unit and Choke Manifold System. Low NOx Combustion System. | A positive use determination of 100% for the Drilling Mud Recycling System and the Drilling Rig Spill Response Equipment. | 2007-05-17 | 1664060 | 100
10847 | T1 | Nabors Drilling USA LP | Nabors Drilling Rig #491 | Grimes County |  |  |  | Grimes | CN600290928 | RN100699271 | Drilling Mud Recycling System consisting of Shaker Tanks, Shale Shakers, Desilter, Desander, & Degasser. Drilling Rig Spill Response equipment: includes only the Ram Type Blowout Preventers, Closing Unit and Choke Manifold System. | A positive use determination of 100% for the Drilling Mud Recycling System and the Drilling Rig Spill Response Equipment. | 2007-05-17 | 1477860 | 100
10848 | T1 | Nabors Drilling USA LP | Nabors Drilling Rig #726 | Hidalgo County |  |  |  | Hidalgo | CN600290928 | RN100699271 | Drilling Mud Recycling System consisting of Shaker Tanks, Shale Shakers, Desilter, Desander, & Degasser. Drilling Rig Spill Response equipment: includes only the Ram Type Blowout Preventers, Closing Unit and Choke Manifold System. Low NOx Combustion System. | A positive use determination of 100% for the Drilling Mud Recycling System, the Drilling Rig Spill Response Equipment, and the Low NOx Combustion System. | 2007-05-17 | 1684860 | 100
10849 | T1 | Nabors Drilling USA LP | Nabors Drilling Rig #297 | Harris County |  |  |  | Harris | CN600290928 | RN100699271 | Drilling Mud Recycling System consisting of Shaker Tanks, Shale Shakers, Desilter, Desander, & Degasser. Drilling Rig Spill Response equipment: includes only the Ram Type Blowout Preventers, Closing Unit and Choke Manifold System. Low NOx Combustion System. | A positive use determination of 100% for the Drilling Mud Recycling System, the Drilling Rig Spill Response Equipment, and the Low NOx Combustion System. | 2007-05-17 | 1568660 | 100
10850 | T1 | Nabors Drilling USA LP | Nabors Drilling Rig #313 | Robertson County |  |  |  | Robertson | CN600290928 | RN100699271 | Drilling Mud Recycling System consisting of Shaker Tanks, Shale Shakers, Desilter, Desander, & Degasser. Drilling Rig Spill Response equipment: includes only the Ram Type Blowout Preventers, Closing Unit and Choke Manifold System. | A positive use determination of 100% for the Drilling Mud Recycling System and the Drilling Rig Spill Response Equipment. | 2007-05-17 | 1825060 | 100
10851 | T1 | Nabors Drilling USA LP | Nabors Drilling Rig #454 | Robertson County |  |  |  | Robertson | CN600290928 | RN100699271 | Drilling Mud Recycling System consisting of Shaker Tanks, Shale Shakers, Desilter, Desander, & Degasser. Drilling Rig Spill Response equipment: includes only the Ram Type Blowout Preventers, Closing Unit and Choke Manifold System. | A positive use determination of 100% for the Drilling Mud Recycling System and the Drilling Rig Spill Response Equipment. | 2007-05-17 | 1477860 | 100
10852 | T1 | Nabors Drilling USA LP | Nabors Drilling Rig #796 | Robertson County |  |  |  | Robertson | CN600290928 | RN100699271 | Drilling Mud Recycling System consisting of Shaker Tanks, Shale Shakers, Desilter, Desander, & Degasser. Drilling Rig Spill Response equipment: includes only the Ram Type Blowout Preventers, Closing Unit and Choke Manifold System. Low NOx Combustion System. | A positive use determination of 100% for the Drilling Mud Recycling System, the Drilling Rig Spill Response Equipment, and the Low NOx Combustion System. | 2007-05-17 | 2246460 | 100
10853 | T1 | Nabors Drilling USA LP | Nabors Drilling Rig #F12 | Harris County |  |  |  | Harris | CN600290928 | RN100699271 | Drilling Mud Recycling System consisting of Shaker Tanks, Shale Shakers, Desilter, Desander, & Degasser. Drilling Rig Spill Response equipment: includes only the Ram Type Blowout Preventers, Closing Unit and Choke Manifold System. Low NOx Combustion System. | A positive use determination of 100% for the Drilling Mud Recycling System, the Drilling Rig Spill Response Equipment, and the Low NOx Combustion System. | 2007-05-17 | 1728660 | 100
10854 | T1 | Nabors Drilling USA LP | Nabors Drilling Rig #F13 | Harris County |  |  |  | Harris | CN600290928 | RN100699271 | Drilling Mud Recycling System consisting of Shaker Tanks, Shale Shakers, Desilter, Desander, & Degasser. Drilling Rig Spill Response equipment: includes only the Ram Type Blowout Preventers, Closing Unit and Choke Manifold System. Low NOx Combustion System. | A positive use determination of 100% for the Drilling Mud Recycling System, the Drilling Rig Spill Response Equipment, and the Low NOx Combustion System. | 2007-05-17 | 1728660 | 100
10855 | T1 | Nabors Drilling USA LP | Nabors Drilling Rig #57 | Harris County |  |  |  | Harris | CN600290928 | RN100699271 | Drilling Mud Recycling System consisting of Shaker Tanks, Shale Shakers, Desilter, Desander, & Degasser. Drilling Rig Spill Response equipment: includes only the Ram Type Blowout Preventers, Closing Unit and Choke Manifold System. | A positive use determination of 100% for the Drilling Mud Recycling System and the Drilling Rig Spill Response Equipment. | 2007-05-17 | 937600 | 100
10856 | T1 | Nabors Drilling USA LP | Nabors Drilling Rig #424 | Upton County |  |  |  | Upton | CN600290928 | RN100699271 | Drilling Mud Recycling System consisting of Shaker Tanks, Shale Shakers, Desilter, Desander, & Degasser. Drilling Rig Spill Response equipment: includes only the Ram Type Blowout Preventers, Closing Unit and Choke Manifold System. | A positive use determination of 100% for the Drilling Mud Recycling System and the Drilling Rig Spill Response Equipment. | 2007-05-17 | 1072060 | 100
10857 | T1 | Nabors Drilling USA LP | Nabors Drilling Rig #216 | Starr County |  |  |  | Starr | CN600290928 | RN100699271 | Drilling Mud Recycling System consisting of Shaker Tanks, Shale Shakers, Desilter, Desander, & Degasser. Drilling Rig Spill Response equipment: includes only the Ram Type Blowout Preventers, Closing Unit and Choke Manifold System. | A positive use determination of 100% for the Drilling Mud Recycling System and the Drilling Rig Spill Response Equipment. | 2007-05-17 | 1223260 | 100
10858 | T1 | Nabors Drilling USA LP | Nabors Drilling Rig #322 | Harris County |  |  |  | Harris | CN600290928 | RN100699271 | Drilling Mud Recycling System consisting of Shaker Tanks, Shale Shakers, Desilter, Desander, & Degasser. Drilling Rig Spill Response equipment: includes only the Ram Type Blowout Preventers, Closing Unit and Choke Manifold System. Low NOx Combustion System. | A positive use determination of 100% for the Drilling Mud Recycling System, the Drilling Rig Spill Response Equipment, and the Low NOx Combustion System. | 2007-05-17 | 1223260 | 100
10859 | T1 | Nabors Drilling USA LP | Nabors Drilling Rig #391 | Hemphill County |  |  |  | Hemphill | CN600290928 | RN100699271 | Drilling Mud Recycling System consisting of Shaker Tanks, Shale Shakers, Desilter, Desander, & Degasser. Drilling Rig Spill Response equipment: includes only the Ram Type Blowout Preventers, Closing Unit and Choke Manifold System. | A positive use determination of 100% for the Drilling Mud Recycling System and the Drilling Rig Spill Response Equipment. | 2007-05-17 | 1218960 | 100
10860 | T1 | Nabors Drilling USA LP | Nabors Drilling Rig #10 | Harris County |  |  |  | Harris | CN600290928 | RN100699271 | Drilling Mud Recycling System consisting of Shaker Tanks, Shale Shakers, Desilter, Desander, & Degasser. Drilling Rig Spill Response equipment: includes only the Ram Type Blowout Preventers, Closing Unit and Choke Manifold System. | A positive use determination of 100% for the Drilling Mud Recycling System and the Drilling Rig Spill Response Equipment. | 2007-05-17 | 1223260 | 100
10861 | T1 | Nabors Drilling USA LP | Nabors Drilling Rig #347 | Crockett County |  |  |  | Crockett | CN600290928 | RN100699271 | Drilling Mud Recycling System consisting of Shaker Tanks, Shale Shakers, Desilter, Desander, & Degasser. Drilling Rig Spill Response equipment: includes only the Ram Type Blowout Preventers, Closing Unit and Choke Manifold System. | A positive use determination of 100% for the Drilling Mud Recycling System and the Drilling Rig Spill Response Equipment. | 2007-05-17 | 799360 | 100
10862 | T1 | Nabors Drilling USA LP | Nabors Drilling Rig #F10 | Harris County |  |  |  | Harris | CN600290928 | RN100699271 | Drilling Mud Recycling System consisting of Shaker Tanks, Shale Shakers, Desilter, Desander, & Degasser. Drilling Rig Spill Response equipment: includes only the Ram Type Blowout Preventers, Closing Unit and Choke Manifold System. Low NOx Combustion System. | A positive use determination of 100% for the Drilling Mud Recycling System, the Drilling Rig Spill Response Equipment, and the Low NOx Combustion System. | 2007-05-17 | 1568660 | 100
10863 | T1 | Nabors Drilling USA LP | Nabors Drilling Rig #30 | Parker County |  |  |  | Harris | CN600290928 | RN100699271 | Drilling Mud Recycling System consisting of Shaker Tanks, Shale Shakers, Desilter, Desander, & Degasser. Drilling Rig Spill Response equipment: includes only the Ram Type Blowout Preventers, Closing Unit and Choke Manifold System. Low NOx Combustion System. | A positive use determination of 100% for the Drilling Mud Recycling System, the Drilling Rig Spill Response Equipment, and the Low NOx Combustion System. | 2007-05-17 | 1222060 | 100
10864 | T1 | Nabors Drilling USA LP | Nabors Drilling Rig #715 | Parker County |  |  |  | Parker | CN600290928 | RN100699271 | Drilling Mud Recycling System consisting of Shaker Tanks, Shale Shakers, Desilter, Desander, & Degasser. Drilling Rig Spill Response equipment: includes only the Ram Type Blowout Preventers, Closing Unit and Choke Manifold System. | A positive use determination of 100% for the Drilling Mud Recycling System and the Drilling Rig Spill Response Equipment. | 2007-05-17 | 1459940 | 100
10865 | T1 | Nabors Drilling USA LP | Nabors Drilling Rig #9 | Jasper County |  |  |  | Jasper | CN600290928 | RN100699271 | Drilling Mud Recycling System consisting of Shaker Tanks, Shale Shakers, Desilter, Desander, & Degasser. Drilling Rig Spill Response equipment: includes only the Ram Type Blowout Preventers, Closing Unit and Choke Manifold System. | A positive use determination of 100% for the Drilling Mud Recycling System and the Drilling Rig Spill Response Equipment. | 2007-05-17 | 568400 | 100
10866 | T1 | Nabors Drilling USA LP | Nabors Drilling Rig #93 | Loving County |  |  |  | Loving | CN600290928 | RN100699271 | Drilling Mud Recycling System consisting of Shaker Tanks, Shale Shakers, Desilter, Desander, & Degasser. Drilling Rig Spill Response equipment: includes only the Ram Type Blowout Preventers, Closing Unit and Choke Manifold System. Low NOx Combustion System. | A positive use determination of 100% for the Drilling Mud Recycling System, the Drilling Rig Spill Response Equipment, and the Low NOx Combustion System. | 2007-05-17 | 1644860 | 100
10867 | T1 | Nabors Drilling USA LP | Nabors Drilling Rig #5 | Harris County |  |  |  | Harris | CN600290928 | RN100699271 | Drilling Mud Recycling System consisting of Shaker Tanks, Shale Shakers, Desilter, Desander, & Degasser. Drilling Rig Spill Response equipment: includes only the Ram Type Blowout Preventers, Closing Unit and Choke Manifold System. | A positive use determination of 100% for the Drilling Mud Recycling System and the Drilling Rig Spill Response Equipment. | 2007-05-17 | 1547060 | 100
10868 | T1 | Nabors Drilling USA LP | Nabors Drilling Rig #23 | Harris County |  |  |  | Harris | CN600290928 | RN100699271 | Drilling Mud Recycling System consisting of Shaker Tanks, Shale Shakers, Desilter, Desander, & Degasser. Drilling Rig Spill Response equipment: includes only the Ram Type Blowout Preventers, Closing Unit and Choke Manifold System. | A positive use determination of 100% for the Drilling Mud Recycling System and the Drilling Rig Spill Response Equipment. | 2007-05-17 | 1037060 | 100
10869 | T1 | Nabors Drilling USA LP | Nabors Drilling Rig #24 | Harris County |  |  |  | Harris | CN600290928 | RN100699271 | Drilling Mud Recycling System consisting of Shaker Tanks, Shale Shakers, Desilter, Desander, & Degasser. Drilling Rig Spill Response equipment: includes only the Ram Type Blowout Preventers, Closing Unit and Choke Manifold System. | A positive use determination of 100% for the Drilling Mud Recycling System and the Drilling Rig Spill Response Equipment. | 2007-05-17 | 1383260 | 100
10870 | T1 | Nabors Drilling USA LP | Nabors Drilling Rig #91 | Harris County |  |  |  | Harris | CN600290928 | RN100699271 | Drilling Mud Recycling System consisting of Shaker Tanks, Shale Shakers, Desilter, Desander, & Degasser. Drilling Rig Spill Response equipment: includes only the Ram Type Blowout Preventers, Closing Unit and Choke Manifold System. | A positive use determination of 100% for the Drilling Mud Recycling System and the Drilling Rig Spill Response Equipment. | 2007-05-17 | 1531860 | 100
10871 | T1 | Nabors Drilling USA LP | Nabors Drilling Rig #104 | Harris County |  |  |  | Harris | CN600290928 | RN100699271 | Drilling Mud Recycling System consisting of Shaker Tanks, Shale Shakers, Desilter, Desander, & Degasser. Drilling Rig Spill Response equipment: includes only the Ram Type Blowout Preventers, Closing Unit and Choke Manifold System. Low NOx Combustion System. | A positive use determination of 100% for the Drilling Mud Recycling System, the Drilling Rig Spill Response Equipment, and the Low NOx Combustion System. | 2007-05-17 | 1726660 | 100
10872 | T1 | Nabors Drilling USA LP | Nabors Drilling Rig #130 | Harris County |  |  |  | Harris | CN600290928 | RN100699271 | Drilling Mud Recycling System consisting of Shaker Tanks, Shale Shakers, Desilter, Desander, & Degasser. Drilling Rig Spill Response equipment: includes only the Ram Type Blowout Preventers, Closing Unit and Choke Manifold System. | A positive use determination of 100% for the Drilling Mud Recycling System and the Drilling Rig Spill Response Equipment. | 2007-05-17 | 1155060 | 100
10873 | T1 | Nabors Drilling USA LP | Nabors Drilling Rig #141 | Harris County |  |  |  | Harris | CN600290928 | RN100699271 | Drilling Mud Recycling System consisting of Shaker Tanks, Shale Shakers, Desilter, Desander, & Degasser. Drilling Rig Spill Response equipment: includes only the Ram Type Blowout Preventers, Closing Unit and Choke Manifold System. Low NOx Combustion System. | A positive use determination of 100% for the Drilling Mud Recycling System, the Drilling Rig Spill Response Equipment, and the Low NOx Combustion System. | 2007-05-17 | 2647660 | 100
10874 | T1 | Nabors Drilling USA LP | Nabors Drilling Rig #151 | Harris County |  |  |  | Harris | CN600290928 | RN100699271 | Drilling Mud Recycling System consisting of Shaker Tanks, Shale Shakers, Desilter, Desander, & Degasser. Drilling Rig Spill Response equipment: includes only the Ram Type Blowout Preventers, Closing Unit and Choke Manifold System. | A positive use determination of 100% for the Drilling Mud Recycling System and the Drilling Rig Spill Response Equipment. | 2007-05-17 | 990860 | 100
10875 | T1 | Nabors Drilling USA LP | Nabors Drilling Rig #180 | Harris County |  |  |  | Harris | CN600290928 | RN100699271 | Drilling Mud Recycling System consisting of Shaker Tanks, Shale Shakers, Desilter, Desander, & Degasser. Drilling Rig Spill Response equipment: includes only the Ram Type Blowout Preventers, Closing Unit and Choke Manifold System. | A positive use determination of 100% for the Drilling Mud Recycling System and the Drilling Rig Spill Response Equipment. | 2007-05-17 | 1008260 | 100
10876 | T1 | Nabors Drilling USA LP | Nabors Drilling Rig #203 | Harris County |  |  |  | Harris | CN600290928 | RN100699271 | Drilling Mud Recycling System consisting of Shaker Tanks, Shale Shakers, Desilter, Desander, & Degasser. Drilling Rig Spill Response equipment: includes only the Ram Type Blowout Preventers, Closing Unit and Choke Manifold System. | A positive use determination of 100% for the Drilling Mud Recycling System and the Drilling Rig Spill Response Equipment. | 2007-05-17 | 1343860 | 100
10877 | T1 | Nabors Drilling USA LP | Nabors Drilling Rig #205 | Harris County |  |  |  | Harris | CN600290928 | RN100699271 | Drilling Mud Recycling System consisting of Shaker Tanks, Shale Shakers, Desilter, Desander, & Degasser. Drilling Rig Spill Response equipment: includes only the Ram Type Blowout Preventers, Closing Unit and Choke Manifold System. | A positive use determination of 100% for the Drilling Mud Recycling System and the Drilling Rig Spill Response Equipment. | 2007-05-17 | 1072060 | 100
10878 | T1 | Nabors Drilling USA LP | Nabors Drilling Rig #206 | Harris County |  |  |  | Harris | CN600290928 | RN100699271 | Drilling Mud Recycling System consisting of Shaker Tanks, Shale Shakers, Desilter, Desander, & Degasser. Drilling Rig Spill Response equipment: includes only the Ram Type Blowout Preventers, Closing Unit and Choke Manifold System. | A positive use determination of 100% for the Drilling Mud Recycling System and the Drilling Rig Spill Response Equipment. | 2007-05-17 | 1072060 | 100
10879 | T1 | Nabors Drilling USA LP | Nabors Drilling Rig #218 | Harris County |  |  |  | Harris | CN600290928 | RN100699271 | Drilling Mud Recycling System consisting of Shaker Tanks, Shale Shakers, Desilter, Desander, & Degasser. Drilling Rig Spill Response equipment: includes only the Ram Type Blowout Preventers, Closing Unit and Choke Manifold System. | A positive use determination of 100% for the Drilling Mud Recycling System and the Drilling Rig Spill Response Equipment. | 2007-05-17 | 1631660 | 100
10880 | T1 | Nabors Drilling USA LP | Nabors Drilling Rig #255 | Harris County |  |  |  | Harris | CN600290928 | RN100699271 | Drilling Mud Recycling System consisting of Shaker Tanks, Shale Shakers, Desilter, Desander, & Degasser. Drilling Rig Spill Response equipment: includes only the Ram Type Blowout Preventers, Closing Unit and Choke Manifold System. | A positive use determination of 100% for the Drilling Mud Recycling System and the Drilling Rig Spill Response Equipment. | 2007-05-17 | 1188260 | 100
10881 | T1 | Nabors Drilling USA LP | Nabors Drilling Rig #279 | Harris County |  |  |  | Harris | CN600290928 | RN100699271 | Drilling Mud Recycling System consisting of Shaker Tanks, Shale Shakers, Desilter, Desander, & Degasser. Drilling Rig Spill Response equipment: includes only the Ram Type Blowout Preventers, Closing Unit and Choke Manifold System. | A positive use determination of 100% for the Drilling Mud Recycling System and the Drilling Rig Spill Response Equipment. | 2007-05-17 | 1085060 | 100
10882 | T1 | Nabors Drilling USA LP | Nabors Drilling Rig #293 | Harris County |  |  |  | Harris | CN600290928 | RN100699271 | Drilling Mud Recycling System consisting of Shaker Tanks, Shale Shakers, Desilter, Desander, & Degasser. Drilling Rig Spill Response equipment: includes only the Ram Type Blowout Preventers, Closing Unit and Choke Manifold System. | A positive use determination of 100% for the Drilling Mud Recycling System and the Drilling Rig Spill Response Equipment. | 2007-05-17 | 1418660 | 100
10883 | T1 | Nabors Drilling USA LP | Nabors Drilling Rig #294 | Harris County |  |  |  | Harris | CN600290928 | RN100699271 | Drilling Mud Recycling System consisting of Shaker Tanks, Shale Shakers, Desilter, Desander, & Degasser. Drilling Rig Spill Response equipment: includes only the Ram Type Blowout Preventers, Closing Unit and Choke Manifold System. Low NOx Combustion System. | A positive use determination of 100% for the Drilling Mud Recycling System, the Drilling Rig Spill Response Equipment, and the Low NOx Combustion System. | 2007-05-17 | 1408660 | 100
10884 | T1 | Nabors Drilling USA LP | Nabors Drilling Rig #329 | Harris County |  |  |  | Harris | CN600290928 | RN100699271 | Drilling Mud Recycling System consisting of Shaker Tanks, Shale Shakers, Desilter, Desander, & Degasser. Drilling Rig Spill Response equipment: includes only the Ram Type Blowout Preventers, Closing Unit and Choke Manifold System. | A positive use determination of 100% for the Drilling Mud Recycling System and the Drilling Rig Spill Response Equipment. | 2007-05-17 | 1195960 | 100
10885 | T1 | Nabors Drilling USA LP | Nabors Drilling Rig #334 | Harris County |  |  |  | Harris | CN600290928 | RN100699271 | Drilling Mud Recycling System consisting of Shaker Tanks, Shale Shakers, Desilter, Desander, & Degasser. Drilling Rig Spill Response equipment: includes only the Ram Type Blowout Preventers, Closing Unit and Choke Manifold System. | A positive use determination of 100% for the Drilling Mud Recycling System and the Drilling Rig Spill Response Equipment. | 2007-05-17 | 788800 | 100
10886 | T1 | Nabors Drilling USA LP | Nabors Drilling Rig #344 | Harris County |  |  |  | Harris | CN600290928 | RN100699271 | Drilling Mud Recycling System consisting of Shaker Tanks, Shale Shakers, Desilter, Desander, & Degasser. Drilling Rig Spill Response equipment: includes only the Ram Type Blowout Preventers, Closing Unit and Choke Manifold System. | A positive use determination of 100% for the Drilling Mud Recycling System and the Drilling Rig Spill Response Equipment. | 2007-05-17 | 1244860 | 100
10887 | T1 | Nabors Drilling USA LP | Nabors Drilling Rig #349 | Harris County |  |  |  | Harris | CN600290928 | RN100699271 | Drilling Mud Recycling System consisting of Shaker Tanks, Shale Shakers, Desilter, Desander, & Degasser. Drilling Rig Spill Response equipment: includes only the Ram Type Blowout Preventers, Closing Unit and Choke Manifold System. | A positive use determination of 100% for the Drilling Mud Recycling System and the Drilling Rig Spill Response Equipment. | 2007-05-17 | 1612940 | 100
10888 | T1 | Nabors Drilling USA LP | Nabors Drilling Rig #359 | Harris County |  |  |  | Harris | CN600290928 | RN100699271 | Drilling Mud Recycling System consisting of Shaker Tanks, Shale Shakers, Desilter, Desander, & Degasser. Drilling Rig Spill Response equipment: includes only the Ram Type Blowout Preventers, Closing Unit and Choke Manifold System. | A positive use determination of 100% for the Drilling Mud Recycling System and the Drilling Rig Spill Response Equipment. | 2007-05-17 | 1037060 | 100
10889 | T1 | Nabors Drilling USA LP | Nabors Drilling Rig #360 | Harris County |  |  |  | Harris | CN600290928 | RN100699271 | Drilling Mud Recycling System consisting of Shaker Tanks, Shale Shakers, Desilter, Desander, & Degasser. Drilling Rig Spill Response equipment: includes only the Ram Type Blowout Preventers, Closing Unit and Choke Manifold System. | A positive use determination of 100% for the Drilling Mud Recycling System and the Drilling Rig Spill Response Equipment. | 2007-05-17 | 872060 | 100
10890 | T1 | Nabors Drilling USA LP | Nabors Drilling Rig #361 | Harris County |  |  |  | Harris | CN600290928 | RN100699271 | Drilling Mud Recycling System consisting of Shaker Tanks, Shale Shakers, Desilter, Desander, & Degasser. Drilling Rig Spill Response equipment: includes only the Ram Type Blowout Preventers, Closing Unit and Choke Manifold System. | A positive use determination of 100% for the Drilling Mud Recycling System and the Drilling Rig Spill Response Equipment. | 2007-05-17 | 1061260 | 100
10891 | T1 | Nabors Drilling USA LP | Nabors Drilling Rig #392 | Harris County |  |  |  | Harris | CN600290928 | RN100699271 | Drilling Mud Recycling System consisting of Shaker Tanks, Shale Shakers, Desilter, Desander, & Degasser. Drilling Rig Spill Response equipment: includes only the Ram Type Blowout Preventers, Closing Unit and Choke Manifold System. | A positive use determination of 100% for the Drilling Mud Recycling System and the Drilling Rig Spill Response Equipment. | 2007-05-17 | 986960 | 100
10892 | T1 | Nabors Drilling USA LP | Nabors Drilling Rig #396 | Harris County |  |  |  | Harris | CN600290928 | RN100699271 | Drilling Mud Recycling System consisting of Shaker Tanks, Shale Shakers, Desilter, Desander, & Degasser. Drilling Rig Spill Response equipment: includes only the Ram Type Blowout Preventers, Closing Unit and Choke Manifold System. | A positive use determination of 100% for the Drilling Mud Recycling System and the Drilling Rig Spill Response Equipment. | 2007-05-17 | 897860 | 100
10893 | T1 | Nabors Drilling USA LP | Nabors Drilling Rig #412 | Harris County |  |  |  | Harris | CN600290928 | RN100699271 | Drilling Mud Recycling System consisting of Shaker Tanks, Shale Shakers, Desilter, Desander, & Degasser. Drilling Rig Spill Response equipment: includes only the Ram Type Blowout Preventers, Closing Unit and Choke Manifold System. | A positive use determination of 100% for the Drilling Mud Recycling System and the Drilling Rig Spill Response Equipment. | 2007-05-17 | 791260 | 100
10894 | T1 | Nabors Drilling USA LP | Nabors Drilling Rig #420 | Harris County |  |  |  | Harris | CN600290928 | RN100699271 | Drilling Mud Recycling System consisting of Shaker Tanks, Shale Shakers, Desilter, Desander, & Degasser. Drilling Rig Spill Response equipment: includes only the Ram Type Blowout Preventers, Closing Unit and Choke Manifold System. | A positive use determination of 100% for the Drilling Mud Recycling System and the Drilling Rig Spill Response Equipment. | 2007-05-17 | 1209260 | 100
10895 | T1 | Nabors Drilling USA LP | Nabors Drilling Rig #456 | Harris County |  |  |  | Harris | CN600290928 | RN100699271 | Drilling Mud Recycling System consisting of Shaker Tanks, Shale Shakers, Desilter, Desander, & Degasser. Drilling Rig Spill Response equipment: includes only the Ram Type Blowout Preventers, Closing Unit and Choke Manifold System. | A positive use determination of 100% for the Drilling Mud Recycling System and the Drilling Rig Spill Response Equipment. | 2007-05-17 | 1223260 | 100
10896 | T1 | Nabors Drilling USA LP | Nabors Drilling Rig #486 | Harris County |  |  |  | Harris | CN600290928 | RN100699271 | Drilling Mud Recycling System consisting of Shaker Tanks, Shale Shakers, Desilter, Desander, & Degasser. Drilling Rig Spill Response equipment: includes only the Ram Type Blowout Preventers, Closing Unit and Choke Manifold System. | A positive use determination of 100% for the Drilling Mud Recycling System and the Drilling Rig Spill Response Equipment. | 2007-05-17 | 1383020 | 100
10897 | T1 | Nabors Drilling USA LP | Nabors Drilling Rig #506 | Harris County |  |  |  | Harris | CN600290928 | RN100699271 | Drilling Mud Recycling System consisting of Shaker Tanks, Shale Shakers, Desilter, Desander, & Degasser. Drilling Rig Spill Response equipment: includes only the Ram Type Blowout Preventers, Closing Unit and Choke Manifold System. | A positive use determination of 100% for the Drilling Mud Recycling System and the Drilling Rig Spill Response Equipment. | 2007-05-17 | 1236260 | 100
10898 | T1 | Nabors Drilling USA LP | Nabors Drilling Rig #509 | Harris County |  |  |  | Harris | CN600290928 | RN100699271 | Drilling Mud Recycling System consisting of Shaker Tanks, Shale Shakers, Desilter, Desander, & Degasser. Drilling Rig Spill Response equipment: includes only the Ram Type Blowout Preventers, Closing Unit and Choke Manifold System. | A positive use determination of 100% for the Drilling Mud Recycling System and the Drilling Rig Spill Response Equipment. | 2000-05-17 | 1236260 | 100
10899 | T1 | Nabors Drilling USA LP | Nabors Drilling Rig #520 | Harris County |  |  |  | Harris | CN600290928 | RN100699271 | Drilling Mud Recycling System consisting of Shaker Tanks, Shale Shakers, Desilter, Desander, & Degasser. Drilling Rig Spill Response equipment: includes only the Ram Type Blowout Preventers, Closing Unit and Choke Manifold System. | A positive use determination of 100% for the Drilling Mud Recycling System and the Drilling Rig Spill Response Equipment. | 2007-05-17 | 1332620 | 100
10900 | T1 | Nabors Drilling USA LP | Nabors Drilling Rig #530 | Harris County |  |  |  | Harris | CN600290928 | RN100699271 | Drilling Mud Recycling System consisting of Shaker Tanks, Shale Shakers, Desilter, Desander, & Degasser. Drilling Rig Spill Response equipment: includes only the Ram Type Blowout Preventers, Closing Unit and Choke Manifold System. | A positive use determination of 100% for the Drilling Mud Recycling System and the Drilling Rig Spill Response Equipment. | 2007-05-17 | 768860 | 100
10901 | T1 | Nabors Drilling USA LP | Nabors Drilling Rig #547 | Harris County |  |  |  | Harris | CN600290928 | RN100699271 | Drilling Mud Recycling System consisting of Shaker Tanks, Shale Shakers, Desilter, Desander, & Degasser. Drilling Rig Spill Response equipment: includes only the Ram Type Blowout Preventers, Closing Unit and Choke Manifold System. | A positive use determination of 100% for the Drilling Mud Recycling System and the Drilling Rig Spill Response Equipment. | 2007-05-17 | 1279300 | 100
10902 | T1 | Nabors Drilling USA LP | Nabors Drilling Rig #608 | Harris County |  |  |  | Harris | CN600290928 | RN100699271 | Drilling Mud Recycling System consisting of Shaker Tanks, Shale Shakers, Desilter, Desander, & Degasser. Drilling Rig Spill Response equipment: includes only the Ram Type Blowout Preventers, Closing Unit and Choke Manifold System. | A positive use determination of 100% for the Drilling Mud Recycling System and the Drilling Rig Spill Response Equipment. | 2007-05-17 | 1418660 | 100
10903 | T1 | Nabors Drilling USA LP | Nabors Drilling Rig #610 | Harris County |  |  |  | Harris | CN600290928 | RN100699271 | Drilling Mud Recycling System consisting of Shaker Tanks, Shale Shakers, Desilter, Desander, & Degasser. Drilling Rig Spill Response equipment: includes only the Ram Type Blowout Preventers, Closing Unit and Choke Manifold System. | A positive use determination of 100% for the Drilling Mud Recycling System and the Drilling Rig Spill Response Equipment. | 2007-05-17 | 1037060 | 100
10904 | T1 | Nabors Drilling USA LP | Nabors Drilling Rig #612 | Harris County |  |  |  | Harris | CN600290928 | RN100699271 | Drilling Mud Recycling System consisting of Shaker Tanks, Shale Shakers, Desilter, Desander, & Degasser. Drilling Rig Spill Response equipment: includes only the Ram Type Blowout Preventers, Closing Unit and Choke Manifold System. | A positive use determination of 100% for the Drilling Mud Recycling System and the Drilling Rig Spill Response Equipment. | 2007-05-17 | 1339580 | 100
10905 | T1 | Nabors Drilling USA LP | Nabors Drilling Rig #617 | Harris County |  |  |  | Harris | CN600290928 | RN100699271 | Drilling Mud Recycling System consisting of Shaker Tanks, Shale Shakers, Desilter, Desander, & Degasser. Drilling Rig Spill Response equipment: includes only the Ram Type Blowout Preventers, Closing Unit and Choke Manifold System. | A positive use determination of 100% for the Drilling Mud Recycling System and the Drilling Rig Spill Response Equipment. | 2007-05-17 | 1232460 | 100
10906 | T1 | Nabors Drilling USA LP | Nabors Drilling Rig #620 | Harris County |  |  |  | Harris | CN600290928 | RN100699271 | Drilling Mud Recycling System consisting of Shaker Tanks, Shale Shakers, Desilter, Desander, & Degasser. Drilling Rig Spill Response equipment: includes only the Ram Type Blowout Preventers, Closing Unit and Choke Manifold System. | A positive use determination of 100% for the Drilling Mud Recycling System and the Drilling Rig Spill Response Equipment. | 2007-05-17 | 1180460 | 100
10907 | T1 | Nabors Drilling USA LP | Nabors Drilling Rig #622 | Harris County |  |  |  | Harris | CN600290928 | RN100699271 | Drilling Mud Recycling System consisting of Shaker Tanks, Shale Shakers, Desilter, Desander, & Degasser. Drilling Rig Spill Response equipment: includes only the Ram Type Blowout Preventers, Closing Unit and Choke Manifold System. | A positive use determination of 100% for the Drilling Mud Recycling System and the Drilling Rig Spill Response Equipment. | 2007-05-17 | 1431660 | 100
10908 | T1 | Nabors Drilling USA LP | Nabors Drilling Rig #624 | Harris County |  |  |  | Harris | CN600290928 | RN100699271 | Drilling Mud Recycling System consisting of Shaker Tanks, Shale Shakers, Desilter, Desander, & Degasser. Drilling Rig Spill Response equipment: includes only the Ram Type Blowout Preventers, Closing Unit and Choke Manifold System. | A positive use determination of 100% for the Drilling Mud Recycling System and the Drilling Rig Spill Response Equipment. | 2007-05-17 | 1418660 | 100
10909 | T1 | Nabors Drilling USA LP | Nabors Drilling Rig #626 | Harris County |  |  |  | Harris | CN600290928 | RN100699271 | Drilling Mud Recycling System consisting of Shaker Tanks, Shale Shakers, Desilter, Desander, & Degasser. Drilling Rig Spill Response equipment: includes only the Ram Type Blowout Preventers, Closing Unit and Choke Manifold System. | A positive use determination of 100% for the Drilling Mud Recycling System and the Drilling Rig Spill Response Equipment. | 2007-05-17 | 905060 | 100
10910 | T1 | Nabors Drilling USA LP | Nabors Drilling Rig #641 | Harris County |  |  |  | Harris | CN600290928 | RN100699271 | Drilling Mud Recycling System consisting of Shaker Tanks, Shale Shakers, Desilter, Desander, & Degasser. Drilling Rig Spill Response equipment: includes only the Ram Type Blowout Preventers, Closing Unit and Choke Manifold System. | A positive use determination of 100% for the Drilling Mud Recycling System and the Drilling Rig Spill Response Equipment. | 2007-05-17 | 1994860 | 100
10911 | T1 | Nabors Drilling USA LP | Nabors Drilling Rig #670 | Harris County |  |  |  | Harris | CN600290928 | RN100699271 | Drilling Mud Recycling System consisting of Shaker Tanks, Shale Shakers, Desilter, Desander, & Degasser. Drilling Rig Spill Response equipment: includes only the Ram Type Blowout Preventers, Closing Unit and Choke Manifold System. | A positive use determination of 100% for the Drilling Mud Recycling System and the Drilling Rig Spill Response Equipment. | 2007-05-17 | 1697460 | 100
10912 | T1 | Nabors Drilling USA LP | Nabors Drilling Rig #683 | Harris County |  |  |  | Harris | CN600290928 | RN100699271 | Drilling Mud Recycling System consisting of Shaker Tanks, Shale Shakers, Desilter, Desander, & Degasser. Drilling Rig Spill Response equipment: includes only the Ram Type Blowout Preventers, Closing Unit and Choke Manifold System. | A positive use determination of 100% for the Drilling Mud Recycling System and the Drilling Rig Spill Response Equipment. | 2007-05-17 | 822060 | 100
10913 | T1 | Nabors Drilling USA LP | Nabors Drilling Rig #709 | Harris County |  |  |  | Harris | CN600290928 | RN100699271 | Drilling Mud Recycling System consisting of Shaker Tanks, Shale Shakers, Desilter, Desander, & Degasser. Drilling Rig Spill Response equipment: includes only the Ram Type Blowout Preventers, Closing Unit and Choke Manifold System. | A positive use determination of 100% for the Drilling Mud Recycling System and the Drilling Rig Spill Response Equipment. | 2007-05-17 | 1000640 | 100
10914 | T1 | Nabors Drilling USA LP | Nabors Drilling Rig #711 | Harris County |  |  |  | Harris | CN600290928 | RN100699271 | Drilling Mud Recycling System consisting of Shaker Tanks, Shale Shakers, Desilter, Desander, & Degasser. Drilling Rig Spill Response equipment: includes only the Ram Type Blowout Preventers, Closing Unit and Choke Manifold System. | A positive use determination of 100% for the Drilling Mud Recycling System and the Drilling Rig Spill Response Equipment. | 2007-05-17 | 874660 | 100
10915 | T1 | Nabors Drilling USA LP | Nabors Drilling Rig #716 | Harris County |  |  |  | Harris | CN600290928 | RN100699271 | Drilling Mud Recycling System consisting of Shaker Tanks, Shale Shakers, Desilter, Desander, & Degasser. Drilling Rig Spill Response equipment: includes only the Ram Type Blowout Preventers, Closing Unit and Choke Manifold System. | A positive use determination of 100% for the Drilling Mud Recycling System and the Drilling Rig Spill Response Equipment. | 2007-05-17 | 1188260 | 100
10916 | T1 | Nabors Drilling USA LP | Nabors Drilling Rig #719 | Harris County |  |  |  | Harris | CN600290928 | RN100699271 | Drilling Mud Recycling System consisting of Shaker Tanks, Shale Shakers, Desilter, Desander, & Degasser. Drilling Rig Spill Response equipment: includes only the Ram Type Blowout Preventers, Closing Unit and Choke Manifold System. Low NOx Combustion System. | A positive use determination of 100% for the Drilling Mud Recycling System, the Drilling Rig Spill Response Equipment, and the Low NOx Combustion System. | 2007-05-17 | 1696660 | 100
10917 | T1 | Nabors Drilling USA LP | Nabors Drilling Rig #723 | Harris County |  |  |  | Harris | CN600290928 | RN100699271 | Drilling Mud Recycling System consisting of Shaker Tanks, Shale Shakers, Desilter, Desander, & Degasser. Drilling Rig Spill Response equipment: includes only the Ram Type Blowout Preventers, Closing Unit and Choke Manifold System. | A positive use determination of 100% for the Drilling Mud Recycling System and the Drilling Rig Spill Response Equipment. | 2007-05-17 | 1037060 | 100
10918 | T1 | Nabors Drilling USA LP | Nabors Drilling Rig #735 | Harris County |  |  |  | Harris | CN600290928 | RN100699271 | Drilling Mud Recycling System consisting of Shaker Tanks, Shale Shakers, Desilter, Desander, & Degasser. Drilling Rig Spill Response equipment: includes only the Ram Type Blowout Preventers, Closing Unit and Choke Manifold System. | A positive use determination of 100% for the Drilling Mud Recycling System and the Drilling Rig Spill Response Equipment. | 2007-05-17 | 1120060 | 100
10919 | T1 | Nabors Drilling USA LP | Nabors Drilling Rig #771 | Harris County |  |  |  | Harris | CN600290928 | RN100699271 | Drilling Mud Recycling System consisting of Shaker Tanks, Shale Shakers, Desilter, Desander, & Degasser. Drilling Rig Spill Response equipment: includes only the Ram Type Blowout Preventers, Closing Unit and Choke Manifold System. Low NOx Combustion System. | A positive use determination of 100% for the Drilling Mud Recycling System, the Drilling Rig Spill Response Equipment, and the Low NOx Combustion System. | 2007-05-17 | 1698260 | 100
10920 | T1 | Nabors Drilling USA LP | Nabors Drilling Rig #773 | Harris County |  |  |  | Harris | CN600290928 | RN100699271 | Drilling Mud Recycling System consisting of Shaker Tanks, Shale Shakers, Desilter, Desander, & Degasser. Drilling Rig Spill Response equipment: includes only the Ram Type Blowout Preventers, Closing Unit and Choke Manifold System. | A positive use determination of 100% for the Drilling Mud Recycling System and the Drilling Rig Spill Response Equipment. | 2007-05-17 | 1115260 | 100
10921 | T1 | Nabors Drilling USA LP | Nabors Drilling Rig #774 | Harris County |  |  |  | Harris | CN600290928 | RN100699271 | Drilling Mud Recycling System consisting of Shaker Tanks, Shale Shakers, Desilter, Desander, & Degasser. Drilling Rig Spill Response equipment: includes only the Ram Type Blowout Preventers, Closing Unit and Choke Manifold System. | A positive use determination of 100% for the Drilling Mud Recycling System and the Drilling Rig Spill Response Equipment. | 2007-05-17 | 804260 | 100
10922 | T1 | Nabors Drilling USA LP | Nabors Drilling Rig #775 | Harris County |  |  |  | Harris | CN600290928 | RN100699271 | Drilling Mud Recycling System consisting of Shaker Tanks, Shale Shakers, Desilter, Desander, & Degasser. Drilling Rig Spill Response equipment: includes only the Ram Type Blowout Preventers, Closing Unit and Choke Manifold System. Low NOx Combustion System. | A positive use determination of 100% for the Drilling Mud Recycling System, the Drilling Rig Spill Response Equipment, and the Low NOx Combustion System. | 2007-05-17 | 1676660 | 100
10923 | T1 | Nabors Drilling USA LP | Nabors Drilling Rig #776 | Harris County |  |  |  | Harris | CN600290928 | RN100699271 | Drilling Mud Recycling System consisting of Shaker Tanks, Shale Shakers, Desilter, Desander, & Degasser. Drilling Rig Spill Response equipment: includes only the Ram Type Blowout Preventers, Closing Unit and Choke Manifold System. Low NOx Combustion System. | A positive use determination of 100% for the Drilling Mud Recycling System, the Drilling Rig Spill Response Equipment, and the Low NOx Combustion System. | 2007-05-17 | 2087660 | 100
10924 | T1 | Nabors Drilling USA LP | Nabors Drilling Rig #777 | Harris County |  |  |  | Harris | CN600290928 | RN100699271 | Drilling Mud Recycling System consisting of Shaker Tanks, Shale Shakers, Desilter, Desander, & Degasser. Drilling Rig Spill Response equipment: includes only the Ram Type Blowout Preventers, Closing Unit and Choke Manifold System. Low NOx Combustion System. | A positive use determination of 100% for the Drilling Mud Recycling System, the Drilling Rig Spill Response Equipment, and the Low NOx Combustion System. | 2007-05-17 | 1616660 | 100
10925 | T1 | Nabors Drilling USA LP | Nabors Drilling Rig #778 | Harris County |  |  |  | Harris | CN600290928 | RN100699271 | Drilling Mud Recycling System consisting of Shaker Tanks, Shale Shakers, Desilter, Desander, & Degasser. Drilling Rig Spill Response equipment: includes only the Ram Type Blowout Preventers, Closing Unit and Choke Manifold System. Low NOx Combustion System. | A positive use determination of 100% for the Drilling Mud Recycling System, the Drilling Rig Spill Response Equipment, and the Low NOx Combustion System. | 2007-05-17 | 1698260 | 100
10926 | T1 | Nabors Drilling USA LP | Nabors Drilling Rig #783 | Harris County |  |  |  | Harris | CN600290928 | RN100699271 | Drilling Mud Recycling System consisting of Shaker Tanks, Shale Shakers, Desilter, Desander, & Degasser. Drilling Rig Spill Response equipment: includes only the Ram Type Blowout Preventers, Closing Unit and Choke Manifold System. Low NOx Combustion System. | A positive use determination of 100% for the Drilling Mud Recycling System, the Drilling Rig Spill Response Equipment, and the Low NOx Combustion System. | 2007-05-17 | 1302460 | 100
10927 | T1 | Nabors Drilling USA LP | Nabors Drilling Rig #792 | Harris County |  |  |  | Harris | CN600290928 | RN100699271 | Drilling Mud Recycling System consisting of Shaker Tanks, Shale Shakers, Desilter, Desander, & Degasser. Drilling Rig Spill Response equipment: includes only the Ram Type Blowout Preventers, Closing Unit and Choke Manifold System. Low NOx Combustion System. | A positive use determination of 100% for the Drilling Mud Recycling System, the Drilling Rig Spill Response Equipment, and the Low NOx Combustion System. | 2007-05-17 | 1474660 | 100
10928 | T1 | Nabors Drilling USA LP | Nabors Drilling Rig #840 | Harris County |  |  |  | Harris | CN600290928 | RN100699271 | Drilling Mud Recycling System consisting of Shaker Tanks, Shale Shakers, Desilter, Desander, & Degasser. Drilling Rig Spill Response equipment: includes only the Ram Type Blowout Preventers, Closing Unit and Choke Manifold System. | A positive use determination of 100% for the Drilling Mud Recycling System and the Drilling Rig Spill Response Equipment. | 2007-05-17 | 1379260 | 100
10929 | T1 | Nabors Drilling USA LP | Nabors Drilling Rig #905 | Harris County |  |  |  | Harris | CN600290928 | RN100699271 | Drilling Mud Recycling System consisting of Shaker Tanks, Shale Shakers, Desilter, Desander, & Degasser. Drilling Rig Spill Response equipment: includes only the Ram Type Blowout Preventers, Closing Unit and Choke Manifold System. | A positive use determination of 100% for the Drilling Mud Recycling System and the Drilling Rig Spill Response Equipment. | 2007-05-17 | 1126660 | 100
10930 | T1 | Nabors Drilling USA LP | Nabors Drilling Rig #955 | Harris County |  |  |  | Harris | CN600290928 | RN100699271 | Drilling Mud Recycling System consisting of Shaker Tanks, Shale Shakers, Desilter, Desander, & Degasser. Drilling Rig Spill Response equipment: includes only the Ram Type Blowout Preventers, Closing Unit and Choke Manifold System. | A positive use determination of 100% for the Drilling Mud Recycling System and the Drilling Rig Spill Response Equipment. | 2007-05-17 | 1126880 | 100
10931 | T1 | Nabors Drilling USA LP | Nabors Drilling Rig #F01 | Harris County |  |  |  | Harris | CN600290928 | RN100699271 | Drilling Mud Recycling System consisting of Shaker Tanks, Shale Shakers, Desilter, Desander, & Degasser. Drilling Rig Spill Response equipment: includes only the Ram Type Blowout Preventers, Closing Unit and Choke Manifold System. Low NOx Combustion System. | A positive use determination of 100% for the Drilling Mud Recycling System, the Drilling Rig Spill Response Equipment, and the Low NOx Combustion System. | 2007-05-17 | 1568660 | 100
10932 | T1 | Nabors Drilling USA LP | Nabors Drilling Rig #F03 | Harris County |  |  |  | Harris | CN600290928 | RN100699271 | Drilling Mud Recycling System consisting of Shaker Tanks, Shale Shakers, Desilter, Desander, & Degasser. Drilling Rig Spill Response equipment: includes only the Ram Type Blowout Preventers, Closing Unit and Choke Manifold System. Low NOx Combustion System. | A positive use determination of 100% for the Drilling Mud Recycling System, the Drilling Rig Spill Response Equipment, and the Low NOx Combustion System. | 2007-05-17 | 1510620 | 100
10933 | T1 | Nabors Drilling USA LP | Nabors Drilling Rig #F05 | Harris County |  |  |  | Harris | CN600290928 | RN100699271 | Drilling Mud Recycling System consisting of Shaker Tanks, Shale Shakers, Desilter, Desander, & Degasser. Drilling Rig Spill Response equipment: includes only the Ram Type Blowout Preventers, Closing Unit and Choke Manifold System. Low NOx Combustion System. | A positive use determination of 100% for the Drilling Mud Recycling System, the Drilling Rig Spill Response Equipment, and the Low NOx Combustion System. | 2007-05-17 | 1568660 | 100
10934 | T1 | Nabors Drilling USA LP | Nabors Drilling Rig #F06 | Harris County |  |  |  | Harris | CN600290928 | RN100699271 | Drilling Mud Recycling System consisting of Shaker Tanks, Shale Shakers, Desilter, Desander, & Degasser. Drilling Rig Spill Response equipment: includes only the Ram Type Blowout Preventers, Closing Unit and Choke Manifold System. Low NOx Combustion System. | A positive use determination of 100% for the Drilling Mud Recycling System, the Drilling Rig Spill Response Equipment, and the Low NOx Combustion System. | 2007-05-17 | 1568660 | 100
10935 | T1 | Nabors Drilling USA LP | Nabors Drilling Rig #F07 | Harris County |  |  |  | Harris | CN600290928 | RN100699271 | Drilling Mud Recycling System consisting of Shaker Tanks, Shale Shakers, Desilter, Desander, & Degasser. Drilling Rig Spill Response equipment: includes only the Ram Type Blowout Preventers, Closing Unit and Choke Manifold System. Low NOx Combustion System. | A positive use determination of 100% for the Drilling Mud Recycling System, the Drilling Rig Spill Response Equipment, and the Low NOx Combustion System. | 2007-05-17 | 1568660 | 100
10936 | T1 | Transmountain Oil Company Lc | Transmountain - Sunland Park | Sunland Park |  |  |  | El Paso | CN600890446 | RN102172533 | Double Walled Storage Tanks (2). | A positive use determination for 50% of the two double walled storage tanks. | 2007-05-22 | 240000 | 100
10937 | T1 | Transmountain Oil Company Lc | Transmountain - Montwood | Montwood |  |  |  | El Paso | CN600890446 | RN102565330 | Double Walled Storage Tanks (3). | A positive use determination for 50% of the three double walled storage tanks. | 2007-05-22 | 240000 | 100
10938 | T1 | Transmountain Oil Company Lc | Transmountain - Transmountain | Transmountain |  |  |  | El Paso | CN600890446 | RN102704038 | Double Walled Storage Tanks (3). | A positive use determination for 50% of the three double walled storage tanks. | 2007-05-22 | 240000 | 100
10939 | T1 | Transmountain Oil Company Lc | Transmountain - Patriot | Patriot |  |  |  | El Paso | CN600890446 | RN102201134 | Double Walled Storage Tanks (3). | A positive use determination for 50% of the three double walled storage tanks. | 2007-05-22 | 240000 | 100
10940 | T1 | Transmountain Oil Company Lc | Transmountain - Artcraft | Artcraft |  |  |  | El Paso | CN600890446 | Insufficient Information | Double Walled Storage Tanks (3). | A positive use determination for 50% of the three double walled storage tanks. | 2007-05-22 | 240000 | 100
10941 | T1 | Transmountain Oil Company Lc | Transmountain - Viscount | Viscount |  |  |  | El Paso | CN600890446 | Insufficient Information | Double Walled Storage Tanks (3). | A positive use determination for 50% of the three double walled storage tanks. | 2007-05-22 | 240000 | 100
10942 | T1 | Transmountain Oil Company Lc | Transmountain - Yarbrough | Yarbrough |  |  |  | El Paso | CN600890446 | RN100815448 | Double Walled Storage Tanks (3). | A positive use determination for 50% of the three double walled storage tanks. | 2007-05-22 | 240000 | 100
10943 | T1 | Transmountain Oil Company Lc | Transmountain - Mccombs | Mccombs |  |  |  | El Paso | CN600890446 | Insufficient Information | Double Walled Storage Tanks (3). | A positive use determination for 50% of the three double walled storage tanks. | 2007-05-22 | 240000 | 100
10944 | T1 | Norit Americas Inc | Norit Americas Marshall Plant | 3200 University Ave | Marshall | TX | 75671 | Harrison | CN600840888 | RN102609724 | New and repaired paving of plant roads. Flood control pump in ditch #5. Dust collectors at the mill and stoner bin. Continuous Emission Monitors on cement kiln exhaust. Saturator to Venturi crossover duct expansion for flue gas recirculation. | A positive use determination for 100% of the plant paving, flood control pump, dust collectors, continuous emission monitors, and crossover duct expansion. | 2007-05-22 | 247626 | 100
10945 | T1 | Lufkin Creosoting Company Inc | Lufkin Creosoting Company Inc | 5865 South Us Hwy 69 | Lufkin | TX | 75901 | Angelina | CN600880728 | RN101638906 | Multiple cyclone flyash arrestor and exhaust recirculation system for plant boiler system. Boiler exhaust monitoring and emission control system. Exhaust stacks for boilers. Waste conveyance system for reuse. Wastewater storage tank. | A positive use determination for 100% of the multiple cyclone flyash arrestor and exhaust recirculation system for plant boiler system, boiler exhaust monitoring and emission control system, exhaust stacks for boilers, waste conveyance system for reuse, and wastewater storage tank. | 2007-05-22 | 234137 | 100
10946 | T1 | Wood Shop Of Texas The | Wood Shop Of Texas The | 6001 E R Lowry Expwy | Texas City | TX | 77591 | Galveston | None Assigned | None Assigned | Cyclone dust collector and a Grizzly dust collector. | A positive use determination for 100% of the cyclone dust collector and grizzly dust collector. | 2007-05-22 | 51527 | 100
10947 | T1 | Granite Security Products Inc | Granite Security Fort Worth | 4801 Esco Dr | Fort Worth | TX | 76140 | Tarrant | CN600428668 | RN105152003 | Powder Coat Paint System and an Automatic Powder Coat System excluding all drying ovens. | A positive use determination for 100% of the two powder coat systems excluding all drying ovens. | 2007-05-22 | 1156017 | 100
10948 | T1 | Continental Cabinets Inc | Continental Cabinets Dalls | 5800 W Kiest Blvd | Dallas | TX | 75236 | Dallas | CN600261788 | RN100600287 | The following property: 1. Sprinklers and Sound Barrier for dust collector. 2. Roxider Thermal Oxidizer for 6 spray booths. Includes interconnecting ductwork, air dryer/mist eliminator, cement foundation pad, and exhaust fan for air compressor. 3. Cyclone Dust Collection System including pipes and fittings for sawdust control. | A positive use determination for 100% of the sprinklers and sound barrier for a dust collector, a Roxidizer thermal oxidizer with supplemental equipment as described above, and a cyclone dust collection system. | 2007-06-13 | 2040001 | 100
10949 | T1 | Sandy Lake Road Development Co | Sandy Lake Window Plant | 1720 Booth St | Carrollton | TX | 75006 | Dallas | Insufficent Information | Insufficent Information | Stormwater Containment Area: 167 ft X 4 ft culvert. | A positive use determination for 100% of the stormwater containment culvert. | 2007-05-22 | 250000 | 100
10950 | T1 | Baytown Asphalt Materials Inc | Baytown Asphalt Genoa Plant | 9519 Old Galveston Rd | Houston | TX |  | Harris | CN601410202 | No Regulated Entity at this Location | Baghouse Collection System for asphalt concrete plant. | A positive use determination for 100% of the baghouse collection system. | 2007-05-22 | 650979 | 100
10951 | T1 | Camtech Precision Mfg | Camtech Precision Mafg | 1400 Westpark Way | Euless | TX | 76040 | Tarrant | CN600323265 | Insufficient Information | Two Self Enclosed Blast Cabinets with dust collection devices. | A positive use determination for 50% of the two blast cabinets with dust collection. | 2007-05-22 | 10925 | 100
10952 | T1 | Magni-Fab Southwest Company | Magni-Fab Southwest Company | 811 N Collins | Howe | TX | 75459 | Grayson | CN602387904 | RN103873410 | Bravo Powder Gun used in powder coating process. | A positive use determination for 100% of the Bravo powder gun. | 2007-05-22 | 9000 | 100
10953 | T1 | Athena Manufacturing LP | Athena Manufacturing LP | 9011 Tuscany Way #200 | Austin | TX | 78714 | Travis | CN604327072 | No Regulated Entity at this Location | Two DMC Mist Collectors. | A positive use determination for 100% of the DMC mist collectors. | 2007-05-22 | 8072 | 100
10954 | T1 | Athena Manufacturing LP | Athena Manufacturing LP | 9011 Tuscany Way #200 | Austin | TX | 78714 | Travis | CN604327072 | No Regulated Entity at this Location | Two paint booths with collection devices. | A positive use determination for 100% of the two paint booths with collection devices. | 2007-05-22 | 93355 | 100
10955 | T1 | Cardinal CG Companies Inc | Cardinal CG Companies Inc | 201 Cardinal Road | Waxahachie | TX | 75165 | Ellis | Insufficient Information | Insufficient Information | Waste Compactor. | A positive use determination for 100% of the waste compactor. | 2007-05-22 | 150000 | 100
10956 | T1 | Cardinal CG Companies Inc | Cardinal CG Companies Inc | 201 Cardinal Road | Waxahachie | TX | 75165 | Ellis | Insufficient Information | Insufficient Information | Item consists of a sand blast enclosure. | A positive use determination for 50% of the sand blast cabinet with control device. | 2007-05-23 | 28997 | 100
10957 | T1 | Carlisle Coating And Waterproofing Inc | Carlisle Coatings And Water Proofing Inc | 500 Apache Trail | Terrell | TX | 75160 | Kaufman | CN600259782 | RN103963385 | Asphalt Membrane for Laminating Line Tank (secondary containment). | A positive use determination for 100% of the asphalt membrane for laminating line tank. | 2007-05-23 | 61559 | 100
10958 | T1 | Carlisle Coating And Waterproofing Inc | Carlisle Coatings And Water Proofing Inc | 500 Apache Trail | Terrell | TX | 75160 | Kaufman | CN600259782 | RN103963385 | HEPA Filters for dust collection system. | A positive use determination for 100% of the HEPA filters. | 2007-05-23 | 20431 | 100
10959 | T1 | Excalibar Minerals Inc | Excalibar Minerals Inc | I-45 N Frwy #370 | Houston | TX | 77090 | Harris | CN600588412 | Insufficient Information | Dust collection system for Mill #5. | A positive use determination for 100% of the dust collection system for Mill #5. | 2007-05-23 | 173195 | 100
10960 | T1 | Excalibar Minerals Inc | Excalibar Minerals Inc | I-45 N Frwy #370 | Houston | TX | 77015 | Harris | CN600588412 | Insufficient Information | Outdoor paving for Mill #5. | A positive use determination for 100% of the outdoor paving for Mill #5. | 2007-05-23 | 92871 | 100
10961 | T1 | Leedo Manufacturing Co LP | Leedo Manufacturing Co LP | 100 Foundation Dr | East Bernard | TX | 77435 | Wharton | CN603913278 | insufficient Information | Upgrades and final payment on UV E-Coat System: includes line pump, heater, regulator, micro gloss II, lamp reflector, slab, and exhaust stacks. | A positive use determination for 100% of the upgrades and final payment on UV E-Coat system described above. | 2007-05-23 | 240789 | 100
10962 | T1 | Leedo Manufacturing Co LP | Leedo Manufacturing Co LP | 100 Foundation Dr | East Bernard | TX | 77435 | Wharton | CN603913278 | insufficient Information | Dust Collection System upgrade for sanding process. | A positive use determination for 100% of the dust collection system upgrade for the sanding process. | 2007-05-23 | 2716 | 100
10963 | T1 | WW Henry Company Inc | WW Henry Company Inc | 1101 Ave G | Arlington | TX | 76011 | Tarrant | CN600389670 | RN100767714 | Tank Liners for tanks #63, #65, #26, & #27. | A positive use determination for 100% of the liners for tanks #63, #65, #26, & #27. | 2007-05-23 | 6300 | 100
10964 | T1 | WW Henry Company Inc | WW Henry Company Inc | 1101 Ave G | Arlington | TX | 76011 | Tarrant | CN600389670 | RN100767714 | Dust collection system. | A positive use determination for 100% of the dust collection system. | 2007-05-23 | 34833 | 100
10965 | T1 | Teknor Color Company Inc | Teknor Color Company Inc | 4545 N Jackson | Jacksonville | TX |  | Cherokee | CN601739378 | RN101054815 | Dust collection systems installed since 1997.. | A positive use determination for 100% of dust collection systems installed since 1997. | 2007-05-23 | 134966 | 100
10966 | T1 | Teknor Color Company Inc | Teknor Color Company Inc | 4545 N Jackson | Jacksonville | TX |  | Cherokee | CN601739378 | RN101054815 | Tanks, piping, & pumps for water conservation systems installed since 1997. | A positive use determination for 100% of tanks, piping, & pumps for water conservation systems installed since 1997. | 2007-05-23 | 54265 | 100
10967 | T1 | Techwood Design LLC | Techwood Design LLC | 900 E Clarendon Dr | Dallas | TX | 75203 | Dallas | Insufficient Information | Insufficient Information | Two dust collectors for sanding and routing operations. Includes tanks, bags and ductwork. | A positive use determination for 100% of two dust collectors for sanding and routing operations. | 2007-05-23 | 1478 | 100
10968 | T1 | Techwood Design LLC | Techwood Design LLC | 900 E Clarendon Dr | Dallas | TX | 75203 | Dallas | Insufficient Information | Insufficient Information | Binks 8 X 8 Paint Booth with collection device. | A positive use determination for 100% of a Binks 8 X 8 paint booth with collection device. | 2007-05-23 | 5050 | 100
10969 | T1 | Multiserve Inc | Multiserve Inc | Hwy 67 | Midlothian | TX |  | Ellis | Insufficient Information | Insufficient Information | Items consist of a Metal Reclamation System used to clean and recycle waste metals. | A positive use determination for 100% of the metal reclamation system. | 2007-07-23 | 258317 | 100
10970 | T1 | Multiserve Inc | Multiserve Inc | Hwy 67 | Midlothian | TX |  | Ellis | Insufficient Information | Insufficient Information | Vacuum Truck and a Water Truck. | A positive use determination for 100% of the vacuum truck and water truck used on plant roadways. | 2007-05-23 | 327088 | 100
10971 | T1 | Multiserve Inc | Multiserve Inc | Hwy 67 | Midlothian | TX |  | Ellis | Insufficient Information | Insufficient Information | Secondary Containment Structure -- 26 X 50 X 20 ft Metal Clad Structure, used to clean equipment before entering plant roadways. Secondary Containment drains and pits in shop building. | A positive use determination for 100% of the secondary containment structure with drains and pits. | 2007-07-23 | 282448 | 100
10972 | T1 | American Collid Co Inc | American Collid Co Inc | 401 Southpark Dr | Lufkin | TX | 75904 | Angelina | CN601087075 | RN101979912 | Items consist of dust collector system and bag house. | A positive use determination of 100% for the dust collector system and the bag house. | 2007-05-24 | 734717 | 100
10973 | T1 | American Collid Co Inc | American Collid Co Inc | 401 Southpark Dr | Lufkin | TX | 75904 | Angelina | CN601087075 | RN101979912 | Items consist of Coal Mill Enclosure and auger/conveyor covers. | A positive use determination of 100% for the Coal Mill Enclosure and the auger/conveyor covers. | 2007-05-24 | 103137 | 100
10974 | T1 | American Collid Co Inc | American Collid Co Inc | 401 Southpark Dr | Lufkin | TX | 75904 | Angelina | CN601087075 | RN101979912 | Item consist of Environmental Asphalt Paving of entrance, areas surrounding mixing operations. | A positive use determination of 100% for the asphalt paving of entrance and the areas surrounding mixing operations. | 2007-05-24 | 125000 | 100
10975 | T1 | Plaskolite Texas LLC | Plaskolite Texas LLC | 5300 Hwy 80 E | Canton | TX |  | Van Zandt | CN603101023 | RN102542263 | Item consists of a Powder Coating System excluding the oven. | A positive use determination of 100% for the powder coating system excluding the oven. | 2007-05-24 | 219200 | 100
10976 | T1 | Plaskolite Texas LLC | Plaskolite Texas LLC | 5300 Hwy 80 E | Canton | TX |  | Van Zandt | CN603101023 | RN102542263 | Item consists of a Paint Booth. | A positive use determination of 100% for the Paint Booth. | 2007-05-24 | 5386 | 100
10977 | T1 | Plaskolite Texas LLC | Plaskolite Texas LLC | 5300 Hwy 80 E | Canton | TX |  | Van Zandt | CN603101023 | RN102542263 | Item consists of a baler to reduce the volume of material going to the landfill. | A positive use determination of 100% for the baler. | 2007-05-24 | 9018 | 100
10978 | T1 | Reheis Chemicals Company Inc | Reheis Chemical Company Inc | 500 Ninth St | Midlothian | TX | 76065 | Ellis | CN600421812 | RN100735034 | Items consist of Temperature Probes, Over flow sensors, demister drain line to the WWTP, process water meter, and alarm. | A positive use determination of 100% for the temperature probes, the over flow sensors, the demister drain line to the WWTP, the process water meter, and the alarm used to continuously monitor the waste water process. | 2007-05-24 | 32701 | 100
10979 | T1 | Reheis Chemicals Company Inc | Reheis Chemical Company Inc | 500 Ninth St | Midlothian | TX | 76065 | Ellis | CN600421812 | RN100735034 | Items consist of the concrete containment lip which serves as a secondary containment device for any possible leaks in the packaging room. | A positive use determination of 100% for the concrete containment lip which serves as a secondary containment device for the packaging room. | 2007-05-24 | 7703 | 100
10980 | T1 | Reheis Chemicals Company Inc | Reheis Chemical Company Inc | 500 Ninth St | Midlothian | TX | 76065 | Ellis | CN600421812 | RN100735034 | Items consist of the replacement of the Dissolving Tanks with double walled tanks. | A positive use determination of 50% for the double walled dissolving tanks.. | 2007-05-24 | 178081 | 100
10981 | T1 | Premier Industries Inc | Premier Industries Inc | 210 Industrial Ln | Marlin | TX | 76661 | Falls | CN601089964 | RN105125066 | Item consists of a Water Conservation System comprised of pumps, piping, and tanks. | A positive use determination of 100% for the Water Conservation System. | 2007-05-22 | 202557 | 100
10982 | T1 | Premier Industries Inc | Premier Industries Inc | 210 Industrial Ln | Marlin | TX | 76661 | Falls | CN601089964 | RN105125066 | Item consists of a Dust Collection System. | A positive use determination of 100% for the Dust Collection System. | 2007-05-22 | 65752 | 100
10983 | T1 | Premier Industries Inc | Premier Industries Inc | 210 Industrial Ln | Marlin | TX | 76661 | Falls | CN601089964 | RN105125066 | Item consists of the Pentane Abatement System Collection Points project. | A positive used determination of 100% for the Pentane Abatement System Collection Points project. | 2007-07-03 | 85317 | 100
10984 | T1 | Premier Industries Inc | Premier Industries Inc | 210 Industrial Ln | Marlin | TX | 76661 | Falls | CN601089964 | RN105125066 | Item consists of Regenerative Thermal Oxidizer. | A positive used determination of 100% for the Regenerative Thermal Oxidizer. | 2007-07-03 | 498686 | 100
10985 | T1 | Valley Proteins Inc | Valley Proteins Inc | 8415 SE 1 Ave | Amarillo | TX |  | Potter | CN600792063 | RN101834224 | Item consists of containers, dollies and dump containers used to recycle waste products. | A positive use determination of 100% for the containers, dollies and dump containers used to recycle waste products. | 2007-05-22 | 331440 | 100
10986 | T1 | Valley Proteins Inc | Valley Proteins Inc | 8415 SE 1 Ave | Amarillo | TX |  | Potter | CN600792063 | RN101834224 | Item consists of a Crusher used to reduce volume of waste and recycle. | A positive use determination of 100% for the Crushers used to reduce volume of waste and for recycling. | 2007-05-22 | 260219 | 100
10987 | T1 | Valley Proteins Inc | Valley Proteins Inc | 8415 SE 1 Ave | Amarillo | TX |  | Potter | CN600792063 | RN101834224 | Item consists of a Boiler Conversion Project which will allow for the use of fat & #6 oil. | Withdrawn by applicant | 2007-06-18 | 73427 | 100
10988 | T1 | Valley Proteins Inc | Valley Proteins Inc | 8415 SE 1 Ave | Amarillo | TX |  | Potter | CN600792063 | RN101834224 | Item consists of a Mist Eliminator used to remove liquid from exhaust gases. | A positive use determination of 100% for the Mist Eliminator. | 2007-05-21 | 7640 | 100
10989 | T1 | Valley Proteins Inc | Valley Proteins Inc | 8415 SE 1 Ave | Amarillo | TX |  | Potter | CN600792063 | RN101834224 | Item consists of an Air Scrubber System. | A positive use determination of 100% for the Air Scrubber System. | 2007-05-21 | 209085 | 100
10990 | T1 | Valley Proteins Inc | Valley Proteins Inc | 8415 SE 1 Ave | Amarillo | TX |  | Potter | CN600792063 | RN101834224 | Item consists of a Flow Meter for natural gas. | A positive use determination of 100% for the flow meter. | 2007-05-21 | 6273 | 100
10991 | T1 | Valley Proteins Inc | Valley Proteins Inc | 8415 SE 1 Ave | Amarillo | TX |  | Potter | CN600792063 | RN101834224 | Wastewater Treatment System used to treat wastewater before discharge. | A positive use determination of 100% for the Wastewater Treatment System. | 2007-05-21 | 434896 | 100
10992 | T1 | Aristech Chemical Corporation | Aristech La Porte Plant | 8811 Strang Rd | La Porte | TX | 77571 | Harris | CN600132096 | RN102888328 | B-Line Cathodic Protection Upgrade. Concrete Ditch Adjacent to B Line Cooling Tower. HRVOC Projects. Optimizing Steam Flow to B line Flare. Purchase/Install a Spare B Line Flare Tip. Purchase Spare NOx Burner/Ignitor Assemblies. Under Ground Piping and Area Catch Basin. Leak Detection Equipment. Hydrocarbon Detector Early Warning Systems. | A positive use determination of 100% for the following projects: B-Line Cathodic Protection Upgrade; Concrete Ditch Adjacent to B Line Cooling Tower; HRVOC Projects; Optimizing Steam Flow to B line Flare; Purchase/Install a Spare B Line Flare Tip; Purchase Spare NOx Burner/Ignitor Assemblies; Under Ground Piping and Area Catch Basin; Leak Detection Equipment; and the Hydrocarbon Detector Early Warning Systems. | 2007-05-21 | 735566 | 100
10993 | T1 | Sunoco Polyolefins LP | Sunoco Bayport Chemical Plant | 9802 Fairmont Pkwy | Pasadena | TX | 77507 | Harris | CN601179914 | RN103773206 | HRVOC Projects. NOx Reduction for Boilers. D&B Dust Collection System. PP Flare Natural Gas Make-Up. | A positive use determination of 100% for the following projects: HRVOC Projects; NOx Reduction for Boilers; D&B Dust Collection System; and the PP Flare Natural Gas Make-Up. | 2007-05-21 | 2026549 | 100
10994 | T1 | Permian Mud Service Inc | Champion Technologies Inc | 115 Proctor | Odessa | TX | 79762 | Ector | CN600361869 | RN103031084 | Scrubber for Chemical Reactors. Concrete Paving for chemical tote and drum storage and mobile equipment operation. Reactor Overfill Tank. Hazardous Chemical Waste Storage. Boiler water condensate return line. | A positive use determination of 100% for the following projects: Scrubber for Chemical Reactors; Concrete Paving for chemical tote and drum storage and mobile equipment operation; Reactor Overfill Tank; Hazardous Chemical Waste Storage; and Boiler water condensate return line. | 2007-05-21 | 710019 | 100
10995 | T1 | Permian Mud Service Inc | Champion Technologies Inc | 3130 FM 521 | Fresno | TX | 77545 | Fort Bend | CN600361869 | RN101618882 | Flare System. Pipe Joint Welds. Exhaust stack for boiler. Ethylene oxide and propylene oxide vapor and liquid recovery units on reactors and storage tanks. Concrete paving for chemical tote, drum storage and mobile equipment operation. Waste chemical collection trenches and piping connect to waste storage tanks. Secondary Containment for chemical reactors and chemical storage tank farm. Tight fill fittings for chemical storage tank & chemical transfer equipment. Stormwater drainage control system. | A positive use determination of 100% for the following projects: Flare System; Pipe Joint Welds; Exhaust stack for boiler; Ethylene oxide and propylene oxide vapor and liquid recovery units on reactors and storage tanks; Concrete paving for chemical tote, drum storage and mobile equipment operation; Waste chemical collection trenches and piping connect to waste storage tanks; Secondary Containment for chemical reactors and chemical storage tank farm; Tight fill fittings for chemical storage tank & chemical transfer equipment; and Stormwater drainage control system. | 2007-05-21 | 2234132 | 100
10996 | T1 | Permian Mud Service Inc | Corsicana Technologies Inc | 2733 E Hwy 31 | Corsicana | TX | 75110 | Navarro | CN600442883 | RN100756287 | Scrubber System for chemical reactors. Replaced equipment seals attached to chemical piping system. Welded pipe joints on chemical reactor R-6,chemical blending tank, and amine storage tank. Waste catalyst recovery equipment. Chemical recycling equipment. Secondary Containment for chemical reactors, chemical blending tank; chemical process vessel tank, drum filling station, and amine processing equipment. Waste disposal system. Vessel overfill alarm. | A positive use determination of 100% for the following projects: Scrubber System; the replacement seals; the welding of pipe joints; chemical recycling system; concrete secondary containment pads; the waste disposal system; and the overfill alarm. | 2007-05-21 | 3463000 | 100
10997 | T1 | Martin Resource Management Corporation | Martin Product Sales LLC | 1920 Sh 194 W | Planview | TX | 79072 | Hale | CN600399935 | RN102548864 | Exhaust Gas Treatment System including acidulation stripper. SO2 scrubber. demister. 7exhasut stack. SO2 Analyzer. Piping Joint Welds. Exhaust stack for boiler. Potable water system. Concrete paving & stormwater containment for sulfuric acid plant. Concrete containment berm and paving. Drip pans for acid spills. Wastewater Evaporation Pond. Anodic corrosion protection for sulfuric acid storage tanks. Facility septic system. | A positive use determination of 100% for the following projects: Exhaust Gas Treatment System; the SO2 Analyzer; the welding of pipe joints;. The exhaust stack; the potable water system; the concrete paving & stormwater containment for sulfuric acid plant; the concrete containment berm and paving; the drip pans for acid spills; the wastewater evaporation pond; the anodic corrosion protection; and the facilities septic system. | 2007-05-21 | 141500 | 100
10998 | T1 | Mac Asphalt Limited | Wood County Asphalt | 214 CR 2670 | Mineola | TX | 75773 | Wood | CN603135575 | RN105024202 | Baghouse & air contaminant collection system. Piping joint welds. Waste asphalt recycle system. Double Walled Tanks. | A positive use determination of 100% for the following projects: the baghouse & air contaminant collection system, the welding of pipe joint, and the waste asphalt recycling system. A positive use determination of 50% for the double walled asphalt tank, asphalt additive tank and the fuel oil tanks. | 2007-05-21 | 377286 | 100
10999 | T1 | Sonic Development Of Central Texas | Sonic Drive In #28 | 11506 Rr 620 N | Austin | TX | 78726 | Williamson | Insufficient Information | Insufficient Information | Water Quality Storm Water Detention, Sedimentation, and Filtration Pond (3029 sq ft) including land value. | A positive use determination for 100% of the storm water detention, sedimentation, and filtration pond (3029 sq ft) including land value. | 2007-05-09 | 70983 | 100
11000 | T1 | CFAN | CFAN | 1000 Technology Way | San Marcos | TX | 78666 | Hays | CN600371744 | RN100663301 | The following: Replaced wastewater line. Grit Blast Cleaning Machines connected to control devices. Wastewater Treatment System. Secondary Containment- pits to contain water/waste released from equipment. | A positive use determination of 100% for the replacement wastewater line, the grit blast cleaning machines, the wastewater treatment system and the secondary containment pits | 2007-05-16 | 116000 | 100
11001 | T1 | La Grange Acquisition | La Grange Acquisition | Johnson County |  |  |  | Johnson | Insufficient Information | Insufficient Information | Compressor station employs state-of-the-art Lean Burn Gas-Fired Compressor Driver technology employing advanced mechanical design and electronic combustion (Caterpillar G3600 gas engine family) to reduce NOx emissions. | A positive use determination of 20% for the two lean burn gas fired compressor drivers. | 2007-05-18 | 952800 | 20
11002 | T1 | Houston Pipeline Company | Houston Pipeline Company | Rusk County |  |  |  | Rusk | CN601469026 | RN104205687 | Compressor station employs state-of-the-art Lean Burn Gas-Fired Compressor Driver technology employing advanced mechanical design and electronic combustion (Caterpillar G3600 gas engine family) to reduce NOx emissions. Cathodic protection and factory installed protective coatings of the underground piping system. Automatic Line Leak Detection: pipeline inspection gauges. Stormwater run-off control. | A positive use determination of 100% for the Dielectric Coatings (Cathodic Protection), Pig Launcher/receiver and the stormwater controls. A positive use determination of 20% for the three lean burn gas fired compressor drivers. | 2007-05-18 | 3690101 | 100
11003 | T1 | Houston Pipeline Company | Houston Pipeline Company | Orange County |  |  |  | Orange | CN601469026 | RN104205653 | Compressor station employs state-of-the-art Lean Burn Gas-Fired Compressor Driver technology used to reduce NOx emissions. | A positive use determination of 20% for the two lean burn gas fired compressor drivers. | 2007-05-18 | 194979 | 100
11004 | T1 | Houston Pipeline Company | Houston Pipeline Company | Panola County |  |  |  | Panola | CN600272348 | RN104205687 | Surface Impoundments: erosion/ sedimentation controls. Cathodic protection and factory installed protective coatings of the underground piping system. Automatic Line Leak Detection: pipeline inspection gauges. | A positive use determination of 100% for the Dielectric Coatings (Cathodic Protection), Pig Launcher/receiver and the stormwater controls. | 2007-05-18 | 5142981 | 100
11005 | T1 | Vantex Gas Pipeline | Vantex Gas Pipeline | Cherokee County |  |  |  | Cherokee | CN601053424 | RN102531480 | Compressor station employs state-of-the-art Lean Burn Gas-Fired Compressor Driver technology used to reduce NOx emissions. | A positive use determination of 20% for the two lean burn gas fired compressor drivers. | 2007-05-18 | 460712 | 100
11006 | T1 | Energy Transfer Fuel | Energy Transfer Fuel | Freestone County |  |  |  | Freestone | CN602673071 | RN104583950 | Compressor station employs state-of-the-art Lean Burn Gas-Fired Compressor Driver technology used to reduce NOx emissions. Surface Impoundments: erosion/ sedimentation controls. Cathodic protection and factory installed protective coatings of the underground piping system. Automatic Line Leak Detection: pipeline inspection gauges. | A positive use determination of 100% for the Dielectric Coatings (Cathodic Protection), Pig Launcher/receivers and the stormwater controls. A positive use determination of 20% for the four lean burn gas fired compressor drivers. | 2007-05-18 | 8311085 | 100
11007 | T1 | Energy Transfer Fuel | Energy Transfer Fuel | Cherokee County |  |  |  | Cherokee | CN602673071 | RN104584057 | Compressor station employs state-of-the-art Lean Burn Gas-Fired Compressor Driver technology used to reduce NOx emissions. Surface Impoundments: erosion/ sedimentation controls. Cathodic protection and factory installed protective coatings of the underground piping system. Automatic Line Leak Detection: pipeline inspection gauges. | A positive use determination of 100% for the Dielectric Coatings (Cathodic Protection), Pig Launcher/receivers and the stormwater controls. A positive use determination of 20% for the four lean burn gas fired compressor drivers. | 2007-05-18 | 5346316 | 100
11008 | T1 | Energy Transfer Fuel | Energy Transfer Fuel | Anderson |  |  |  | Anderson | CN602673071 | RN104584040 | Compressor station employs state-of-the-art Lean Burn Gas-Fired Compressor Driver technology used to reduce NOx emissions. Surface Impoundments: erosion/ sedimentation controls. Cathodic protection and factory installed protective coatings of the underground piping system. Automatic Line Leak Detection: pipeline inspection gauges. | A positive use determination of 100% for the Dielectric Coatings (Cathodic Protection), Pig Launcher/receivers and the stormwater controls. A positive use determination of 20% for the four lean burn gas fired compressor drivers. | 2007-05-18 | 6989161 | 100
11009 | T1 | Energy Transfer Fuel | Energy Transfer Fuel | Rusk County |  |  |  | Rusk | CN602673071 | RN104583737 | Surface Impoundments: erosion/ sedimentation controls. Cathodic protection and factory installed protective coatings of the underground piping system. Automatic Line Leak Detection: pipeline inspection gauges. | A positive use determination of 100% for the Dielectric Coatings (Cathodic Protection), Pig Launcher/receiver and the stormwater controls. | 2007-05-18 | 3110211 | 100
11010 | T1 | Energy Transfer Fuel | Energy Transfer Fuel | Navarro County |  |  |  | Navarro | CN602673071 | RN104583984 | Surface Impoundments: erosion/ sedimentation controls. Cathodic protection and factory installed protective coatings of the underground piping system. Automatic Line Leak Detection: pipeline inspection gauges. | A positive use determination of 100% for the Dielectric Coatings (Cathodic Protection), Pig Launcher/receiver and the stormwater controls. | 2007-05-18 | 2165102 | 100
11011 | T1 | Energy Transfer Fuel | Energy Transfer Fuel | Johnson County |  |  |  | Johnson | CN602673071 | RN104584149 | Surface Impoundments: erosion/ sedimentation controls. Cathodic protection and factory installed protective coatings of the underground piping system. Automatic Line Leak Detection: pipeline inspection gauges. | A positive use determination of 100% for the Dielectric Coatings (Cathodic Protection), Pig Launcher/receiver and the stormwater controls. | 2007-05-18 | 1589531 | 100
11012 | T1 | Energy Transfer Fuel | Energy Transfer Fuel | Hill County |  |  |  | Hill | CN602673071 | RN104584156 | Surface Impoundments: erosion/ sedimentation controls. Cathodic protection and factory installed protective coatings of the underground piping system. Automatic Line Leak Detection: pipeline inspection gauges. | A positive use determination of 100% for the Dielectric Coatings (Cathodic Protection), Pig Launcher/receiver and the stormwater controls. | 2007-05-18 | 5537125 | 100
11013 | T1 | Energy Transfer Fuel | Energy Transfer Fuel | Tarrant County |  |  |  | Tarrant | CN602673071 | RN104584222 | Cathodic protection and factory installed protective coatings of the underground piping system. Automatic Line Leak Detection: pipeline inspection gauges. | A positive use determination of 100% for the Dielectric Coatings (Cathodic Protection) and the Pig Launcher/receiver. | 2007-05-18 | 467521 | 100
11014 | T1 | Energy Transfer Fuel | Energy Transfer Fuel | Parker County |  |  |  | Parker | CN602673071 | RN104584370 | Compressor station employs state-of-the-art Lean Burn Gas-Fired Compressor Driver technology used to reduce NOx emissions. Cathodic protection and factory installed protective coatings of the underground piping system. Automatic Line Leak Detection: pipeline inspection gauges. | A positive use determination of 100% for the Dielectric Coatings (Cathodic Protection) and the Pig Launcher/receiver. A positive use determination of 20% for all of the lean burn gas fired compressor drivers. | 2007-05-18 | 2207328 | 100
11015 | T1 | Energy Transfer Fuel | Energy Transfer Fuel | Hunt County |  |  |  | Hunt | CN602673071 | RN104583802 | Compressor station employs state-of-the-art Lean Burn Gas-Fired Compressor Driver technology used to reduce NOx emissions. | A positive use determination of 20% for all of the lean burn gas fired compressor drivers. | 2007-05-18 | 36067 | 100
11016 | T1 | Energy Transfer Fuel | Energy Transfer Fuel | Ellis County |  |  |  | Ellis | CN602673071 | RN104584123 | Compressor station employs state-of-the-art Lean Burn Gas-Fired Compressor Driver technology used to reduce NOx emissions. | A positive use determination of 20% for all of the lean burn gas fired compressor drivers. | 2007-05-18 | 204000 | 100
11017 | T1 | Energy Transfer Fuel | Energy Transfer Fuel | Angelina County |  |  |  | Angelina | CN602673071 | RN104584065 | Compressor station employs state-of-the-art Lean Burn Gas-Fired Compressor Driver technology used to reduce NOx emissions. | A positive use determination of 20% for all of the lean burn gas fired compressor drivers. | 2007-05-18 | 326082 | 100
11018 | T1 | Energy Transfer Fuel | Energy Transfer Fuel | Hood County |  |  |  | hood | CN602673071 | Insufficient Information | Cathodic protection and factory installed protective coatings of the underground piping system. | A positive use determination of 100% for all of the cathodic protection. | 2007-05-18 | 104692 | 100
11019 | T1 | Energy Transfer Fuel | Energy Transfer Fuel | Limestone County |  |  |  | Limestone | CN602673071 | RN104584016 | Surface Impoundments: erosion/ sedimentation controls. Cathodic protection and factory installed protective coatings of the underground piping system. Automatic Line Leak Detection: pipeline inspection gauges. | A positive use determination of 100% for the Dielectric Coatings (Cathodic Protection), Pig Launcher/receiver and the stormwater controls. | 2007-05-18 | 66586 | 100
11020 | T2 | Energy Transfer Fuel | Energy Transfer Fuel | Denton County |  |  |  | Denton | CN602673071 | RN104584206 | The newly constructed compressor station uses state-of-the-art dual (electric & natural gas) drive compressor technology, employing advanced mechanical design and electrical combustion controls within state non-attainment areas for NOx. | A positive use determination of 20% for the lean burn combustion system for the natural gas fired engine. | 2007-06-04 | 2800000 | 100
11021 | T2 | Energy Transfer Fuel | Energy Transfer Fuel | Freestone County |  |  |  | Freestone | CN602673071 | RN104583950 | The newly constructed compressor station uses state-of-the-art electric drive compressor technology, employing advanced mechanical design and electrical combustion controls within state non-attainment areas for NOx. Electric driver construction/installation costs, as well as life cycle operating costs, are generally cost indifferent in comparison to Lean Burn Gas-Fired Compressor Engine Technologies. | A positive use determination of 100% for the cost difference between the electric driver compressor engines and the standard fuel-powered compressor motor of similar horse power. | 2008-06-03 | 5446820 | 100
11022 | T2 | Energy Transfer Fuel | Energy Transfer Fuel | Cherokee County |  |  |  | Cherokee | CN602673071 | RN104584057 | The newly constructed compressor station uses state-of-the-art electric drive compressor technology, employing advanced mechanical design and electrical combustion controls within state non-attainment areas for NOx. Electric driver construction/installation costs, as well as life cycle operating costs, are generally cost indifferent in comparison to Lean Burn Gas-Fired Compressor Engine Technologies. | A positive use determination of 100% for the four Electric Drives in the compressors. | 2007-05-21 | 5346718 | 100
11023 | T2 | Energy Transfer Fuel | Energy Transfer Fuel | Ellis County |  |  |  | Ellis | CN602673071 | RN104584123 | The newly constructed compressor station uses state-of-the-art dual (electric & natural gas) drive compressor technology, employing advanced mechanical design and electrical combustion controls within state non-attainment areas for NOx. | A positive use determination of 20% for the lean burn combustion system for the natural gas fired engine and for the electric motor. | 2007-06-04 | 2073600 | 100
11024 | T2 | Oasis Gas Pipeline | Oasis Gas Pipeline | Waller County |  |  |  | Waller | CN601077209 | RN107857898 | The existing gas-fired engine/compressor technology was replaced with a combination of new electric driven compressor/driver and lean burn natural gas fired engine/compressor units. | A positive use determination of 100% for the Electric Drive in the compressor. | 2007-05-21 | 2045654 | 100
11025 | T2 | La Grange Acquisition | La Grange Acquisition | Johnson County |  |  |  | Johnson | Insufficient Information | Insufficient Information | The newly constructed compressor station uses state-of-the-art electric drive compressor technology, employing advanced mechanical design and electrical combustion controls within state non-attainment areas for NOx. | A positive use determination of 100% for the eight Electric Drives in the compressors. | 2007-05-21 | 11672993 | 100
11026 | T2 | Houston Pipeline Company | Houston Pipeline Company | Harris County |  |  |  | Harris | CN601469026 | RN104194733 | The completely retrofitted compressor station uses electric drive compressor technology. | A positive use determination of 100% for the seven Electric Drives in the compressors. | 2007-05-21 | 15776242 | 100
11027 | T1 | Maxim Integrated Inc | Maximum Integrated Inc | 9651 Westovoer Hills | San Antonio | TX | 78251 | Bexar | CN602566663 | RN100579069 | Asahi Olt-6036H Ultra-filters: used to filter water used in the manufacturing process. Airguard Cyclone Gas Scrubbers: Exhaust gas scrubbers. Airguard Vortex EPI Gas Scrubber: Exhaust Gas Scrubber. Duct Replacement. Installation of 4" PVDF piping - Tie System. Rodi System A Piping Modification. Harness assembly liquid leak detector. Heliot 702D1-A72-E115-D120L/MI gas leak detector. Complt Elec & Gas Detection. Portable Satellite Analog 4-20. Centotherm Abatement Tools. | A positive use determination of 100% for the exhaust gas scrubbers, the duct/piping projects, the gas leak detectors, and the waste gas abatement systems. A negative determination for the ultra-pure water system. Retreating water before use in the production process is not considered to be pollution control. | 2007-05-21 | 919872 | 100
11028 | T1 | Lufkin Industries Inc | Lufkin Industries Foundry Division | 300 Winston St | Lufkin | TX | 75904 | Angelina | CN600399570 | RN100693209 | Dust suppression equipment of Large Casting Facility. Paint Booth System. Fugitive Emission Containment Structure. | A positive use determination of 100% for the dust suppression equipment, the paint booth system, and the fugitive emission containment structure used to handle waste sand before disposal.. | 2007-05-21 | 1572331 | 100
11029 | T1 | Lufkin Industries Inc | Lufkin Industries Power Transmission | 407 Kiln Ave | Lufkin | TX | 75902 | Angelina | Insufficient Information | Insufficient Information | Metal Scrap Collection System. Fugitive Emission Containment Structure. | A positive use determination of 100% for the metal scrap collection system and the fugitive emission containment structure used to house waste cleaning materials.. | 2007-05-21 | 93101 | 100
11030 | T1 | Lufkin Industries Inc | Lufkin Industries Oilfield Div | 7305 S Us Hwy 69 | Lufkin | TX | 75904 | Angelina | CD600399570 | RN100213453 | Response equipment located at the paint drip tank. Concrete paving for mobile equipment. Stormwater drainage system and associated concrete paving. Waste oil storage tank. | A positive use determination of 100% for the spill response equipment located at the paint drip tank, the concrete paving for mobile equipment, the stormwater drainage system with associated concrete paving. and the waste oil storage tank. | 2007-05-21 | 228373 | 100
11031 | T1 | Talley Oil Company Inc | Don's Food Store #1 | 301 S Mobberly Ave | Longview | TX | 75602 | Gregg | CN604434589 | RN102063385 | Anti-spill boxes. Automatic shut-off valves. Tank monitoring equipment including leak detection. Observation well. Fiberglass reinforced plastic coating for underground storage tanks and piping. | A positive use determination of 100% for the anti-spill boxes, the automatic shut-off valves, the tank monitoring equipment, the observation well, and the fiberglass reinforced plastic coating. | 2007-05-21 | 9450 | 100
11032 | T1 | Talley Oil Company Inc | Don's Food Store #4 | 1470 W Marshall Ave | Longview | TX | 75604 | Gregg | CN600733687 | RN102064425 | Anti-spill boxes. Automatic shut-off valves. Tank monitoring equipment including leak detection. Observation well. Fiberglass reinforced plastic coating for underground storage tanks and piping. Concrete paving for vehicle and fuel truck traffic. Vent valves, ball valves, and tight fill fittings. Tank Sumps and dispensing sumps. | A positive use determination of 100% for the anti-spill boxes, the automatic shut-off valves, the tank monitoring equipment, the observation well, the fiberglass reinforced plastic coating for the tanks and piping, the vent valves, ball valves, and tight fill fittings; the tank and dispensing sumps; and the concrete paving which is located above the underground storage tanks, the underground fuel pipeline and the fueling area. | 2007-05-21 | 286950 | 100
11033 | T1 | Talley Oil Company Inc | Don's Food Store #5 | 522 W Marshall Ave | Longview | TX | 75601 | Gregg | CN604434589 | RN101446813 | Anti-spill boxes. Automatic shut-off valves. Tank monitoring equipment including leak detection. Observation well. Fiberglass reinforced plastic coating for underground storage tanks and piping. | A positive use determination of 100% for the anti-spill boxes, the automatic shut-off valves, the tank monitoring equipment, the observation well, and the fiberglass reinforced plastic coating for the tanks and piping. | 2007-05-21 | 18450 | 100
11034 | T1 | Lufkin Industries Inc | Lufkin Industries - Machine Tool Ops | 2512 W Sh 114 | Levelland | TX | 79336 | Hockley | CN600399570 | RN101751816 | Petroleum solvent recovery system. | A positive use determination of 100% for the petroleum solvent recovery system. | 2007-05-21 | 10725 | 100
11035 | T1 | Tamko Building Products Inc | Tamko Naples Inc | Johnson Ave | Naples | TX | 75568 | Morris | CN603648064 | RN102165925 | Fume filters for moisture guard roofing and coater line. Emissions gas monitor. Welded pipe joints. Dust collection system for backing roofing line section and raw material storage bins. Waste collection system. Secondary containment for storage tanks. Stormwater drainage control system. | A positive use determination of 100% for the fume filters, the emissions gas monitor, the welding of pipe joints, the dust collection system for backing roofing line section and raw material storage bins, the waste collection system, the secondary containment for storage tanks, and the stormwater drainage control system. | 2007-05-21 | 95778 | 100
11036 | T1 | Tamko Building Products Inc | Tamko Naples Inc | Johnson Ave | Naples | TX | 75568 | Cass | CN603648064 | RN102165925 | Fume filters for moisture guard roofing and coater line. Emissions gas monitor. Welded pipe joints. Dust collection system for backing roofing line section and raw material storage bins. Waste collection system. Secondary containment for storage tanks. Stormwater drainage control system. | A positive use determination of 100% for the fume filters, the emissions gas monitor, the welding of pipe joints, the dust collection system for backing roofing line section and raw material storage bins, the waste collection system, the secondary containment for storage tanks, and the stormwater drainage control system. | 2007-05-21 | 95778 | 100
11037 | T1 | Scandrill Inc | Scandrill - Scan Patriot | 5 Mi N of Tyler | Tyler | TX | 75701 | Smith | CN601088818 | Insufficient Information | Diesel engines used to drive electric power generators are equipped with high pressure fuel injectors and turbo-chargers. | A positive use determination of 100% for the high pressure fuel injection and turbo-charger components. | 2007-05-21 | 40000 | 100
11038 | T2 | Delek Refining Ltd | Delek Refining Ltd Tyler | 425 Mcmurrey Dr | Tyler | TX | 75702 | Smith | CN602831232 | RN100222512 | A 138kv electrical substation was constructed to provide a redundant and more reliable supply of power to the refinery. This new substation will provide power for the entire facility and would not be considered as 100% pollution control. An additional sulfur recovery unit including a tail gas treating unit and incinerator. New amine Regenerator 92-V-2A. TX LED Additive system. | No status event | 2007-10-02 | 22295770 | 100
11039 | T1 | Delek Refining Ltd | Delek Refining Ltd Tyler | 425 Mcmurrey Dr | Tyler | TX | 75702 | Smith | CN602831232 | RN100222512 | Replacement of existing burner inn the #10 boiler with a Low NOx Burner. Increase the berm height around the tanks to provide required secondary containment volume. Install new positive seal slide gates up pipe from the electrostatic precipitator to reduce emissions in the final control device. Installed an additional blower on the #9 boiler. Installed a vent which will vent the excess steam generated by an FCC upset and reduce the chance of bypassing the boiler during an upset. | A positive use determination of 100% for the following projects: #10 Boiler Low NOx Burner; the increased berm height; the new positive seal slide gates; the additional blower on the #9 boiler; and the excess steam vent. | 2007-05-21 | 1171116 | 100
11040 | T1 | National Semiconductor | National Semiconductor Arlington | 1111 W Bardin Rd | Arlington | TX | 76017 | Tarrant | CN600759666 | RN101466324 | The following pump related items: 2 VGate 4 Pumps, 2 VGate 3 Pump Installation, 2 VGate 3 QMB 1200 Dry Pump, Endura CVD TIN Pumps, GAS 3510 03 Pumps, GAS 3510 05 Pumps, LAM 9600 04 QMB 500 Dry Pump, LAM 4400 04 Pumps, LAM 05 Pumps, LAM 4400 3 Pumps, LAM 4500 05 Pumps, LAM 9600 02 Pumps, LAM 9600 05 Pumps. | A positive use determination of 100% for the pump related items. | 2007-06-26 | 561868 | 100
11041 | T1 | Turner Industries Ltd | Turner Industries | 1200 19Th Sw | Pris | TX | 75460 | Lamar | CN602783755 | RN102806650 | Paint booths are equipped with an overall particulate matter assistance. The paint storage building is an enclosed building and is equipped with climate control. | A positive use determination of 100% for the ventilation associated with the paint booths. A positive use determination of 50% for the blast booths. | 2007-05-21 | 442223 | 100
11042 | T1 | Unique Powder Coating Inc | Unique Powder Coating Inc | 1101 Industrial Dr | Royse City | TX | 75189 | Collin | Not Regulated by TCEQ | None Assigned | Constructed a 230 square foot Powder Coating Facility. Requesting value of the Powder Coat Booth and the Land that it occupies. | A positive use determination of 100% for the Powder Coating Facility, excluding the oven, and the 230 square feet of land which is occupies. | 2007-05-25 | 75410 | 100
11043 | T1 | TXU Mining Company LP | TXU Big Brown Mine | 11 Mi NE Fairfield FM2570 | Fairfield | TX | 75840 | Freestone | CN602518169 | RN103013892 | The following property: two 1999 EUCLID Water Trucks; 1999 International Pump Truck; three 1997 BARC Skid Mount Pumps; two 1999 BARC Skid Mount Pumps, one 2001 BARC Skid Mount Pump; one 2001 BARC Pump; and two BARC pumps. | A positive use determination of 100% for the three water trucks and the nine pumps. | 2007-05-25 | 1249911 | 100
11044 | T1 | TXU Mining Company LP | TXU Martin Lake & Beckville Mines | 8850 FM 2658 N | Tatum | TX | 75455 | Panola | CN602518169 | RN104123898 | The following property: 2004 Caterpillar Water Truck, 2002 Caterpillar Water Truck, 2000 International Pumper Truck, two 1999 Rupp Pump, 1999 Dewatering Pump, and the construction of the following sedimentation ponds: DIII-16, AIV-1, CI-13, B-46, and B-45. | A positive use determination of 100% for the three water trucks, the three pumps, and the five ponds. | 2007-05-25 | 6733504 | 100
11045 | T1 | TXU Mining Company LP | TXU Martin Lake & Beckville Mines | 8850 FM 2658 N | Tatum | TX | 75455 | Rusk | CN602518169 | RN101725760 | The following property: 2001 Euclid Water Truck, 2000 Caterpillar Water Truck, 2006 Caterpillar Water Truck, 1998 Gorman Rupp Pump, and 1998 Smith Water Tank. | A positive use determination of 100% for the three water trucks, the pump, and the water tank. | 2007-05-25 | 1536299 | 100
11046 | T1 | TXU Mining Company LP | TXU Oak Hill Mine | Sh 43 Near FM 1716 | Henderson | TX | 75652 | Rusk | CN602518169 | RN104123260 | The following property: DI/DIII Oil/Gas Road Relocations, DII/DIV Haul Road, DI-81 Pond Construction, DI Pond Construction Phases II and III, DIII-16 Pond Carryover, DIII-11 Pond Construction, DI-80 Pond Construction, AIV-4 Pond Construction, DI-115 Pond Construction. and D111-10 Pond Construction. | A positive use determination of 100% for the two roadway projects and the nine pond projects. | 2007-05-25 | 8657900 | 100
11047 | T1 | TXU Mining Company LP | Monticello Ses Thermo | PO Box 1266 | Mt Pleasant | TX | 75455 | Hopkins | CN602518169 | RN104122809 | Constructed a new haul road to access Thermo East. 1989 Caterpillar Water Truck. | A positive use determination of 100% for the roadway project and the water truck. | 2007-05-25 | 661989 | 100
11048 | T1 | TXU Mining Company LP | TXU Monticello Ses - Winfield Mine | PO Box 1266 | Mt Pleasant | TX | 75455 | Titus | CN602518169 | RN104123260 | The following property: 1999 International Pumper Truck, two 2001 Godwin Skid Pumps, 1997 Euclid Water Truck (R60), two 2002 Caterpillar Water Trucks, 2002 International Pumper Truck, 1997 BARC Barge Pump (Diesel), 1997 BARC Barge Pump (electric), three 2001 BARC Skid Mounted Pumps, WS G-14 Pond Construction, and WS F-2 Pond Construction. | A positive use determination of 100% for the two pumper trucks, the three water trucks, the five skid mounted pumps, the two barge mounted pumps, and the two pond projects. | 2007-05-25 | 3184534 | 100
11049 | T2 | Rohm & Haas Texas Inc | Rohm & Haas Texas | 1900 Tidal Rd | Deer Park | TX | 77536 | Harris | CN600131395 | RN100223205 | The newly retrofitted compressor driver is a 15,000 hp steam turbine, power plant grade. It replaces a natural gas fired compressor driver which emitted approximately 80 tons of NOx annually. | A positive use determination of 100% for the steam turbine. | 2007-06-04 | 16500000 | 100
11050 | T1 | The Lubrizol Corporation | Lubrizol Deer Park | 41 Tidal Rd | Deer Park | TX | 77536 | Harris | CN600269617 | RN100221589 | See property list on attached table. | A positive use determination for 100% of the property items listed on the attached table. | 2007-06-18 | 4158650 | 100
11051 | T1 | The Lubrizol Corporation | Lubrizol Bayport | 12801 Bay Area Blvd | Pasadena | TX | 77507 | Harris | CN600269617 | RN101058410 | The following Projects: 1.Upgrade damper controls on #1 boiler. 2. Process 3 seal pot level alarms. 3. HRVOC vent monitors for flow, pressure & temperature. 4. Process 3 control device natural gas & air controls. 5. Acrylonitrile ambient sampling system. 6. New raw water line for plant. 7. Belt skimmers for loading rack drainage. 8. Loading rack concrete drainage pad. 9. Process 3 containment trenches & pumps. 10. Level transmitter & UPS for AMPS tankage. 11. Process 3 containment walls & sumps. 12. Solvent distribution system. | A positive use determination for 100% of the property items listed above. | 2007-06-18 | 1365648.43 | 100
11052 | T1 | American Electric Power | Oklaunion Power Plant | 12567 FM 3430 | Vernon | TX | 76385 | Wilbarger | CN601243389 | RN101062255 | Replaced components of the Flue Gas Desulfurization Unit: recycle pump discharge, bleed sump discharge line, mist eliminator, limestone elevator, FGD makeup pump, and limestone conveyor belts. | A positive use determination for 100% of the replaced components of the flue gas desulfurization unit. | 2007-06-18 | 633000 | 100
11053 | T1 | American Electric Power | Oklaunion Power Plant | 12567 FM 3430 | Vernon | TX | 76385 | Wilbarger | CN601243389 | RN101062255 | Dust suppression system. | A positive use determination for 100% of the dust suppression system. | 2007-06-18 | 31000 | 100
11054 | T1 | American Electric Power | Oklaunion Power Plant | 12567 FM 3430 | Vernon | TX | 76385 | Wilbarger | CN601243389 | RN101062255 | Burner Igniter. | A positive use determination for 100% of the burner ignitor. | 2007-06-18 | 241000 | 100
11055 | T1 | American Electric Power | Oklaunion Power Plant | 12567 FM 3430 | Vernon | TX | 76385 | Wilbarger | CN601243389 | RN101062255 | Precipitator Expansion Joint. | A positive use determination for 100% of the precipitator expansion joint. | 2007-06-18 | 62000 | 100
11056 | T1 | American Electric Power | Oklaunion Power Plant | 12567 FM 3430 | Vernon | TX | 76385 | Wilbarger | CN601243389 | RN101062255 | Pretreatment Discharge Line. | A positive use determination for 100% of the pretreatment discharge line. | 2007-06-18 | 86000 | 100
11057 | T1 | American Electric Power | Oklaunion Power Plant | 12567 FM 3430 | Vernon | TX | 76385 | Wilbarger | CN601243389 | RN101062255 | Replaced fly ash silo valves and absorber recycle suction valves. | A positive use determination for 100% of the fly ash silo valves and absorber recycle suction valves. | 2007-06-18 | 16000 | 100
11058 | T1 | American Electric Power | Oklaunion Power Plant | 12567 FM 3430 | Vernon | TX | 76385 | Wilbarger | CN601243389 | RN101062255 | Replaced bottom ash sump pumps and pre-treatment sump discharge pipe. | A positive use determination for 100% of the bottom ash sump pumps and pre-treatment sump discharge pipe. | 2007-06-18 | 94000 | 100
11059 | T1 | Dairy Farmers Of America Inc | Dairy Farmers Of America | 801 James Ave | Schulenburg | TX | 78956 | Fayette | CN603841750 | RN102328390 | Replaced the heat exchanger at the old cooling tower. | A positive use determination of 100% for the replacement heat exchanger. | 2007-06-22 | 36353 | 100
11060 | T1 | Nabors Drilling USA LP | Nabors Drilling Rig #123 | Harris County |  |  |  | Harris | CN600290928 | RN100699271 | Drilling Mud Recycling System consisting of Shaker Tanks, Shale Shakers, Desilter, Desander, & Degasser. Drilling Rig Spill Response equipment: includes only the Ram Type Blowout Preventers, Closing Unit and Choke Manifold System. Low NOx Combustion System. | A positive use determination of 100% for the Drilling Mud Recycling System, the Drilling Rig Spill Response Equipment, and the Low NOx Combustion System. | 2007-06-26 | 1247060 | 100
11061 | T1 | Nabors Drilling USA LP | Nabors Drilling Rig #134 | Harris County |  |  |  | Harris | CN600290928 | RN100699271 | Drilling Mud Recycling System consisting of Shaker Tanks, Shale Shakers, Desilter, Desander, & Degasser. Drilling Rig Spill Response equipment: includes only the Ram Type Blowout Preventers, Closing Unit and Choke Manifold System. Low NOx Combustion System. | A positive use determination of 100% for the Drilling Mud Recycling System, the Drilling Rig Spill Response Equipment, and the Low NOx Combustion System. | 2007-06-26 | 945900 | 100
11062 | T1 | Nabors Drilling USA LP | Nabors Drilling Rig #238 | Harris County |  |  |  | Harris | CN600290928 | RN100699271 | Drilling Mud Recycling System consisting of Shaker Tanks, Shale Shakers, Desilter, Desander, & Degasser. Drilling Rig Spill Response equipment: includes only the Ram Type Blowout Preventers, Closing Unit and Choke Manifold System. Low NOx Combustion System. | A positive use determination of 100% for the Drilling Mud Recycling System, the Drilling Rig Spill Response Equipment, and the Low NOx Combustion System. | 2007-06-26 | 1137860 | 100
11063 | T1 | Nabors Drilling USA LP | Nabors Drilling Rig #238 | Harris County |  |  |  | Harris | CN600290928 | RN100699271 | Drilling Mud Recycling System consisting of Shaker Tanks, Shale Shakers, Desilter, Desander, & Degasser. Drilling Rig Spill Response equipment: includes only the Ram Type Blowout Preventers, Closing Unit and Choke Manifold System. Low NOx Combustion System. | A positive use determination of 100% for the Drilling Mud Recycling System, the Drilling Rig Spill Response Equipment, and the Low NOx Combustion System. | 2007-06-26 | 769500 | 100
11064 | T1 | Nabors Drilling USA LP | Nabors Drilling Rig #238 | Harris County |  |  |  | Harris | CN600290928 | RN100699271 | Drilling Mud Recycling System consisting of Shaker Tanks, Shale Shakers, Desilter, Desander, & Degasser. Drilling Rig Spill Response equipment: includes only the Ram Type Blowout Preventers, Closing Unit and Choke Manifold System. Low NOx Combustion System. | A positive use determination of 100% for the Drilling Mud Recycling System, the Drilling Rig Spill Response Equipment, and the Low NOx Combustion System. | 2007-06-26 | 941660 | 100
11065 | T1 | Nabors Drilling USA LP | Nabors Drilling Rig #395 | Harris County |  |  |  | Harris | CN600290928 | RN100699271 | Drilling Mud Recycling System consisting of Shaker Tanks, Shale Shakers, Desilter, Desander, & Degasser. Drilling Rig Spill Response equipment: includes only the Ram Type Blowout Preventers, Closing Unit and Choke Manifold System. Low NOx Combustion System. | A positive use determination of 100% for the Drilling Mud Recycling System, the Drilling Rig Spill Response Equipment, and the Low NOx Combustion System. | 2007-06-26 | 942540 | 100
11066 | T1 | Nabors Drilling USA LP | Nabors Drilling Rig #395 | Harris County |  |  |  | Harris | CN600290928 | RN100699271 | Drilling Mud Recycling System consisting of Shaker Tanks, Shale Shakers, Desilter, Desander, & Degasser. Drilling Rig Spill Response equipment: includes only the Ram Type Blowout Preventers, Closing Unit and Choke Manifold System. Low NOx Combustion System. | A positive use determination of 100% for the Drilling Mud Recycling System, the Drilling Rig Spill Response Equipment, and the Low NOx Combustion System. | 2007-06-26 | 1290160 | 100
11067 | T1 | Nabors Drilling USA LP | Nabors Drilling Rig #432 | Harris County |  |  |  | Harris | CN600290928 | RN100699271 | Drilling Mud Recycling System consisting of Shaker Tanks, Shale Shakers, Desilter, Desander, & Degasser. Drilling Rig Spill Response equipment: includes only the Ram Type Blowout Preventers, Closing Unit and Choke Manifold System. Low NOx Combustion System. | A positive use determination of 100% for the Drilling Mud Recycling System, the Drilling Rig Spill Response Equipment, and the Low NOx Combustion System. | 2007-06-26 | 1160960 | 100
11068 | T1 | Nabors Drilling USA LP | Nabors Drilling Rig #432 | Harris County |  |  |  | Harris | CN600290928 | RN100699271 | Drilling Mud Recycling System consisting of Shaker Tanks, Shale Shakers, Desilter, Desander, & Degasser. Drilling Rig Spill Response equipment: includes only the Ram Type Blowout Preventers, Closing Unit and Choke Manifold System. Low NOx Combustion System. | A positive use determination of 100% for the Drilling Mud Recycling System, the Drilling Rig Spill Response Equipment, and the Low NOx Combustion System. | 2007-06-26 | 1459600 | 100
11069 | T1 | Nabors Drilling USA LP | Nabors Drilling Rig #621 | Harris County |  |  |  | Harris | CN600290928 | RN100699271 | Drilling Mud Recycling System consisting of Shaker Tanks, Shale Shakers, Desilter, Desander, & Degasser. Drilling Rig Spill Response equipment: includes only the Ram Type Blowout Preventers, Closing Unit and Choke Manifold System. Low NOx Combustion System. | A positive use determination of 100% for the Drilling Mud Recycling System, the Drilling Rig Spill Response Equipment, and the Low NOx Combustion System. | 2007-06-26 | 1568660 | 100
11070 | T1 | Nabors Drilling USA LP | Nabors Drilling Rig #712 | Harris County |  |  |  | Harris | CN600290928 | RN100699271 | Drilling Mud Recycling System consisting of Shaker Tanks, Shale Shakers, Desilter, Desander, & Degasser. Drilling Rig Spill Response equipment: includes only the Ram Type Blowout Preventers, Closing Unit and Choke Manifold System. Low NOx Combustion System. | A positive use determination of 100% for the Drilling Mud Recycling System, the Drilling Rig Spill Response Equipment, and the Low NOx Combustion System. | 2007-06-26 | 1188260 | 100
11071 | T1 | Nabors Drilling USA LP | Nabors Drilling Rig #722 | Harris County |  |  |  | Harris | CN600290928 | RN100699271 | Drilling Mud Recycling System consisting of Shaker Tanks, Shale Shakers, Desilter, Desander, & Degasser. Drilling Rig Spill Response equipment: includes only the Ram Type Blowout Preventers, Closing Unit and Choke Manifold System. Low NOx Combustion System. | A positive use determination of 100% for the Drilling Mud Recycling System, the Drilling Rig Spill Response Equipment, and the Low NOx Combustion System. | 2007-06-26 | 584760 | 100
11072 | T1 | Nabors Drilling USA LP | Nabors Drilling Rig #729 | Harris County |  |  |  | Harris | CN600290928 | RN100699271 | Drilling Mud Recycling System consisting of Shaker Tanks, Shale Shakers, Desilter, Desander, & Degasser. Drilling Rig Spill Response equipment: includes only the Ram Type Blowout Preventers, Closing Unit and Choke Manifold System. Low NOx Combustion System. | A positive use determination of 100% for the Drilling Mud Recycling System, the Drilling Rig Spill Response Equipment, and the Low NOx Combustion System. | 2007-06-26 | 1568660 | 100
11073 | T1 | Nabors Drilling USA LP | Nabors Drilling Rig #732 | Harris County |  |  |  | Harris | CN600290928 | RN100699271 | Drilling Mud Recycling System consisting of Shaker Tanks, Shale Shakers, Desilter, Desander, & Degasser. Drilling Rig Spill Response equipment: includes only the Ram Type Blowout Preventers, Closing Unit and Choke Manifold System. Low NOx Combustion System. | A positive use determination of 100% for the Drilling Mud Recycling System, the Drilling Rig Spill Response Equipment, and the Low NOx Combustion System. | 2007-06-26 | 1421660 | 100
11074 | T1 | Nabors Drilling USA LP | Nabors Drilling Rig #736 | Harris County |  |  |  | Harris | CN600290928 | RN100699271 | Drilling Mud Recycling System consisting of Shaker Tanks, Shale Shakers, Desilter, Desander, & Degasser. Drilling Rig Spill Response equipment: includes only the Ram Type Blowout Preventers, Closing Unit and Choke Manifold System. Low NOx Combustion System. | A positive use determination of 100% for the Drilling Mud Recycling System, the Drilling Rig Spill Response Equipment, and the Low NOx Combustion System. | 2007-06-26 | 1072060 | 100
11075 | T1 | Nabors Drilling USA LP | Nabors Drilling Rig #746 | Harris County |  |  |  | Harris | CN600290928 | RN100699271 | Drilling Mud Recycling System consisting of Shaker Tanks, Shale Shakers, Desilter, Desander, & Degasser. Drilling Rig Spill Response equipment: includes only the Ram Type Blowout Preventers, Closing Unit and Choke Manifold System. Low NOx Combustion System. | A positive use determination of 100% for the Drilling Mud Recycling System, the Drilling Rig Spill Response Equipment, and the Low NOx Combustion System. | 2007-06-26 | 791260 | 100
11076 | T1 | Nabors Drilling USA LP | Nabors Drilling Rig #764 | Harris County |  |  |  | Harris | CN600290928 | RN100699271 | Drilling Mud Recycling System consisting of Shaker Tanks, Shale Shakers, Desilter, Desander, & Degasser. Drilling Rig Spill Response equipment: includes only the Ram Type Blowout Preventers, Closing Unit and Choke Manifold System. Low NOx Combustion System. | A positive use determination of 100% for the Drilling Mud Recycling System, the Drilling Rig Spill Response Equipment, and the Low NOx Combustion System. | 2007-06-26 | 955460 | 100
11077 | T1 | Nabors Drilling USA LP | Nabors Drilling Rig #768 | Harris County |  |  |  | Harris | CN600290928 | RN100699271 | Drilling Mud Recycling System consisting of Shaker Tanks, Shale Shakers, Desilter, Desander, & Degasser. Drilling Rig Spill Response equipment: includes only the Ram Type Blowout Preventers, Closing Unit and Choke Manifold System. Low NOx Combustion System. | A positive use determination of 100% for the Drilling Mud Recycling System, the Drilling Rig Spill Response Equipment, and the Low NOx Combustion System. | 2007-06-26 | 1786060 | 100
11078 | T1 | Monument Cafe Group LLC | Monument Cafe | 500 S Austin Ave | Georgetown | TX | 78626 | Williamson | Insufficient Information | Insufficient Information | Composting Equipment for food scrap and cardboard generated on site. | A positive use determination for 100% of the composting equipment. | 2007-07-23 | 395000 | 100
11079 | T1 | American Electric Power | H W Pirkey Power Plant | 2400 FM Road 3251 | Hallsville | TX | 75650 | Harrison | CN600126767 | RN100214287 | Expansion of Existing Landfill and Culverts. | A positive use determination for 100% of the landfill expansion and culverts. | 2007-07-23 | 31841 | 100
11080 | T1 | American Electric Power | H W Pirkey Power Plant | 2400 FM Road 3251 | Hallsville | TX | 75650 | Harrison | CN600126767 | RN100214287 | Upgrade of bottom ash pipe station/conveyors and ash recirculation pumps. | A positive use determination for 100% of the bottom ash pipe station/conveyors and ash recirculation pumps. | 2007-07-23 | 36394 | 100
11081 | T1 | American Electric Power | H W Pirkey Power Plant | 2400 FM Road 3251 | Hallsville | TX | 75650 | Harrison | CN600126767 | RN100214287 | Denim Drinking Water Ozonator. | A positive use determination for 100% of the ozonator. | 2007-07-23 | 54610 | 100
11082 | T1 | American Electric Power | H W Pirkey Power Plant | 2400 FM Road 3251 | Hallsville | TX | 75650 | Harrison | CN600126767 | RN100214287 | Continuous Emission Monitoring Equipment. | A positive use determination for 100% of the continuous emission monitors. | 2007-07-23 | 115000 | 100
11083 | T1 | American Electric Power | H W Pirkey Power Plant | 2400 FM Road 3251 | Hallsville | TX | 75650 | Harrison | CN600126767 | RN100214287 | Replaced various pieces of equipment -- expansion joints, piping, FGD makeup pump, and filter upgrades -- to improved efficiency. | Withdrawn by applicant | 2007-10-02 | 449208 | 100
11084 | T1 | American Electric Power | H W Pirkey Power Plant | 2400 FM Road 3251 | Hallsville | TX | 75650 | Harrison | CN600126767 | RN100214287 | ESP Upgrades: hopper level system, rapper/anvil upgrade, and SO3/NH4 injection system. | A positive use determination for 100% of the ESP upgrades. | 2007-07-23 | 173434 | 100
11085 | T1 | American Electric Power | Knox Lee Power Station | Rte 2 Box 306A | Longview | TX | 75603 | Gregg | CN600126767 | RN102156916 | Continuous Emission Monitoring Systems: Replaced obsolete equipment that no longer meets the standard. | A positive use determination for 100% of the continuous monitoring equipment. | 2007-07-23 | 66000 | 100
11086 | T1 | American Electric Power | Wilkes Power Plant | Hwy 49 South | Avinger | TX | 75630 | Marion | CN601243389 | RN100542596 | Continuous Emission Monitoring Systems: Replaced obsolete equipment that no longer meets the standard. | A positive use determination for 100% of the continuous monitoring equipment. | 2007-07-23 | 100000 | 100
11087 | T1 | Louisiana Pacific Corporation | Louisiana Pacific Silsbee Industrial Pane | 735 FM 92 | Silsbee | TX | 77656 | Hardin | CN600127534 | RN100214998 | Cyclones, a Wet Electrostatic Precipitator and Regenerative Thermal Oxidizers to control emissions from five rotary dryers. | A positive use determination for 100% of the cyclones, wet ESP, and regenerative thermal oxidizers. | 2007-08-08 | 1293748 | 100
11088 | T1 | Sunstate Equipment Company LLC | Sunstate Equipment Co LLC | 16436 35 Ih S | Austin | TX | 78728 | Williamson | CN600778690 | RN101491470 | The following equipment: four C & I Waterdog 500 water wagons, two GMAC 7500 water trucks, three Ford F750 water trucks, and four Wylie EXP500S water wagons. | A positive use determination for 100% of the water trucks and water wagons listed above. | 2007-08-08 | 260835.61 | 100
11089 | T1 | Sunstate Equipment Company LLC | Sunstate Equipment Co LLC | 16436 35 Ih S | Austin | TX | 78728 | Travis | CN600778690 | RN101491470 | The following equipment: four C & I Waterdog 500 water wagons, two GMAC 7500 water trucks, three Ford F750 water trucks, and four Wylie EXP500S water wagons. | A positive use determination for 100% of the water trucks and water wagons listed above. | 2007-08-08 | 260835.61 | 100
11090 | T1 | Sunstate Equipment Company LLC | Sunstate Equipment Co LLC | 1110 W Jackson Rd | Carrollton | TX | 75006 | Dallas | CN600778690 | RN102029014 | The following dust control equipment: Wylie EXP500S water wagon, two Waterdog WD540 water wagons, GMC 7500 water truck, and Ford F750 watertruck. | A positive use determination for 100% of the water trucks and water wagons listed above. | 2007-08-08 | 103142.7 | 100
11091 | T1 | Sunstate Equipment Company LLC | Sunstate Equipment Co LLC | 4100 Duncanville Rd | Dallas | TX | 75236 | Dallas | CN600778690 | RN102487816 | The following dust control equipment: one Waterdog WD540 water wagons, two C & I Waterdog water wagons, and one Ford F750 watertruck. | A positive use determination for 100% of the water trucks and water wagons listed above. | 2007-08-08 | 59783.91 | 100
11092 | T1 | Sunstate Equipment Company LLC | Sunstate Equipment Co LLC | 8660 Castner Dr | El Paso | TX |  | El Paso | Insufficient Information | RN101652949 | The following dust control equipment: two Ford F750 water trucks, eight C & I Waterdog water wagons, and one GMC 7500 watertruck. | A positive use determination for 100% of the water trucks and water wagons listed above. | 2007-08-08 | 162238.45 | 100
11093 | T1 | Sunstate Equipment Company LLC | Sunstate Equipment Co LLC | 701 Westport Parkway | Haslet | TX |  | Tarrant | CN600778690 | RN102261559 | The following dust control equipment: one Ford F750 water truck, Waterdog WD540 water wagon, and two GMC 7500 watertrucks. | A positive use determination for 100% of the water trucks and water wagons listed above. | 2007-08-08 | 136524.99 | 100
11094 | T1 | Sunstate Equipment Company LLC | Sunstate Equipment Co LLC | 701 Westport Parkway | Haslet | TX |  | Denton | CN600778690 | RN102261559 | The following dust control equipment: one Ford F750 water truck, Waterdog WD540 water wagon, and two GMC 7500 watertrucks. | A positive use determination for 100% of the water trucks and water wagons listed above. | 2007-08-08 | 136524.99 | 100
11095 | T1 | Sunstate Equipment Company LLC | Sunstate Equipment Co LLC | 1111 Sam Houston Pkwy | Houston | TX | 77032 | Harris | CN600778690 | RN102493822 | The following dust control equipment: one Ford F750 water truck, and two C & I Waterdog 500 water wagons. | A positive use determination for 100% of the water trucks and water wagons listed above. | 2007-08-08 | 47829.52 | 100
11096 | T1 | Sunstate Equipment Company LLC | Sunstate Equipment Co LLC | 17111 Katy Fwy | Houston | TX | 77094 | Harris | CN600778690 | RN101770550 | The following dust control equipment: one GMC 2250G water truck, two Waterdog 500 water wagons, and two C & I Waterdog 500 water wagons. | A positive use determination for 100% of the water trucks and water wagons listed above. | 2007-08-08 | 60873.81 | 100
11097 | T1 | Sunstate Equipment Company LLC | Sunstate Equipment Co LLC | 17111 Katy Fwy | Houston | TX | 77094 | Waller | CN600778690 | RN101770550 | The following dust control equipment: one GMC 2250G water truck, two Waterdog 500 water wagons, and two C & I Waterdog 500 water wagons. | A positive use determination for 100% of the water trucks and water wagons listed above. | 2007-08-08 | 60873.81 | 100
11098 | T1 | Sunstate Equipment Company LLC | Sunstate Equipment Co LLC | 1403 Precision Dr | Plano | TX | 75074 | Collin | CN600778690 | RN101551901 | The following dust control equipment: one GMC 7500 water truck, two Wylie EXP500S water wagons, and two Ford F750 water trucks. | A positive use determination for 100% of the water trucks and water wagons listed above. | 2007-08-08 | 142480.42 | 100
11099 | T1 | Sunstate Equipment Company LLC | Sunstate Equipment Co LLC | 5506Pan Am Expy | San Antonio | TX | 78218 | Bexar | Insufficient Information | Insufficient Information | The following dust control equipment: one Sterling M/2000 Gal water truck, three Wylie EXP500S water wagons, five C & I Waterdog 500 water wagons, and six Ford F750 water trucks. | A positive use determination for 100% of the water trucks and water wagons listed above. | 2007-08-08 | 346494.87 | 100
11100 | T1 | AEF Plating Inc | AEF Plating LLC | 4000 Ursula Ave | McAllen | TX | 78503 | Hidalgo | CN600314058 | RN101449882 | Installed a 80 to 120 gpm system, for waste water pre-treatment. Treats chemicals in waste water before discharge to city wastewater system. Request includes 19% of the land. | A positive use determination of 100% for the wastewater pretreatment system. | 2007-08-08 | 460000 | 100
11101 | T1 | Enduro Systems Inc | Enduro Systems Inc | 16602 Central Green Blvd | Houston | TX | 77032 | Harris | CN601226046 | RN104559190 | Bag House: The production plant is equipped with a dust collection system that vacuums the dust at those work centers where cutting and finishing occur. This reduces the amount of dust being emitted into the environment. Thermal Oxidizer: Used to remove VOCs created during the manufacturing process and prevent these from escaping into the atmosphere. | A positive use determination for the Baghouse and the Thermal Oxidizer. | 2007-09-12 | 1082232 | 100
11102 | T1 | Redi-Mix LLC | Lewisville Ready Mix | 725 E College | Lewisville | TX | 75067 | Denton | CN603242058 | RN102743523 | The following items: Environmental Paving; Central Dust Collector; Silo Baghouses; Baghouse Exhaust Ductwork; Storm Water & Waste Water Containment & Recycle System; Weir Pit System/Wash Out Pit; Water Truck/Sweeper Truck; Conveyances, Pumps, Sumps, Tanks & Basins for Storm & Waste Water Recycling System; and Land under paving. | A positive use determination for 100% of the paving and associated land, the central dust collector, silo baghouses, baghouse exhaust ductwork, storm water/waste water containment & recycling (including 20,884 sq ft of land), weir pit system/washout system (including 7,812.5 sq ft of land), water and sweeper trucks, and conveyances, pumps, & basins for storm water/waste water system. | 2007-09-17 | 1127000 | 100
11103 | T1 | Redi-Mix LLC | Frisco Ready Mix | 14800 Hwy 121 | Frisco | TX | 75035 | Collin | CN603242058 | RN102695574 | 1.65 acres of environmental paving including the land underneath. | A positive use determination for 100% of the 1.65 acres of paving and the associated land. | 2007-12-12 | 400432 | 100
11104 | T1 | Redi-Mix LLC | Prosper Ready Mix | 706 Dallas Pkwy S | Prosper | TX | 75078 | Collin | CN603242058 | RN106324999 | Environmental paving and the 8.9 acres of land under it. Dust collectors, exhaust ductwork, stormwater containment & wastewater recycling system, weir pit system and washout pit. | A positive use determination for 100% of the paving, dust collectors with exhaust ductwork, storm water containment and waste water recycling system, weir pit system, and wash out pit, and the land associated with the stormwater containment structure/wastewater recycling system and the environmental paving. | 2008-12-12 | 1399706 | 100
11105 | T1 | Pro Line Printing Inc | Pro Line Printing Inc | 401 N Great Southwest Pkw | Arlington | TC | 76001 | Tarrant | CN600434138 | RN100747435 | Catalytic Oxidizers 1 & 2 and Thermal Oxidizers 3 & 4 are used to control emissions from the five heatset offset web presses. | A positive use determination for 100% of Catalytic Oxidizers 1 & 2 and Thermal Oxidizers 3 & 4. | 2007-12-28 | 1195625 | 100
11106 | T1 | Huntsman Petrochemical Corp | Huntsman Pnpp | 6001 Hwy 366 | Port Neches | TX | 77651 | Jefferson | CN603603093 | RN100219252 | C-F5-008 A/B to High Pressure Flare Header: This project provided facilities to divert low-pressure vent gas to the high-pressure flare header. With this diversion, a portion of the low-pressure vent gas can now be recovered by the Flare Gas Recover Compressor. These improvements will aid compliance with the flare maximum allowable emission rates as specified in TCEQ Air Permit No. 20160. | A positive use determination of 100% for the facilities installed to divert low-pressure vent gas to the high-pressure flare header. | 2008-04-14 | 104000 | 100
11107 | T1 | Huntsman Petrochemical Corp | Huntsman Pnpp | 6001 Hwy 366 | Port Neches | TX | 77651 | Jefferson | CN603603093 | RN100219252 | CER# 66576, A3 H-A3-1A through H-A3-1J Low NOx Burners: The 9 cracking furnaces in the A3 Ethylene Unit were retrofitted with Low NOx burners as required by TCEQ Air Permit No. 19823. These burners will reduce NOx emissions and meet best available control technology (BACT). | A positive use determination of 100% for the Low NOx Burners installed on the nine cracking furnaces in the A3 Ethylene Unit. | 2008-04-14 | 1895000 | 100
11108 | T1 | Huntsman Petrochemical Corp | Huntsman Pnpp | 6001 Hwy 366 | Port Neches | TX | 77651 | Jefferson | CN603603093 | RN100219252 | CER# C0505005033, A3 Wastewater - Improvements R&S Area: TCEQ Air Permit No. 19823 required emission reductions associated with the storage tanks located in Huntsman's R&S Area. A project was implemented to utilize bladder tanks to dampen displaced vapors from the R&S tanks T-O-87, 88, 126, and 127. Additionally, a compressor system was installed to control pressure in the bladder tanks. The compressor routed vapors to the facility's low pressure flare header. | A positive use determination of 100% for the project implemented to utilize bladder tanks to dampen displaced vapors from the R&S tanks T-O-8, 88, 126, and 127; the compressor system installed to control pressure in the bladder tanks; and the piping to route the compressor vapors to the facility's low pressure flare header. | 2008-04-14 | 2143000 | 100
11109 | T1 | Huntsman Petrochemical Corp | Huntsman Pnpp | 6001 Hwy 366 | Port Neches | TX | 77651 | Jefferson | CN603603093 | RN100219252 | CER# C0505005034, A3 Wastewater - Improvements A3 Area: TCEQ Air Permit No. 19823 required wastewater fugitive air emission reductions as well as specific concentration limits for anthracene, benzene, phenanthrene, and toluene to ensure health effects screening levels were not exceeded. To meet the air emission reductions, the A3 Ethylene Unit implemented a project to treat the A3 Ethylene Unit wastewater to meet the permit requirements. The project installed a API separator system and an Activated Carbon Bed (fixed bed). | A positive use determination of 100% for the A3 Area Waste Water Improvements including the API Separator System and the Activated Carbon Bed. | 2008-04-25 | 2532000 | 100
11110 | T1 | Oxy Vinyls LP | Oxy Laporte Vcm | 2400 Miller Cutoff Rd | La Porte | TX | 77571 | Harris | CN600129126 | RN100224674 | This project installed a new chromatograph analyzer for monitoring VCM, EDC, ethylene and propylene at the West Cooling Tower. The analyzer will be installed in a new analyzer house, along with a new sample system and communication connection to the existing distributed control system. At the East cooling tower, the existing VCM/EDC analyzer will be modified to monitor ethylene and propylene. A new sample pump and 2" sample line will be installed. Also included is programming to the DCS to store the proper records and print required reports. | A positive use determination of 100% for the project to monitor for HRVOCs at the East and the West Cooling Towers. | 2008-01-14 | 740000 | 100
11111 | T1 | Oxy Vinyls LP | Oxy Laporte Vcm | 2400 Miller Cutoff Rd | La Porte | TX | 77571 | Harris | CN600129126 | RN100224674 | The inlet guide vanes of the plenum burner chamber and the Inconel expansion joint between the incinerator and the waste heat boiler have suffered extensive corrosion and require replacement. The material of construction of the inlet guide vanes to the new burner plenum will be upgraded from carbon steel to Inconel 600. The expansion joint will be replaced with an Inconel 600 expansion joint. The project will involve removal and replacement of the existing burner plenum and expansion joint, with removal and re-installation of the refractory, piping, electrical wiring and conduit and associated instrumentation. | A positive use determination of 100% for the project to replace the plenum and expansion joint for incinerator B. | 2008-01-14 | 400000 | 100
11112 | T1 | Oxy Vinyls LP | Oxy Laporte Vcm | 2400 Miller Cutoff Rd | La Porte | TX | 77571 | Harris | CN600129126 | RN100224674 | A new incinerator plenum will be fabricated and installed with corrosion resistant Inconel 600 inlet guide vanes. This will involve removal and replacement on incinerator "A" existing burner plenum, with removal and re-installation of refractory, piping, electrical wiring, conduit and associated instrumentations. | A positive use determination of 100% for the project to replace the plenum for incinerator A. | 2008-01-14 | 250000 | 100
11113 | T1 | Oxy Vinyls LP | Oxy Deer Park Vcm Plant | 5600 Laporte Hwy | Deer Park | TX | 77536 | Harris | CN600129126 | RN100706803 | The existing E-1770 waste heat boiler will be removed and replaced. The boiler piping, instrumentation and structural steel will be removed and replaced. The boiler piping, instrumentation and structural steel will be removed and re-installed on the new boiler. The new boiler tubesheet face will be lined with a high temperature refractory and the incinerator gas outlet transition duct will be stripped and relined with new high temperature refractory. | No status event | 2008-08-06 | 230000 | 100
11114 | T1 | Oxy Vinyls LP | Oxy Deer Park Vcm Plant | 5600 Laporte Hwy | Deer Park | TX | 77536 | Harris | CN600129126 | RN100706803 | This project will modify the analyzer AT-0410 to measure low concentrations of ethylene and propylene and replace sample spargers and pre-sampling system. The project will also install a new annubar type flow meter in the existing 36" cooling water return line and connect the new meter to the existing distributed control system. A larger impeller will be installed in the sample pump P-6259. The DCS will be reconfigured for the new and revised instrumentation and the Plant Historian will be reconfigured for the required record keeping and reporting. | A positive use determination of 100% for the project to modify the analyzer AT-0410 to measure HRVOCs. | 2008-01-14 | 260000 | 100
11115 | T1 | Oxy Vinyls LP | Oxy Laporte Vcm | 2400 Miller Cutoff Rd | La Porte | TX | 77571 | Harris | CN600129126 | RN100224674 | This project will upgrade the drainage of the VCM Tank Farm by replacing the earthen berms with reinforced concrete berms which will be designed to channel any spill from a VCM storage vessel to existing concrete lined ditches east and west perimeter of the tank farm. Repairs to the concrete lined ditches will take place along with grading of the new concrete to induce flow of any materials away from the existing tanks. A flexible cement grout mixture will be used in the repair of any ditches in order to repair any areas that may have had previous damage. | A positive use determination of 100% for the project to upgrade the VCM Tank Farm Drainage. | 2008-01-14 | 190000 | 100
11116 | T1 | Oxy Vinyls LP | Oxy Vinyls - Pasadena Pvc | 4403 Pasadena Freeway | Pasadena | TX | 77503 | Harris | CN600129126 | RN102518065 | The burner on the existing F4 boiler was upgraded with a new Low NOx Burner. | A positive use determination for 100% of the low NOx burner on the F4 boiler. | 2008-03-24 | 153300 | 100
11117 | T1 | Oxy Vinyls LP | Oxy Laporte Vcm | 2400 Miller Cutoff Rd | La Porte | TX | 77571 | Harris | CN600129126 | RN100224674 | The existing brick-lined Scrubbers will be replaced with columns fabricated from fiberglass using a vinyl ester resin suitable for both acid and caustic service. The inlet nozzles from waste heat boilers will be fitted with spray nozzles and constructed from tantalum clad carbon steel. A new titanium plate and frame heat exchanger will be installed in column. A softened water line will be added to the new FRP scrubbers. New alloy pumps will be installed. New instrumentation and controls will be added to control the new scrubbers. | A positive use determination of 100% for the project to replace the Scrubbers including the scrubbers, spray nozzles, heat exchangers, softened water line, pumps, and instrumentation and controls. | 2008-01-20 | 12900000 | 100
11118 | T1 | ConocoPhillips Company | ConocoPhillips Sweeny Refinery | Sh35 & FM524 | Old Ocean | TX | 77463 | Brazoria | CN601674351 | RN101619179 | A medium temperature Selective Catalytic Reduction system will be added to the Fluid Catalytic Cracking Unit 27 regenerator flue gas system for NOx reduction. | A positive use determination for 100% of the selective catalytic reduction system. | 2008-01-20 | 76000000 | 100
11119 | T1 | ConocoPhillips Company | ConocoPhillips Sweeny Refinery | Sh35 & FM524 | Old Ocean | TX | 77463 | Brazoria | CN601674351 | RN101619179 | A Wet Gas Scrubber system will be added to the regenerator flue gas system of Fluid Catalytic Cracking Unit 3 for the removal of particulate matter and sulfur. | A positive use determination for 100% of the wet gas scrubber system for FCCU #3. | 2008-01-20 | 62000000 | 100
11120 | T2 | ConocoPhillips Company | ConocoPhillips Sweeny Refinery | Sh35 & FM524 | Old Ocean | TX | 77463 | Brazoria | CN601674351 | RN101619179 | Installation of a 100% redundant sulfur recovery unit. Property includes: New 225 long tons per day Sulfur Recovery Unit, Tail Gas Treatment Unit and Incinerator. Parallel rich amine flash drum. Instrument air system, cooling tower capacity, and power supply to support new facilities. Interconnections to existing Sweeny Refinery units. | A positive use determination for 100% of the redundant sulfur recovery unit with components listed above. | 2007-12-28 | 126000000 | 100
11121 | T1 | U.S. Concrete Inc | Frisco Ready Mix | 14800 Hwy 121 | Frisco | TX | 75035 | Collin | CN602601767 | RN102695574 | Environmental Paving: Areas paved in order to sweep, wash and maintain. Dust Collector: mixer loadout is vented to a central dust collector. Baghouses: each cement and flyash silo is vented to a baghouse or cartridge type air filter. Exhaust Ductwork: mixer truck loadout and exhaust from silos. Stormwater Containment Structures/Wastewater Recycle Systems: concrete containment structure along eastern property boundary. Weir Pit System/Wash Out Pit: Pit system designed to reduce sediment and particulate matter in process water. Conveyances, Pumps, Sumps, Tanks, Basins: Water is pumped to recycle process water and stormwater from multiple collection points. Land: 173,710 ft is covered with environmental paving and 9,845 fII of property is used as a stormwater containment structure. | A positive use determination of 100% for the Environmental Paving and associated land, Dust Collector, Baghouses, Exhaust Ductwork, Stormwater Containment Structures/Wastewater Recycle Systems, Weir Pit System/Wash Out Pit, the land associated with the Recycling Basin and the Weir Pit System/Wash Out Pit, and the Conveyances, Pumps, Sumps, Tanks, Basins. | 2008-12-12 | 195000 | 100
11122 | T1 | Redi-Mix LLC | Alliance Ready Mix | 13624 FM 1171 | Roanoke | TX | 76262 | Denton | CN603242058 | Insufficent Information | Environmental Paving: Areas paved in order to sweep, wash and maintain. Dust Collector: mixer loadout is vented to a central dust collector. Baghouses: each cement and flyash silo is vented to a baghouse or cartridge type air filter. Exhaust Ductwork: mixer truck loadout and exhaust from silos. Stormwater Containment Structures/Wastewater Recycle Systems: concrete containment structure along eastern property boundary. Weir Pit System/Wash Out Pit: Pit system designed to reduce sediment and particulate matter in process water. Conveyances, Pumps, Sumps, Tanks, Basins: Water is pumped to recycle process water and stormwater from multiple collection points. Land: 285,211 ft is covered with environmental paving and 15,288 fII of property is used as a stormwater containment structure. Conveyances, pumps, sumps tanks, and basins used to recycle process water and storm water. | A positive use determination of 100% for the Environmental Paving and associated land, Dust Collector, Baghouses, Exhaust Ductwork, Stormwater Containment Structures/Wastewater Recycle Systems, Weir Pit System/Wash Out Pit, Conveyances, Pumps, Sumps Tanks, and Basin, and the land associated with the Recycling Basin and the Weir Pit System/Wash Out Pit. | 2008-12-12 | 660000 | 100
11123 | T1 | Texas Recreation Corporation | Trc Recreation LP - Wichita Falls Div | 908 N Beverly Dr | Wichita Falls | TX | 76306 | Wichita | CN602811341 | RN100211218 | Regenerative thermal oxidizer (RTO) to reduce VOC emissions from five of the seven coating rooms at the plant. The RTO system includes two regenerators, system process fan, energy recovery chambers, ceramic heat exchange media, combustion chamber, burner and combustion air, fuel train, valve system, process isolation/fresh air damper assembly, system controls, exhaust stack, and hot gas bypass. | A positive use determination of 100% for the Regenerative Thermal Oxidizer System including the equipment listed in the description. | 2008-02-11 | 700000 | 100
11124 | T1 | Agricultural Services Inc | Agricultural Services Inc | 7600 Alumax Dr | Texarkana | TX | 75501 | Bowie | CN600388300 | RN100681154 | The following property: 310 Barrel Heated Mixing Tank, Solids Conveyor, and two sumps. | A positive use determination of 100% for the 310 Barrel Heated Mixing Tank, Solids Conveyor, and two sumps. | 2008-02-11 | 79489.42 | 100
11125 | T1 | Air Liquide Large Industries Us LP | Air Liquide Cogeneration | 11400 Bay Area Blvd | Pasadena | TX | 77507 | Harris | CN601662190 | RN100233998 | Project 1: to retrofit burner systems on four existing GE Frame 7E gas turbine electric generators, replacing steam injection combustion system to a Dry Low Nox combustion system. Additional modifications included conversion of the gas turbine control system. Also added an inlet bleed heating system. Project 2: Installed an upgrade to the predictive emission monitor. New filtration systems on refinery and natural gas streams feeding the DLN system. | A positive use determination of 100% for the DLN Burner Retrofit on the 4 existing Gas Turbines, the Upgrade to the Mark V1 hardware, the inlet bleed heating modifications; the new fuel filters; and the predictive emissions monitoring upgrade. | 2008-02-25 | 25071338 | 100
11126 | T2 | Air Liquide Large Industries Us LP | Air Liquide Bayport Hydrogen | 11400 Bay Area Blvd | Pasadena | TX | 77507 | Harris | CN601662190 | RN100233998 | The following items: 1. Natural Gas Knock Out Drum. 2. Ultra Low NOx Burners (144). 3. Selective Catalytic Removal System. 4. Pressure Swing Absorption Waste Gas Piping and Offgas Storage Drum. 5. Flare and ignition system. 6. Continuous Emission Monitoring Analyzer. 7. Exhaust Stack. 8. High pressure Condensate Stripper and Exchanger and Pumps. 9. Condensate Polisher and Pumps. 10. Combustion Air Reheat System. 11. Condensate Tank Heat Recovery Loop. | A positive use determination of 100% for the Natural Gas Knock Out Drum, the Ultra Low NOx Burners (144), the Selective Catalytic Removal System, the Pressure Swing Absorption Waste Gas Piping and Offgas Storage Drum, the Flare and Ignition system, the Continuous Emission Monitoring Analyzer, the Exhaust Stack, the High Pressure Condensate Stripper and Exchanger and Pumps, and the Condensate Polisher and Pumps. A negative determination for the Combustion Air Reheat System and the Condensate Tank Heat Recovery Loop. These items are designed for heat recovery and are not considered to be 100% pollution control. | 2008-04-17 | 14037000 | 100
11127 | T1 | Hanson Pipe & Products Inc | Hanson Pipe Longview Plant | 40 Frj Dr | Longview | TX | 75602 | Gregg | CN600534002 | RN105048961 | Installed a dust collector which will be used to remove particulate matter from an air stream. | A positive use determination of 100% for the dust collector. | 2008-02-11 | 40010 | 100
11128 | T1 | Hanson Pipe & Products Inc | Hanson Pipe Longview Plant | 40 Frj Dr | Longview | TX | 75602 | Harrison | CN600534002 | RN105048961 | Installed a dust collector which will be used to remove particulate matter from an air stream. | A positive use determination of 100% for the dust collector. | 2008-02-11 | 40010 | 100
11129 | T1 | Entergy Gulf States Inc | Entergy Lewis Creek Plant | 11191 Longstreet Rd | Willis | TX | 77318 | Montgomery | CN603282054 | RN100226877 | Installation of Trench Drains and Sump in the Lube Oil Storage Room and installation of Double-Walled Diesel & Gasoline Storage Tanks Project. | A positive use determination for 100% of the lube oil storage room trench drains and sump and a 50% determination for the double-walled diesel and gasoline storage tanks. | 2008-02-01 | 152888 | 100
11130 | T1 | Denison Industries Inc | Denison Industries Main Foundry | 111 Anderson St | Denison | TX | 75020 | Grayson | CN601695968 | RN100640408 | Waste Water Treatment Unit: the unit uses ozonation coalescing as a pretreatment and a flocculate to encapsulate the contaminates. | A positive use determination of 100% for the wastewater treatment unit. | 2008-03-25 | 90622 | 100
11131 | T1 | Atlas Roofing Corporation | Atlas Roofing Corporation | 1100 Georgia Pacific Dr | Daingerfield | TX | 75638 | Morris | CN600329254 | RN101633287 | Installed an AMF Filtrex Model MR-8-24-237PBV Pulse Jet Fabric Dust Collector with Nomex filter media. | A positive use determination for 100% of the pulse jet fabric dust collector. | 2008-03-06 | 26227 | 100
11132 | T1 | Denison Industries Inc | Denison Industries Main Foundry | 111 Anderson St | Denison | TX | 75020 | Grayson | CN601695968 | RN100640408 | Denison Industries uses an MS-4000 Rectangular Mini Scrubber manufactured by Ceilcote Air Pollution Control to control amine vapors created during the core making operation. | A positive use determination of 100% for the MS-4000 Rectangular Mini Scrubber. | 2008-03-25 | 33000 | 100
11133 | T1 | Denison Industries Inc | Denison Industries Main Foundry | 111 Anderson St | Denison | TX | 75020 | Grayson | CN601695968 | RN100640408 | Purchased and installed a Dura-Bilt V-60 HD vertical baler for use in compacting paper and cardboard for recycling. | A positive use determination of 100% for the Dura-Bilt V-60 HD vertical baler. | 2008-03-25 | 8050 | 100
11134 | T1 | Denison Industries Inc | Denison Industries Main Foundry | 111 Anderson St | Denison | TX | 75020 | Grayson | CN601695968 | RN100640408 | Zyglo Rinse Tank Outflow Filter System: Rinsing the castings leaves contaminants of oil/grease and aluminum particles in the rinse tank. The outflow to the sanitary sewer system is routed through the Outflow Filter System which removes the oil/grease and aluminum particles. | A positive use determination of 100% for the Zyglo Rinse Tank Outflow Filter System. | 2008-03-25 | 8003 | 100
11135 | T1 | J-W Power | J-W Power Compressor Unit #2567 | Off of FM-843 | Pollok | TX |  | Angelina | CN600877625 | Insufficient Information | Gas-Fired Compressor Engine employs Lean Burn Technology. | A positive use determination for 20% of the gas-fired compressor engine with lean burn technology. | 2008-02-01 | 95097 | 20
11136 | T1 | J-W Power | J-W Power Compressor Unit #633 | Off of Cr-259 | Wooden | TX |  | Angelina | CN600877625 | Insufficient Information | Installed Low Emission Conversion Kit for IC engines on the compressor engine. | A positive use determination for 100% of the low emission conversion kit for the IC compressor engine. | 2008-02-01 | 18175 | 100
11137 | T1 | J-W Power | J-W Power Compressor Unit #4811 | Alt 90 & Hwy 3013 | Sealy | TX |  | Austin | CN600877625 | Insufficient Information | Gas-Fired Compressor Engine employs Lean Burn Technology. | A positive use determination for 20% of the gas-fired compressor engine with lean burn technology. | 2008-02-06 | 116700 | 20
11138 | T1 | J-W Power | J-W Power Compressor Unit #3984 | Hwy 181 & FM 1465 | Tulita | TX |  | Bee | CN600877625 | Insufficient Information | Installed Low Emission Conversion Kit for IC engines on the compressor engine. | A positive use determination for 100% of the low emission conversion kit for the IC compressor engine. | 2008-02-01 | 18175 | 100
11139 | T1 | J-W Power | J-W Power Compressor Unit #3855 | Hwy 281 & 285 To FM 2191 | Rachuel | TX |  | Brooks | CN600877625 | Insufficient Information | Installed Low Emission Conversion Kit for IC engines on the compressor engine. | A positive use determination for 100% of the low emission conversion kit for the IC compressor engine. | 2008-02-13 | 18175 | 100
11140 | T1 | J-W Power | J-W Power Compressor Unit #2650 | S Hwy 281 5 Mi Rachuel | Rachuel | TX |  | Brooks | CN600877625 | Insufficient Information | Gas-Fired Compressor Engine employs Lean Burn Technology. | A positive use determination for 20% of the gas-fired compressor engine with lean burn technology. | 2008-02-13 | 140185 | 20
11141 | T1 | J-W Power | J-W Power Compressor Unit #2685 | S Hwy 281 5 Mi Rachuel | Rachuel | TX |  | Brooks | CN600877625 | Insufficient Information | Gas-Fired Compressor Engine employs Lean Burn Technology. | A positive use determination for 20% of the gas-fired compressor engine with lean burn technology. | 2008-02-13 | 143999 | 20
11142 | T1 | J-W Power | J-W Power Compressor Unit #4119 | Hwy 281 & 285, To FM 2191 | Rachuel | TX |  | Brooks | CN600877625 | Insufficient Information | Gas-Fired Compressor Engine employs Lean Burn Technology. | A positive use determination for 20% of the gas-fired compressor engine with lean burn technology. | 2008-02-13 | 162413 | 20
11143 | T1 | J-W Power | J-W Power Compressor Unit #3481 | Hwy 172 & CR 317 | Olivia | TX |  | Calhoun | CN600877625 | Insufficient Information | Gas-Fired Compressor Engine employs Lean Burn Technology. | A positive use determination for 20% of the gas-fired compressor engine with lean burn technology. | 2008-02-13 | 64334 | 20
11144 | T1 | J-W Power | J-W Power Compressor Unit #1558 | 1.1 Mi From Cr4557 & 4559 | McLeod | TX |  | Cass | CN600877625 | Insufficient Information | Installed Low Emission Conversion Kit for IC engines on the compressor engine. | A positive use determination for 100% of the low emission conversion kit for the IC compressor engine. | 2008-03-04 | 18175 | 100
11145 | T1 | J-W Power | J-W Power Compressor Unit #1522 | 3 Mi From Cr1786A &Hwy125 | McLeod | TX |  | Cass | CN600877625 | Insufficient Information | Gas-Fired Compressor Engine employs Lean Burn Technology. | A negative determination, This compressor was placed into service on 6/15/1993. In order to qualify for a positive use determination the property can not have been taxable in Texas before January 1, 1994.(Article 8, Section l-l(b), Texas Constitution) | 2008-03-05 | 53639 | 100
11146 | T1 | J-W Power | J-W Power Compressor Unit #2568 | Off of Hwy 294 | Alto | TX |  | Cherokee | CN600877625 | Insufficient Information | Gas-Fired Compressor Engine employs Lean Burn Technology. | A positive use determination for 20% of the gas-fired compressor engine with lean burn technology. | 2008-02-04 | 87608 | 20
11147 | T1 | J-W Power | J-W Power Compressor Unit #3446 | CR 4400 & 4423 | Millersview | TX |  | Concho | CN600877625 | Insufficient Information | Gas-Fired Compressor Engine employs Lean Burn Technology. | A positive use determination for 20% of the gas-fired compressor engine with lean burn technology. | 2008-02-04 | 92144 | 20
11148 | T1 | J-W Power | J-W Power Compressor Unit #1444 | FM 1030 To FM 3102 | Paducha | TX |  | Cottle | CN600877625 | Insufficient Information | Installed Low Emission Conversion Kit for IC engines on the compressor engine. | A positive use determination for 100% of the low emission conversion kit for the IC compressor engine. | 2008-02-04 | 18175 | 100
11149 | T1 | J-W Power | J-W Power Compressor Unit #4106 | Hwy 87 & Hoetz Rd | Thomaston | TX |  | Dewitt | CN600877625 | Insufficient Information | Installed Low Emission Conversion Kit for IC engines on the compressor engine. | A positive use determination for 100% of the low emission conversion kit for the IC compressor engine. | 2008-02-04 | 18175 | 100
11150 | T1 | J-W Power | J-W Power Compressor Unit #3742 | 4Mi W 35W On FM407 | Justin | TX |  | Denton | CN600877625 | Insufficient Information | Gas-Fired Compressor Engine employs Lean Burn Technology. | A positive use determination for 20% of the gas-fired compressor engine with lean burn technology. | 2008-03-04 | 133503 | 20
11151 | T1 | J-W Power | J-W Power Compressor Unit #3908 | 4 Mi W of 35W On 407 | Justin | TX |  | Denton | CN600877625 | Insufficient Information | Gas-Fired Compressor Engine employs Lean Burn Technology. | A positive use determination for 20% of the gas-fired compressor engine with lean burn technology. | 2008-03-04 | 148896 | 20
11152 | T1 | J-W Power | J-W Power Compressor Unit #637 | 35W @Barthold Rd | Denton | TX |  | Denton | CN600877625 | Insufficient Information | Installed Low Emission Conversion Kit for IC engines on the compressor engine. | A negative determination, this Low Emission Conversion Kit was installed on this compressor engine before January 1, 1994. | 2008-04-17 | 18175 | 100
11153 | T1 | J-W Power | J-W Power Compressor Unit #1009 | Hwy380 & Egan Rd | Denton | TX |  | Denton | CN600877625 | Insufficient Information | Installed Low Emission Conversion Kit for IC engines on the compressor engine. | A negative determination, this Low Emission Conversion Kit was installed on this compressor engine before January 1, 1994. | 2008-04-17 | 18175 | 100
11154 | T1 | J-W Power | J-W Power Compressor Unit #3712 | FM2264 & Co 4522 | Decatur | TX |  | Denton | CN600877625 | Insufficient Information | Installed Low Emission Conversion Kit for IC engines on the compressor engine. | A negative determination, this Low Emission Conversion Kit was installed on this compressor engine before January 1, 1994. | 2008-04-17 | 18175 | 100
11155 | T1 | J-W Power | J-W Power Compressor Unit #4024 | 114W & John Day Rd | Justin | TX |  | Denton | CN600877625 | Insufficient Information | Installed Low Emission Conversion Kit for IC engines on the compressor engine. | A positive use determination for 100% of the low emission conversion kit for the IC compressor engine. | 2008-03-04 | 18175 | 100
11156 | T1 | J-W Power | J-W Power Compressor Unit #4470 | FM 407 & Mulkey Ln | Justin | TX |  | Denton | CN600877625 | Insufficient Information | Installed Low Emission Conversion Kit for IC engines on the compressor engine. | A positive use determination for 100% of the low emission conversion kit for the IC compressor engine. | 2008-03-04 | 18175 | 100
11157 | T1 | J-W Power | J-W Power Compressor Unit #4361 | E Hwy 16 & FM8 | Desdemona | TX |  | Eastland | CN600877625 | Insufficient Information | Installed Low Emission Conversion Kit for IC engines on the compressor engine. | A positive use determination for 100% of the low emission conversion kit for the IC compressor engine. | 2008-02-04 | 18175 | 100
11158 | T1 | J-W Power | J-W Power Compressor Unit #4827 | Us277 & Buffalo Rd | Sonora | TX |  | Edwards | CN600877625 | Insufficient Information | Installed Low Emission Conversion Kit for IC engines on the compressor engine. | A positive use determination for 100% of the low emission conversion kit for the IC compressor engine. | 2008-02-13 | 18175 | 100
11159 | T1 | J-W Power | J-W Power Compressor Unit #4511 | Us377 & CR 104 | Rocksprings | TX |  | Edwards | CN600877625 | Insufficient Information | Gas-Fired Compressor Engine employs Lean Burn Technology. | A positive use determination for 20% of the gas-fired compressor engine with lean burn technology. | 2008-02-13 | 111065 | 20
11160 | T1 | J-W Power | J-W Power Compressor Unit #4819 | Us 277 & Us 55 | Sonora | TX |  | Edwards | CN600877625 | Insufficient Information | Gas-Fired Compressor Engine employs Lean Burn Technology. | A positive use determination for 20% of the gas-fired compressor engine with lean burn technology. | 2008-02-13 | 227700 | 20
11161 | T1 | J-W Power | J-W Power Compressor Unit #4405 | Hwy 67 & Gifco Rd | Midlothian | TX |  | Ellis | CN600877625 | Insufficient Information | Gas-Fired Compressor Engine employs Lean Burn Technology. | A positive use determination for 20% of the gas-fired compressor engine with lean burn technology. | 2008-02-13 | 174791 | 20
11162 | T1 | J-W Power | J-W Power Compressor Unit #2682 | Hwy 416 & CR 2380 | Palestine | TX |  | Freestone | CN600877625 | Insufficient Information | Gas-Fired Compressor Engine employs Lean Burn Technology. | A positive use determination for 20% of the gas-fired compressor engine with lean burn technology. | 2008-02-13 | 93811 | 20
11163 | T1 | J-W Power | J-W Power Compressor Unit #3550 | CR 121 & Cd 131 | Fairfield | TX |  | Freestone | CN600877625 | Insufficient Information | Gas-Fired Compressor Engine employs Lean Burn Technology. | A positive use determination for 20% of the gas-fired compressor engine with lean burn technology. | 2008-02-13 | 117270 | 20
11164 | T1 | J-W Power | J-W Power Compressor Unit #4296 | FM 416 & CR 2380 | Streetman | TX |  | Freestone | CN600877625 | Insufficient Information | Gas-Fired Compressor Engine employs Lean Burn Technology. | A positive use determination for 20% of the gas-fired compressor engine with lean burn technology. | 2008-02-13 | 43529 | 20
11165 | T1 | J-W Power | J-W Power Compressor Unit #4306 | Hwy 84 & CR 521 | Fairfield | TX |  | Freestone | CN600877625 | Insufficient Information | Gas-Fired Compressor Engine employs Lean Burn Technology. | A positive use determination for 20% of the gas-fired compressor engine with lean burn technology. | 2008-02-13 | 44730 | 20
11166 | T1 | J-W Power | J-W Power Compressor Unit #3895 | Hwy59 & Crabb River Rd | Sugarland | TX |  | Fort Bend | CN600877625 | Insufficient Information | Gas-Fired Compressor Engine employs Lean Burn Technology. | A positive use determination for 20% of the gas-fired compressor engine with lean burn technology. | 2008-02-13 | 207132 | 20
11167 | T1 | J-W Power | J-W Power Compressor Unit #3476 | Us 158 & 206-P | Garden City | TX |  | Glasscock | CN600877625 | Insufficient Information | Gas-Fired Compressor Engine employs Lean Burn Technology. | A positive use determination for 20% of the gas-fired compressor engine with lean burn technology. | 2008-02-13 | 118166 | 20
11168 | T1 | J-W Power | J-W Power Compressor Unit #3829 | Us 158 & 206-P | Garden City | TX |  | Glasscock | CN600877625 | Insufficient Information | Gas-Fired Compressor Engine employs Lean Burn Technology. | A positive use determination for 20% of the gas-fired compressor engine with lean burn technology. | 2008-02-13 | 92144 | 100
11169 | T1 | J-W Power | J-W Power Compressor Unit #847 | Hwy 322 By Airport | Longview | TX |  | Gregg | CN600877625 | Insufficient Information | Installed Low Emission Conversion Kit for IC engines on the compressor engine. | A negative determination. This compressor unit was sold by the company. | 2008-03-04 | 18175 | 100
11170 | T1 | J-W Power | J-W Power Compressor Unit #852 | Hwy 322 By Airport | Longview | TX |  | Gregg | CN600877625 | Insufficient Information | Installed Low Emission Conversion Kit for IC engines on the compressor engine. | A negative determination. This compressor unit was sold by the company. | 2008-03-04 | 18175 | 100
11171 | T1 | J-W Power | J-W Power Compressor Unit #4146 | Hwy 322 By Airport | Longview | TX |  | Gregg | CN600877625 | Insufficient Information | Installed Low Emission Conversion Kit for IC engines on the compressor engine. | A positive use determination for 100% of the low emission conversion kit for the IC compressor engine. | 2008-03-04 | 18175 | 100
11172 | T1 | J-W Power | J-W Power Compressor Unit #1247 | Hwy 322 By Airport | Longview | TX |  | Gregg | CN600877625 | Insufficient Information | Installed Low Emission Conversion Kit for IC engines on the compressor engine. | This property is given a negative determination because this Low Emission Conversion Kit was installed on this compressor engine before January 1, 1994. | 2008-04-16 | 18175 | 100
11173 | T1 | J-W Power | J-W Power Compressor Unit #4360 | Hwy 149 & Hwy 349 | Longview | TX |  | Gregg | CN600877625 | Insufficient Information | Installed Low Emission Conversion Kit for IC engines on the compressor engine. | A positive use determination for 100% of the low emission conversion kit for the IC compressor engine. | 2008-03-04 | 18175 | 100
11174 | T1 | J-W Power | J-W Power Compressor Unit #4376 | Hwy 322 By Airport | Longview | TX |  | Gregg | CN600877625 | Insufficient Information | Installed Low Emission Conversion Kit for IC engines on the compressor engine. | A positive use determination for 100% of the low emission conversion kit for the IC compressor engine. | 2008-03-04 | 18175 | 100
11175 | T1 | J-W Power | J-W Power Compressor Unit #1640 | Hwy 322 By Airport | Longview | TX |  | Gregg | CN600877625 | Insufficient Information | Gas-Fired Compressor Engine employs Lean Burn Technology. | A positive use determination for 20% of the gas-fired compressor engine with lean burn technology. | 2008-03-04 | 43874 | 20
11176 | T1 | J-W Power | J-W Power Compressor Unit #3247 | Hwy 322 By Airport | Longview | TX |  | Gregg | CN600877625 | Insufficient Information | Gas-Fired Compressor Engine employs Lean Burn Technology. | A positive use determination for 20% of the gas-fired compressor engine with lean burn technology. | 2008-03-04 | 83756 | 20
11177 | T1 | J-W Power | J-W Power Compressor Unit #4495 | Hwy 322 By Airport | Longview | TX |  | Gregg | CN600877625 | Insufficient Information | Gas-Fired Compressor Engine employs Lean Burn Technology. | A positive use determination for 20% of the gas-fired compressor engine with lean burn technology. | 2008-03-04 | 174791 | 20
11178 | T1 | J-W Power | J-W Power Compressor Unit #4406 | Hwy 322 By Airport | Longview | TX |  | Gregg | CN600877625 | Insufficient Information | Gas-Fired Compressor Engine employs Lean Burn Technology. | A positive use determination for 20% of the gas-fired compressor engine with lean burn technology. | 2008-03-04 | 174791 | 20
11179 | T1 | J-W Power | J-W Power Compressor Unit #1950 | Hwy 322 By Airport | Longview | TX |  | Gregg | CN600877625 | Insufficient Information | Gas-Fired Compressor Engine employs Lean Burn Technology. | A negative determination, This compressor was placed into service on 6/15/1992. In order to qualify for a positive use determination the property can not have been taxable in Texas before January 1, 1994.(Article 8, Section l-l(b), Texas Constitution) | 2008-03-05 | 59554 | 100
11180 | T1 | J-W Power | J-W Power Compressor Unit #1951 | Hwy 322 By Airport | Longview | TX |  | Gregg | CN600877625 | Insufficient Information | Gas-Fired Compressor Engine employs Lean Burn Technology. | A negative determination, This compressor was placed into service on 6/15/1992. In order to qualify for a positive use determination the property can not have been taxable in Texas before January 1, 1994.(Article 8, Section l-l(b), Texas Constitution) | 2008-03-05 | 59660 | 100
11181 | T1 | J-W Power | J-W Power Compressor Unit #2365 | Hwy 322 By Airport | Longview | TX |  | Gregg | CN600877625 | Insufficient Information | Gas-Fired Compressor Engine employs Lean Burn Technology. | A positive use determination for 20% of the gas-fired compressor engine with lean burn technology. | 2008-03-04 | 173306 | 20
11182 | T1 | J-W Power | J-W Power Compressor Unit #2762 | Hwy 322 By Airport | Longview | TX |  | Gregg | CN600877625 | Insufficient Information | Gas-Fired Compressor Engine employs Lean Burn Technology. | A positive use determination for 20% of the gas-fired compressor engine with lean burn technology. | 2008-03-04 | 102645 | 20
11183 | T1 | J-W Power | J-W Power Compressor Unit #3282 | Hwy 322 By Airport | Longview | TX |  | Gregg | CN600877625 | Insufficient Information | Gas-Fired Compressor Engine employs Lean Burn Technology. | A positive use determination for 20% of the gas-fired compressor engine with lean burn technology. | 2008-03-04 | 94312 | 20
11184 | T1 | J-W Power | J-W Power Compressor Unit #3465 | Hwy 322 By Airport | Longview | TX |  | Gregg | CN600877625 | Insufficient Information | Gas-Fired Compressor Engine employs Lean Burn Technology. | A positive use determination for 20% of the gas-fired compressor engine with lean burn technology. | 2008-03-04 | 83680 | 20
11185 | T1 | J-W Power | J-W Power Compressor Unit #3648 | Hwy 322 By Airport | Longview | TX |  | Gregg | CN600877625 | Insufficient Information | Gas-Fired Compressor Engine employs Lean Burn Technology. | A positive use determination for 20% of the gas-fired compressor engine with lean burn technology. | 2008-03-04 | 133503 | 20
11186 | T1 | J-W Power | J-W Power Compressor Unit #3706 | Hwy 322 By Airport | Longview | TX |  | Gregg | CN600877625 | Insufficient Information | Gas-Fired Compressor Engine employs Lean Burn Technology. | A positive use determination for 20% of the gas-fired compressor engine with lean burn technology. | 2008-03-04 | 148683 | 20
11187 | T1 | J-W Power | J-W Power Compressor Unit #3776 | Sh149 & Knox Lee Rd | Lakeport | TC |  | Gregg | CN600877625 | Insufficient Information | Gas-Fired Compressor Engine employs Lean Burn Technology. | A positive use determination for 20% of the gas-fired compressor engine with lean burn technology. | 2008-03-04 | 64334 | 20
11188 | T1 | J-W Power | J-W Power Compressor Unit #3825 | Hwy 322 By Airport | Longview | TX |  | Gregg | CN600877625 | Insufficient Information | Gas-Fired Compressor Engine employs Lean Burn Technology. | A positive use determination for 20% of the gas-fired compressor engine with lean burn technology. | 2008-03-04 | 81555 | 20
11189 | T1 | J-W Power | J-W Power Compressor Unit #3826 | Hwy 322 By Airport | Longview | TX |  | Gregg | CN600877625 | Insufficient Information | Gas-Fired Compressor Engine employs Lean Burn Technology. | A positive use determination for 20% of the gas-fired compressor engine with lean burn technology. | 2008-03-04 | 125045 | 20
11190 | T1 | J-W Power | J-W Power Compressor Unit #3909 | Hwy 2706 & Hwy 149 | Lakeport | TX |  | Gregg | CN600877625 | Insufficient Information | Gas-Fired Compressor Engine employs Lean Burn Technology. | A positive use determination for 20% of the gas-fired compressor engine with lean burn technology. | 2008-03-04 | 148896 | 20
11191 | T1 | J-W Power | J-W Power Compressor Unit #4293 | FM 850 | Kilgore | TX |  | Gregg | CN600877625 | Insufficient Information | Gas-Fired Compressor Engine employs Lean Burn Technology. | A positive use determination for 20% of the gas-fired compressor engine with lean burn technology. | 2008-03-04 | 161844 | 20
11192 | T1 | J-W Power | J-W Power Compressor Unit #4294 | Hwy 322 By Airport | Longview | TX |  | Gregg | CN600877625 | Insufficient Information | Gas-Fired Compressor Engine employs Lean Burn Technology. | A positive use determination for 20% of the gas-fired compressor engine with lean burn technology. | 2008-03-04 | 161844 | 20
11193 | T1 | J-W Power | J-W Power Compressor Unit #4380 | Hwy 322 By Airport | Longview | TX |  | Gregg | CN600877625 | Insufficient Information | Gas-Fired Compressor Engine employs Lean Burn Technology. | A positive use determination for 20% of the gas-fired compressor engine with lean burn technology. | 2008-03-04 | 67758 | 20
11194 | T1 | J-W Power | J-W Power Compressor Unit #4385 | Hwy 322 By Airport | Longview | TX |  | Gregg | CN600877625 | Insufficient Information | Gas-Fired Compressor Engine employs Lean Burn Technology. | A positive use determination for 20% of the gas-fired compressor engine with lean burn technology. | 2008-03-04 | 104034 | 20
11195 | T1 | J-W Power | J-W Power Compressor Unit #4386 | FM 2906 & Hwy 149 | Longview | TX |  | Gregg | CN600877625 | Insufficient Information | Gas-Fired Compressor Engine employs Lean Burn Technology. | A positive use determination for 20% of the gas-fired compressor engine with lean burn technology. | 2008-03-04 | 104034 | 20
11196 | T1 | J-W Power | J-W Power Compressor Unit #4502 | Hwy 149 & Hwy 349 | Lakeport | TX |  | Gregg | CN600877625 | Insufficient Information | Gas-Fired Compressor Engine employs Lean Burn Technology. | A positive use determination for 20% of the gas-fired compressor engine with lean burn technology. | 2008-03-04 | 176744 | 20
11197 | T1 | J-W Power | J-W Power Compressor Unit #4570 | I20 & Hwy 2087 | Kilgore | TX |  | Gregg | CN600877625 | Insufficient Information | Gas-Fired Compressor Engine employs Lean Burn Technology. | A positive use determination for 20% of the gas-fired compressor engine with lean burn technology. | 2008-03-04 | 187127 | 20
11198 | T1 | J-W Power | J-W Power Compressor Unit #1246 | FM 2920 & Treichel Rd. | Tomball | TX |  | Harris | CN600877625 | Insufficient Information | Installed Low Emission Conversion Kit for IC engines on the compressor engine. | A positive use determination for 100% of the low emission conversion kit for the IC compressor engine. | 2008-02-06 | 18175 | 100
11199 | T1 | J-W Power | J-W Power Compressor Unit #4368 | CR 3028 & CR 3026 | Carthage | TX |  | Harrison | CN600877625 | Insufficient Information | Installed Low Emission Conversion Kit for IC engines on the compressor engine. | A positive use determination for 100% of the low emission conversion kit for the IC compressor engine. | 2008-02-15 | 18175 | 100
11200 | T1 | J-W Power | J-W Power Compressor Unit #2787 | 120 & 3251 Red Oak Rd | Longview | TX |  | Harrison | CN600877625 | Insufficient Information | Gas-Fired Compressor Engine employs Lean Burn Technology. | A positive use determination for 20% of the gas-fired compressor engine with lean burn technology. | 2008-02-15 | 158963 | 20
11201 | T1 | J-W Power | J-W Power Compressor Unit #3468 | 120 & Hwy 43 | Marshall | TX |  | Harrison | CN600877625 | Insufficient Information | Gas-Fired Compressor Engine employs Lean Burn Technology. | A positive use determination for 20% of the gas-fired compressor engine with lean burn technology. | 2008-02-15 | 144196 | 20
11202 | T1 | J-W Power | J-W Power Compressor Unit #3535 | Off of FM 449 | Walkers Mill | TX |  | Harrison | CN600877625 | Insufficient Information | Gas-Fired Compressor Engine employs Lean Burn Technology. | A positive use determination for 20% of the gas-fired compressor engine with lean burn technology. | 2008-02-15 | 64334 | 20
11203 | T1 | J-W Power | J-W Power Compressor Unit #4205 | 1 Mi Off FM 449 | Longview | TX |  | Harrison | CN600877625 | Insufficient Information | Gas-Fired Compressor Engine employs Lean Burn Technology. | A positive use determination for 20% of the gas-fired compressor engine with lean burn technology. | 2008-02-15 | 72336 | 20
11204 | T1 | J-W Power | J-W Power Compressor Unit #4243 | FM 2208 N | Kesier | TX |  | Harrison | CN600877625 | Insufficient Information | Gas-Fired Compressor Engine employs Lean Burn Technology. | A positive use determination for 20% of the gas-fired compressor engine with lean burn technology. | 2008-02-15 | 86131 | 20
11205 | T1 | J-W Power | J-W Power Compressor Unit #4310 | CR 3028 & CR 3026 | Carthage | TX |  | Harrison | CN600877625 | Insufficient Information | Gas-Fired Compressor Engine employs Lean Burn Technology. | A positive use determination for 20% of the gas-fired compressor engine with lean burn technology. | 2008-02-15 | 93923 | 20
11206 | T1 | J-W Power | J-W Power Compressor Unit #2786 | Hwy 59 & CR 4019 | Marshall | TX |  | Harrison | CN600877625 | Insufficient Information | Gas-Fired Compressor Engine employs Lean Burn Technology. | A positive use determination for 20% of the gas-fired compressor engine with lean burn technology. | 2008-02-15 | 175946 | 20
11207 | T1 | J-W Power | J-W Power Compressor Unit #3705 | 3901 Hwy 322 | Elderville | TX |  | Harrison | CN600877625 | Insufficient Information | Gas-Fired Compressor Engine employs Lean Burn Technology. | A positive use determination for 20% of the gas-fired compressor engine with lean burn technology. | 2008-02-15 | 148683 | 20
11208 | T1 | J-W Power | J-W Power Compressor Unit #3722 | 1.4 Mi Off I-20 | Waskom | TX |  | Harrison | CN600877625 | Insufficient Information | Gas-Fired Compressor Engine employs Lean Burn Technology. | A positive use determination for 20% of the gas-fired compressor engine with lean burn technology. | 2008-02-15 | 167866 | 20
11209 | T1 | J-W Power | J-W Power Compressor Unit #3740 | Hwy 59A & FM 1186 | Marshall | TX |  | Harrison | CN600877625 | Insufficient Information | Gas-Fired Compressor Engine employs Lean Burn Technology. | A negative determination, This compressor was placed into service on 1/15/1989. In order to qualify for a positive use determination the property can not have been taxable in Texas before January 1, 1994.(Article 8, Section l-l(b), Texas Constitution) | 2008-02-15 | 48774 | 100
11210 | T1 | J-W Power | J-W Power Compressor Unit #3710 | Hwy 60 & 83 | Wheeler | TX |  | Hemphill | CN600877625 | Insufficient Information | Installed Low Emission Conversion Kit for IC engines on the compressor engine. | A positive use determination for 100% of the low emission conversion kit for the IC compressor engine. | 2008-02-06 | 18175 | 100
11211 | T1 | J-W Power | J-W Power Compressor Unit #3711 | Hwy 60 & 83 | Wheeler | TX |  | Hemphill | CN600877625 | Insufficient Information | Installed Low Emission Conversion Kit for IC engines on the compressor engine. | A positive use determination for 100% of the low emission conversion kit for the IC compressor engine. | 2008-02-06 | 18175 | 100
11212 | T1 | J-W Power | J-W Power Compressor Unit #3472 | Hwy 60 To CR 5 | Miami | TX |  | Hemphill | CN600877625 | Insufficient Information | Gas-Fired Compressor Engine employs Lean Burn Technology. | A positive use determination for 20% of the gas-fired compressor engine with lean burn technology. | 2008-02-06 | 158734 | 20
11213 | T1 | J-W Power | J-W Power Compressor Unit #3466 | FM 312 & FM 1305 | Poyner | TX |  | Henderson | CN600877625 | Insufficient Information | Gas-Fired Compressor Engine employs Lean Burn Technology. | A positive use determination for 20% of the gas-fired compressor engine with lean burn technology. | 2008-02-13 | 83680 | 20
11214 | T1 | J-W Power | J-W Power Compressor Unit #3846 | FM 315 & CR 300 | Poyner | TX |  | Henderson | CN600877625 | Insufficient Information | Gas-Fired Compressor Engine employs Lean Burn Technology. | A positive use determination for 20% of the gas-fired compressor engine with lean burn technology. | 2008-02-13 | 127546 | 20
11215 | T1 | J-W Power | J-W Power Compressor Unit #3904 | CR 312 & CR 313 | Poyner | TX |  | Henderson | CN600877625 | Insufficient Information | Gas-Fired Compressor Engine employs Lean Burn Technology. | A positive use determination for 20% of the gas-fired compressor engine with lean burn technology. | 2008-02-13 | 133503 | 20
11216 | T1 | J-W Power | J-W Power Compressor Unit #4188 | Hwy 315 & CR 4225 | Poyner | TX |  | Henderson | CN600877625 | Insufficient Information | Gas-Fired Compressor Engine employs Lean Burn Technology. | A positive use determination for 20% of the gas-fired compressor engine with lean burn technology. | 2008-02-13 | 133503 | 20
11217 | T1 | J-W Power | J-W Power Compressor Unit #4189 | Hwy 315 7 Hwy 175 | Poyner | TX |  | Henderson | CN600877625 | Insufficient Information | Gas-Fired Compressor Engine employs Lean Burn Technology. | A positive use determination for 20% of the gas-fired compressor engine with lean burn technology. | 2008-02-13 | 170777 | 20
11218 | T1 | J-W Power | J-W Power Compressor Unit #4190 | FM 1305 & CR 4233 | Poyner | TX |  | Henderson | CN600877625 | Insufficient Information | Gas-Fired Compressor Engine employs Lean Burn Technology. | A positive use determination for 20% of the gas-fired compressor engine with lean burn technology. | 2008-02-13 | 170777 | 20
11219 | T1 | J-W Power | J-W Power Compressor Unit #4253 | Hwy 175 & CR 301 | Franston | TX |  | Henderson | CN600877625 | Insufficient Information | Gas-Fired Compressor Engine employs Lean Burn Technology. | A positive use determination for 20% of the gas-fired compressor engine with lean burn technology. | 2008-02-13 | 161844 | 20
11220 | T1 | J-W Power | J-W Power Compressor Unit #4254 | FM 315 And CR 4225 | Franston | TX |  | Henderson | CN600877625 | Insufficient Information | Gas-Fired Compressor Engine employs Lean Burn Technology. | A positive use determination for 20% of the gas-fired compressor engine with lean burn technology. | 2008-02-13 | 192707 | 100
11221 | T1 | J-W Power | J-W Power Compressor Unit #4275 | CR 300 & CR 301 | Frankston | TX |  | Henderson | CN600877625 | Insufficient Information | Gas-Fired Compressor Engine employs Lean Burn Technology. | A positive use determination for 20% of the gas-fired compressor engine with lean burn technology. | 2008-02-13 | 161632 | 20
11222 | T1 | J-W Power | J-W Power Compressor Unit #3951 | Hwy 1017 & Hwy 681 | Weslaco | TX |  | Hidalgo | CN600877625 | Insufficient Information | Installed Low Emission Conversion Kit for IC engines on the compressor engine. | A positive use determination of 100% for the Low Emission Conversion Kit. | 2008-02-06 | 18175 | 100
11223 | T1 | J-W Power | J-W Power Compressor Unit #3196 | CR 3401 & CR 3430 | Edinburg | TX |  | Hidalgo | CN600877625 | Insufficient Information | Installed Low Emission Conversion Kit for IC engines on the compressor engine. | A positive use determination of 100% for the Low Emission Conversion Kit. | 2008-02-06 | 18175 | 100
11224 | T1 | J-W Power | J-W Power Compressor Unit #4108 | Mile 6 Rd & Mile 11 Rd N | Weslaco | TX |  | Hidalgo | CN600877625 | Insufficient Information | Installed Low Emission Conversion Kit for IC engines on the compressor engine. | A positive use determination of 100% for the Low Emission Conversion Kit. | 2008-02-06 | 18175 | 100
11225 | T1 | J-W Power | J-W Power Compressor Unit #4799 | Hwy 83 & Stewart Rd | San Juan | TX |  | Hidalgo | CN600877625 | Insufficient Information | Installed Low Emission Conversion Kit for IC engines on the compressor engine. | A positive use determination of 100% for the Low Emission Conversion Kit. | 2008-02-06 | 18175 | 100
11226 | T1 | J-W Power | J-W Power Compressor Unit #3682 | Hwy 1017 & FM 681 | La Reforma | TX |  | Hidalgo | CN600877625 | Insufficient Information | The engine of this compressor employs Lean Burn Technology which emits less pollutants into the air. | In order to qualify as pollution control property the item must not have been taxable to the owner of the property before January 1, 1994. This compressor has been in service since 1984. | 2008-02-07 | 94515 | 20
11227 | T1 | J-W Power | J-W Power Compressor Unit #2788 | S Stewart Rd & Bali Rd | Pharr | TX |  | Hidalgo | CN600877625 | Insufficient Information | The engine of this compressor employs Lean Burn Technology which emits less pollutants into the air. | A positive use determination of 20% for the Lean Burn Gas Fired Compressor Engine. | 2008-02-06 | 150710 | 20
11228 | T1 | J-W Power | J-W Power Compressor Unit #4274 | Hwy 171 & 1136 | Rio Vista | TX |  | Hill | CN600877625 | Insufficient Information | The engine of this compressor employs Lean Burn Technology which emits less pollutants into the air. | A positive use determination of 20% for the Lean Burn Gas Fired Compressor Engine. | 2008-02-13 | 153397 | 20
11229 | T1 | J-W Power | J-W Power Compressor Unit #4308 | Hey 171 & CR 1153 | Hillsboro | TX |  | Hill | CN600877625 | Insufficient Information | The engine of this compressor employs Lean Burn Technology which emits less pollutants into the air. | A positive use determination of 20% for the Lean Burn Gas Fired Compressor Engine. | 2008-02-13 | 174791 | 20
11230 | T1 | J-W Power | J-W Power Compressor Unit #2617 | Hwy 377 & FM 56 | Tolar | TX |  | Hood | CN600877625 | Insufficient Information | Installed Low Emission Conversion Kit for IC engines on the compressor engine. | A positive use determination of 100% for the Low Emission Conversion Kit. | 2008-02-06 | 18175 | 100
11231 | T1 | J-W Power | J-W Power Compressor Unit #2435 | FM 1157 & FM 1683 | Ganado | TX |  | Jackson | CN600877625 | Insufficient Information | The engine of this compressor employs Lean Burn Technology which emits less pollutants into the air. | In order to qualify as pollution control property the item must not have been taxable to the owner of the property before January 1, 1994. This compressor has been in service since 1985. | 2008-02-07 | 62424 | 20
11232 | T1 | J-W Power | J-W Power Compressor Unit #2571 | FM 1157 & FM 1683 | Ganado | TX |  | Jackson | CN600877625 | Insufficient Information | The engine of this compressor employs Lean Burn Technology which emits less pollutants into the air. | A positive use determination of 20% for the Lean Burn Gas Fired Compressor Engine. | 2008-02-06 | 98108 | 20
11233 | T1 | J-W Power | J-W Power Compressor Unit #4751 | Hwy 16 21 I N | Hebbronville | TX |  | Jim Hogg | CN600877625 | Insufficient Information | The engine of this compressor employs Lean Burn Technology which emits less pollutants into the air. | A positive use determination of 20% for the Lean Burn Gas Fired Compressor Engine. | 2008-02-13 | 110938 | 20
11234 | T1 | J-W Power | J-W Power Compressor Unit #4185 | Hwy 16 & CR 3073 | Hebbronville | TX |  | Jim Hogg | CN600877625 | Insufficient Information | The engine of this compressor employs Lean Burn Technology which emits less pollutants into the air. | A positive use determination of 20% for the Lean Burn Gas Fired Compressor Engine. | 2008-02-13 | 158422 | 20
11235 | T1 | J-W Power | J-W Power Compressor Unit #4398 | 135 & Hwy 67N | Alvarado | TX |  | Johnson | CN600877625 | Insufficient Information | The engine of this compressor employs Lean Burn Technology which emits less pollutants into the air. | A positive use determination of 20% for the Lean Burn Gas Fired Compressor Engine. | 2008-02-13 | 176744 | 20
11236 | T1 | J-W Power | J-W Power Compressor Unit #4500 | CR 700 & CR 801C | Cleburne | TX |  | Johnson | CN600877625 | Insufficient Information | The engine of this compressor employs Lean Burn Technology which emits less pollutants into the air. | A positive use determination of 20% for the Lean Burn Gas Fired Compressor Engine. | 2008-02-13 | 176744 | 20
11237 | T1 | J-W Power | J-W Power Compressor Unit #4237 | CR 2258 & CR 204 | Grandview | TX |  | Johnson | CN600877625 | Insufficient Information | The engine of this compressor employs Lean Burn Technology which emits less pollutants into the air. | A positive use determination of 20% for the Lean Burn Gas Fired Compressor Engine. | 2008-02-13 | 144577 | 20
11238 | T1 | J-W Power | J-W Power Compressor Unit #4295 | CR 2258 & CR 204 | Grandview | TX |  | Johnson | CN600877625 | Insufficient Information | The engine of this compressor employs Lean Burn Technology which emits less pollutants into the air. | A positive use determination of 20% for the Lean Burn Gas Fired Compressor Engine. | 2008-02-13 | 161844 | 20
11239 | T1 | J-W Power | J-W Power Compressor Unit #4307 | Hwy 917 & CR 617 | Mansfield | TX |  | Johnson | CN600877625 | Insufficient Information | The engine of this compressor employs Lean Burn Technology which emits less pollutants into the air. | A positive use determination of 20% for the Lean Burn Gas Fired Compressor Engine. | 2008-02-13 | 161844 | 20
11240 | T1 | J-W Power | J-W Power Compressor Unit #4309 | 287 & CR 157 | Mansfield | TX |  | Johnson | CN600877625 | Insufficient Information | The engine of this compressor employs Lean Burn Technology which emits less pollutants into the air. | A positive use determination of 20% for the Lean Burn Gas Fired Compressor Engine. | 2008-02-13 | 174791 | 20
11241 | T1 | J-W Power | J-W Power Compressor Unit #4313 | Hwy 67 & CR 810 | Alvarado | TX |  | Johnson | CN600877625 | Insufficient Information | The engine of this compressor employs Lean Burn Technology which emits less pollutants into the air. | A positive use determination of 20% for the Lean Burn Gas Fired Compressor Engine. | 2008-02-13 | 151106 | 20
11242 | T1 | J-W Power | J-W Power Compressor Unit #4387 | I35 & Hwy 57N | Alvarado | TX |  | Johnson | CN600877625 | Insufficient Information | The engine of this compressor employs Lean Burn Technology which emits less pollutants into the air. | A positive use determination of 20% for the Lean Burn Gas Fired Compressor Engine. | 2008-02-13 | 106961 | 20
11243 | T1 | J-W Power | J-W Power Compressor Unit #4395 | Hwy 67 W | Cleburne | TX |  | Johnson | CN600877625 | Insufficient Information | The engine of this compressor employs Lean Burn Technology which emits less pollutants into the air. | A positive use determination of 20% for the Lean Burn Gas Fired Compressor Engine. | 2008-02-13 | 163652 | 20
11244 | T1 | J-W Power | J-W Power Compressor Unit #4396 | Hwy 917 & CR 617 | Mansfield | TX |  | Johnson | CN600877625 | Insufficient Information | The engine of this compressor employs Lean Burn Technology which emits less pollutants into the air. | A positive use determination of 20% for the Lean Burn Gas Fired Compressor Engine. | 2008-02-13 | 176744 | 20
11245 | T1 | J-W Power | J-W Power Compressor Unit #3830 | Hwy 917 & CR 808 | Burleson | TX |  | Johnson | CN600877625 | Insufficient Information | The engine of this compressor employs Lean Burn Technology which emits less pollutants into the air. | A positive use determination of 20% for the Lean Burn Gas Fired Compressor Engine. | 2008-02-13 | 148896 | 20
11246 | T1 | J-W Power | J-W Power Compressor Unit #3906 | CR 157 & CR 506 | Venus | TX |  | Johnson | CN600877625 | Insufficient Information | The engine of this compressor employs Lean Burn Technology which emits less pollutants into the air. | A positive use determination of 20% for the Lean Burn Gas Fired Compressor Engine. | 2008-02-13 | 150560 | 20
11247 | T1 | J-W Power | J-W Power Compressor Unit #3907 | CR 157 & CR 506 | Venus | TX |  | Johnson | CN600877625 | Insufficient Information | The engine of this compressor employs Lean Burn Technology which emits less pollutants into the air. | A positive use determination of 20% for the Lean Burn Gas Fired Compressor Engine. | 2008-02-13 | 150560 | 20
11248 | T1 | J-W Power | J-W Power Compressor Unit #4125 | CR 2258 & CR 204 | Grandview | TX |  | Johnson | CN600877625 | Insufficient Information | The engine of this compressor employs Lean Burn Technology which emits less pollutants into the air. | A positive use determination of 20% for the Lean Burn Gas Fired Compressor Engine. | 2008-02-13 | 79064 | 20
11249 | T1 | J-W Power | J-W Power Compressor Unit #4133 | CR 2258 & CR 204 | Grandview | TX |  | Johnson | CN600877625 | Insufficient Information | The engine of this compressor employs Lean Burn Technology which emits less pollutants into the air. | A positive use determination of 20% for the Lean Burn Gas Fired Compressor Engine. | 2008-02-13 | 148896 | 20
11250 | T1 | J-W Power | J-W Power Compressor Unit #3129 | CR 700 & CR 801C | Cleburne | TX |  | Johnson | CN600877625 | Insufficient Information | The engine of this compressor employs Lean Burn Technology which emits less pollutants into the air. | A positive use determination of 20% for the Lean Burn Gas Fired Compressor Engine. | 2008-02-13 | 145697 | 20
11251 | T1 | J-W Power | J-W Power Compressor Unit #3782 | 287 & CR 157 | Mansfield | TX |  | Johnson | CN600877625 | Insufficient Information | The engine of this compressor employs Lean Burn Technology which emits less pollutants into the air. | A positive use determination of 20% for the Lean Burn Gas Fired Compressor Engine. | 2008-02-13 | 1505460 | 20
11252 | T1 | J-W Power | J-W Power Compressor Unit #2246 | Hwy 157 & Cg 506 | Venus | TX |  | Johnson | CN600877625 | Insufficient Information | The engine of this compressor employs Lean Burn Technology which emits less pollutants into the air. | A positive use determination of 20% for the Lean Burn Gas Fired Compressor Engine. | 2008-02-13 | 180074 | 20
11253 | T1 | J-W Power | J-W Power Compressor Unit #4171 | 287 & CR 157 | Mansfield | TX |  | Johnson | CN600877625 | Insufficient Information | Installed Low Emission Conversion Kit for IC engines on the compressor engine. | A positive use determination of 20% for the Lean Burn Gas Fired Compressor Engine. | 2008-02-13 | 18175 | 100
11254 | T1 | J-W Power | J-W Power Compressor Unit #4252 | CR 2258 & CR 204 | Grandview | TX |  | Johnson | CN600877625 | Insufficient Information | Installed Low Emission Conversion Kit for IC engines on the compressor engine. | A positive use determination of 20% for the Lean Burn Gas Fired Compressor Engine. | 2008-02-13 | 18175 | 100
11255 | T1 | J-W Power | J-W Power Compressor Unit #4514 | Hwy 174 & CR 1205 | Cleburne | TX |  | Johnson | CN600877625 | Insufficient Information | The engine of this compressor employs Lean Burn Technology which emits less pollutants into the air. | A positive use determination of 20% for the Lean Burn Gas Fired Compressor Engine. | 2008-02-13 | 111540 | 20
11256 | T1 | J-W Power | J-W Power Compressor Unit #4520 | Hwy 67 & 810 | Alvarado | TX |  | Johnson | CN600877625 | Insufficient Information | The engine of this compressor employs Lean Burn Technology which emits less pollutants into the air. | A positive use determination of 20% for the Lean Burn Gas Fired Compressor Engine. | 2008-02-13 | 164673 | 20
11257 | T1 | J-W Power | J-W Power Compressor Unit #3986 | Hwy 72 & Hwy 181 | Kennedy | TX |  | Karnes | CN600877625 | Insufficient Information | Installed Low Emission Conversion Kit for IC engines on the compressor engine. | A positive use determination of 100% for the Low Emission Conversion Kit. | 2008-02-06 | 18175 | 100
11258 | T1 | J-W Power | J-W Power Compressor Unit #4191 | Hwy 77 S | Riviera | TX |  | Kenedy | CN600877625 | Insufficient Information | Installed Low Emission Conversion Kit for IC engines on the compressor engine. | A positive use determination of 100% for the Low Emission Conversion Kit. | 2008-02-06 | 18175 | 100
11259 | T1 | J-W Power | J-W Power Compressor Unit #3234 | Hwy 83 S | Paducah | TX |  | King | CN600877625 | Insufficient Information | Installed Low Emission Conversion Kit for IC engines on the compressor engine. | A positive use determination of 100% for the Low Emission Conversion Kit. | 2008-02-06 | 18175 | 100
11260 | T1 | J-W Power | J-W Power Compressor Unit #1007 | Hwy 77 & Hwy 285 | Riviera | TX |  | Kleburg | CN600877625 | Insufficient Information | Installed Low Emission Conversion Kit for IC engines on the compressor engine. | A negative determination, this Low Emission Conversion Kit was installed on this compressor engine before January 1, 1994. | 2008-04-16 | 18175 | 100
11261 | T1 | J-W Power | J-W Power Compressor Unit #2766 | Hwy 281 & Hwy 141 | Kingsville | TX |  | Kleburg | CN600877625 | Insufficient Information | Installed Low Emission Conversion Kit for IC engines on the compressor engine. | A positive use determination of 100% for the Low Emission Conversion Kit. | 2008-04-16 | 18175 | 100
11262 | T1 | J-W Power | J-W Power Compressor Unit #3053 | Hwy 281 & CR 141 | Alice | TX |  | Kleburg | CN600877625 | Insufficient Information | Installed Low Emission Conversion Kit for IC engines on the compressor engine. | A negative determination, this Low Emission Conversion Kit was installed on this compressor engine before January 1, 1994. | 2008-04-16 | 18175 | 100
11263 | T1 | J-W Power | J-W Power Compressor Unit #3246 | Hwy 77 & FM 2045 | Kingsville | TX |  | Kleburg | CN600877625 | Insufficient Information | The engine of this compressor employs Lean Burn Technology which emits less pollutants into the air. | A positive use determination of 20% for the Lean Burn Gas Fired Compressor Engine. | 2008-03-04 | 77202 | 20
11264 | T1 | J-W Power | J-W Power Compressor Unit #3457 | 141 W & King Ave | Kingsville | TX |  | Kleburg | CN600877625 | Insufficient Information | The engine of this compressor employs Lean Burn Technology which emits less pollutants into the air. | A positive use determination of 20% for the Lean Burn Gas Fired Compressor Engine. | 2008-03-04 | 169797 | 20
11265 | T1 | J-W Power | J-W Power Compressor Unit #3837 | FM 772 & CR 2080 | Ricardo | TX |  | Kleburg | CN600877625 | Insufficient Information | The engine of this compressor employs Lean Burn Technology which emits less pollutants into the air. | A positive use determination of 20% for the Lean Burn Gas Fired Compressor Engine. | 2008-03-04 | 67995 | 20
11266 | T1 | J-W Power | J-W Power Compressor Unit #3658 | Hwy 77 & Gas Plant Rd | Victoria | TX |  | Lavaca | CN600877625 | Insufficient Information | Installed Low Emission Conversion Kit for IC engines on the compressor engine. | A positive use determination of 100% for the Low Emission Conversion Kit. | 2008-02-06 | 18175 | 100
11267 | T1 | J-W Power | J-W Power Compressor Unit #2794 | Hwy 37 & CR 304 | Mathis | TX |  | Live Oak | CN600877625 | Insufficient Information | Installed Low Emission Conversion Kit for IC engines on the compressor engine. | A positive use determination of 100% for the Low Emission Conversion Kit. | 2008-02-06 | 18175 | 100
11268 | T1 | J-W Power | J-W Power Compressor Unit #4042 | Hwy 37 Exit 72 | Three Rivers | TX |  | Live Oak | CN600877625 | Insufficient Information | Installed Low Emission Conversion Kit for IC engines on the compressor engine. | A positive use determination of 100% for the Low Emission Conversion Kit. | 2008-02-06 | 18175 | 100
11269 | T1 | J-W Power | J-W Power Compressor Unit #2361 | Us 302 & Ranch Rd | Mentone | TX |  | Loving | CN600877625 | Insufficient Information | Installed Low Emission Conversion Kit for IC engines on the compressor engine. | A positive use determination of 100% for the Low Emission Conversion Kit. | 2008-02-06 | 18175 | 100
11270 | T1 | J-W Power | J-W Power Compressor Unit #4807 | Us 302 & Anderson Ranch | Mentone | TX |  | Loving | CN600877625 | Insufficient Information | The engine of this compressor employs Lean Burn Technology which emits less pollutants into the air. | A positive use determination of 20% for the Lean Burn Gas Fired Compressor Engine. | 2008-02-06 | 116700 | 20
11271 | T1 | J-W Power | J-W Power Compressor Unit #4808 | Us 302 & Anderson Ranch | Mentone | TX |  | Loving | CN600877625 | Insufficient Information | The engine of this compressor employs Lean Burn Technology which emits less pollutants into the air. | A positive use determination of 20% for the Lean Burn Gas Fired Compressor Engine. | 2008-02-06 | 116700 | 20
11272 | T1 | J-W Power | J-W Power Compressor Unit #4044 | Hwy 57 W Lapryor | Lapryor | TX |  | Maverick | CN600877625 | Insufficient Information | Installed Low Emission Conversion Kit for IC engines on the compressor engine. | A positive use determination of 100% for the Low Emission Conversion Kit. | 2008-02-06 | 18175 | 100
11273 | T1 | J-W Power | J-W Power Compressor Unit #3917 | Hwy 59 & CR 624 | Freer | TX |  | McMullen | CN600877625 | Insufficient Information | The engine of this compressor employs Lean Burn Technology which emits less pollutants into the air. | A positive use determination of 20% for the Lean Burn Gas Fired Compressor Engine. | 2008-03-04 | 92144 | 20
11274 | T1 | J-W Power | J-W Power Compressor Unit #2960 | Hwy 59 & FM 624 | George West | TX |  | McMullen | CN600877625 | Insufficient Information | Installed Low Emission Conversion Kit for IC engines on the compressor engine. | A negative determination, this Low Emission Conversion Kit was installed on this compressor engine before January 1, 1994. | 2008-04-16 | 18175 | 100
11275 | T1 | J-W Power | J-W Power Compressor Unit #3533 | W 54 Th St | Odessa | TX |  | Midland | CN600877625 | Insufficient Information | Installed Low Emission Conversion Kit for IC engines on the compressor engine. | A positive use determination of 100% for the Low Emission Conversion Kit. | 2008-02-13 | 18175 | 100
11276 | T1 | J-W Power | J-W Power Compressor Unit #4818 | CR 150 & CR 1200 | Midland | TX |  | Midland | CN600877625 | Insufficient Information | The engine of this compressor employs Lean Burn Technology which emits less pollutants into the air. | A positive use determination of 20% for the Lean Burn Gas Fired Compressor Engine. | 2008-02-13 | 220800 | 20
11277 | T1 | J-W Power | J-W Power Compressor Unit #168 | CR 935 & CR 204 | Nacogdoches | TX |  | Nacogdoches | CN600877625 | Insufficient Information | The engine of this compressor employs Lean Burn Technology which emits less pollutants into the air. | A negative determination. This compressor was first placed into service in 1977. In order to qualify for a positive use determination the property can not have been taxable before January 1, 1994 | 2008-02-04 | 28460 | 100
11278 | T1 | J-W Power | J-W Power Compressor Unit #3307 | FM 1067 & CR 153 | Mt Enterprise | TX |  | Nacogdoches | CN600877625 | Insufficient Information | The engine of this compressor employs Lean Burn Technology which emits less pollutants into the air. | A positive use determination of 20% for the Lean Burn Gas Fired Compressor Engine. | 2008-03-04 | 146892 | 20
11279 | T1 | J-W Power | J-W Power Compressor Unit #3459 | CR 153 & CR 169 | Mt Enterprise | TX |  | Nacogdoches | CN600877625 | Insufficient Information | The engine of this compressor employs Lean Burn Technology which emits less pollutants into the air. | A positive use determination of 20% for the Lean Burn Gas Fired Compressor Engine. | 2008-03-04 | 169797 | 20
11280 | T1 | J-W Power | J-W Power Compressor Unit #3525 | Off of CR 836 | Cushing | TX |  | Nacogdoches | CN600877625 | Insufficient Information | The engine of this compressor employs Lean Burn Technology which emits less pollutants into the air. | A positive use determination of 20% for the Lean Burn Gas Fired Compressor Engine. | 2008-03-04 | 62604 | 20
11281 | T1 | J-W Power | J-W Power Compressor Unit #4234 | Hwy 204 & CR 935 | Cushing | TX |  | Nacogdoches | CN600877625 | Insufficient Information | The engine of this compressor employs Lean Burn Technology which emits less pollutants into the air. | A positive use determination of 20% for the Lean Burn Gas Fired Compressor Engine. | 2008-03-04 | 176535 | 20
11282 | T1 | J-W Power | J-W Power Compressor Unit #4503 | CR 169 & CR 153 | Mt Enterprise | TX |  | Nacogdoches | CN600877625 | Insufficient Information | The engine of this compressor employs Lean Burn Technology which emits less pollutants into the air. | A positive use determination of 20% for the Lean Burn Gas Fired Compressor Engine. | 2008-03-04 | 176744 | 20
11283 | T1 | J-W Power | J-W Power Compressor Unit #634 | Off of FM 138 | Garrison | TX |  | Nacogdoches | CN600877625 | Insufficient Information | Installed Low Emission Conversion Kit for IC engines on the compressor engine. | A negative determination, this Low Emission Conversion Kit was installed on this compressor engine before January 1, 1994. | 2008-04-16 | 18175 | 100
11284 | T1 | J-W Power | J-W Power Compressor Unit #1508 | Off of FM 1878 | Nacogdoches | TX |  | Nacogdoches | CN600877625 | Insufficient Information | Installed Low Emission Conversion Kit for IC engines on the compressor engine. | A negative determination, this Low Emission Conversion Kit was installed on this compressor engine before January 1, 1994. | 2008-04-16 | 18175 | 100
11285 | T1 | J-W Power | J-W Power Compressor Unit #2362 | FM 21 & CR 802 | Nacogdoches | TX |  | Nacogdoches | CN600877625 | Insufficient Information | Installed Low Emission Conversion Kit for IC engines on the compressor engine. | A positive use determination of 100% for the Low Emission Conversion Kit. | 2008-03-04 | 18175 | 100
11286 | T1 | J-W Power | J-W Power Compressor Unit #3844 | FM 138 & CR 290 | Garrison | TX |  | Nacogdoches | CN600877625 | Insufficient Information | Installed Low Emission Conversion Kit for IC engines on the compressor engine. | A positive use determination of 100% for the Low Emission Conversion Kit. | 2008-03-04 | 18175 | 100
11287 | T1 | J-W Power | J-W Power Compressor Unit #1732 | FM 43 & CR 52 | Corpus Christi | TX |  | Nueces | CN600877625 | Insufficient Information | Installed Low Emission Conversion Kit for IC engines on the compressor engine. | A positive use determination of 100% for the Low Emission Conversion Kit. | 2008-02-06 | 18175 | 100
11288 | T1 | J-W Power | J-W Power Compressor Unit #2834 | Cooper Rd & CR 23 | Edroy | TX |  | Nueces | CN600877625 | Insufficient Information | Installed Low Emission Conversion Kit for IC engines on the compressor engine. | A positive use determination of 100% for the Low Emission Conversion Kit. | 2008-02-06 | 18175 | 100
11289 | T1 | J-W Power | J-W Power Compressor Unit #2962 | CR 36 & CR 91 | Banquette | TX |  | Nueces | CN600877625 | Insufficient Information | Installed Low Emission Conversion Kit for IC engines on the compressor engine. | A positive use determination of 100% for the Low Emission Conversion Kit. | 2008-02-06 | 18175 | 100
11290 | T1 | J-W Power | J-W Power Compressor Unit #3970 | CR 55 & FM 2444 | Corpus Christi | TX |  | Nueces | CN600877625 | Insufficient Information | Installed Low Emission Conversion Kit for IC engines on the compressor engine. | A positive use determination of 100% for the Low Emission Conversion Kit. | 2008-02-06 | 18175 | 100
11291 | T1 | J-W Power | J-W Power Compressor Unit #3725 | 3816 Hwy 281 N | Mineral Wells | TX |  | Palo Pinto | CN600877625 | Insufficient Information | Installed Low Emission Conversion Kit for IC engines on the compressor engine. | A positive use determination of 100% for the Low Emission Conversion Kit. | 2008-02-13 | 18175 | 100
11292 | T1 | J-W Power | J-W Power Compressor Unit #4798 | 3816 Hwy 261 N | Mineral Wells | TX |  | Palo Pinto | CN600877625 | Insufficient Information | Installed Low Emission Conversion Kit for IC engines on the compressor engine. | A positive use determination of 100% for the Low Emission Conversion Kit. | 2008-02-13 | 18175 | 100
11293 | T1 | J-W Power | J-W Power Compressor Unit #1641 | 3816 Hwy 261 N | Mineral Wells | TX |  | Palo Pinto | CN600877625 | Insufficient Information | The engine of this compressor employs Lean Burn Technology which emits less pollutants into the air. | A positive use determination of 20% for the Lean Burn Gas Fired Compressor Engine. | 2008-02-13 | 43874 | 20
11294 | T1 | J-W Power | J-W Power Compressor Unit #2806 | 3816 Hwy 261 N | Mineral Wells | TX |  | Palo Pinto | CN600877625 | Insufficient Information | The engine of this compressor employs Lean Burn Technology which emits less pollutants into the air. | A negative determination. This compressor was first placed into service in 1984. In order to qualify for a positive use determination the property can not have been taxable before January 1, 1994 | 2008-02-04 | 54494 | 100
11295 | T1 | J-W Power | J-W Power Compressor Unit #3162 | 3816 Hwy 261 N | Mineral Wells | TX |  | Palo Pinto | CN600877625 | Insufficient Information | The engine of this compressor employs Lean Burn Technology which emits less pollutants into the air. | A positive use determination of 20% for the Lean Burn Gas Fired Compressor Engine. | 2008-02-13 | 137621 | 20
11296 | T1 | J-W Power | J-W Power Compressor Unit #3268 | 3816 Hwy 261 N | Mineral Wells | TX |  | Palo Pinto | CN600877625 | Insufficient Information | The engine of this compressor employs Lean Burn Technology which emits less pollutants into the air. | A positive use determination of 20% for the Lean Burn Gas Fired Compressor Engine. | 2008-02-13 | 158165 | 20
11297 | T1 | J-W Power | J-W Power Compressor Unit #3549 | 3816 Hwy 261 N | Mineral Wells | TX |  | Palo Pinto | CN600877625 | Insufficient Information | The engine of this compressor employs Lean Burn Technology which emits less pollutants into the air. | A positive use determination of 20% for the Lean Burn Gas Fired Compressor Engine. | 2008-02-13 | 117270 | 20
11298 | T1 | J-W Power | J-W Power Compressor Unit #2767 | Carthage Yard | Carthage | TX |  | Panola | CN600877625 | Insufficient Information | Installed Low Emission Conversion Kit for IC engines on the compressor engine. | A positive use determination of 100% for the Low Emission Conversion Kit. | 2008-03-04 | 18175 | 100
11299 | T1 | J-W Power | J-W Power Compressor Unit #3005 | FM 959 & CR 266 | Beckville | TX |  | Panola | CN600877625 | Insufficient Information | Installed Low Emission Conversion Kit for IC engines on the compressor engine. | A positive use determination of 100% for the Low Emission Conversion Kit. | 2008-03-04 | 18175 | 100
11300 | T1 | J-W Power | J-W Power Compressor Unit #3435 | 2227 SE Loop | Carthage | TX |  | Panola | CN600877625 | Insufficient Information | Installed Low Emission Conversion Kit for IC engines on the compressor engine. | A negative determination, this Low Emission Conversion Kit was installed on this compressor engine before January 1, 1994. | 2008-04-17 | 18175 | 100
11301 | T1 | J-W Power | J-W Power Compressor Unit #3695 | FM 1971 | Clayton | TX |  | Panola | CN600877625 | Insufficient Information | Installed Low Emission Conversion Kit for IC engines on the compressor engine. | A positive use determination of 100% for the Low Emission Conversion Kit. | 2008-03-04 | 18175 | 100
11302 | T1 | J-W Power | J-W Power Compressor Unit #3677 | Hwy 31 & Tiller Rd | Deberry | TX |  | Panola | CN600877625 | Insufficient Information | The engine of this compressor employs Lean Burn Technology which emits less pollutants into the air. | A negative determination. This compressor was first placed into service in 1984. In order to qualify for a positive use determination the property can not have been taxable before January 1, 1994 | 2008-02-04 | 94515 | 100
11303 | T1 | J-W Power | J-W Power Compressor Unit #2248 | Hwy 79 West 1.6 Mi | Carthage | TX |  | Panola | CN600877625 | Insufficient Information | The engine of this compressor employs Lean Burn Technology which emits less pollutants into the air. | A positive use determination of 20% for the Lean Burn Gas Fired Compressor Engine. | 2008-03-04 | 267399 | 20
11304 | T1 | J-W Power | J-W Power Compressor Unit #3440 | 2227 SE Loop | Carthage | TX |  | Panola | CN600877625 | Insufficient Information | The engine of this compressor employs Lean Burn Technology which emits less pollutants into the air. | A positive use determination of 20% for the Lean Burn Gas Fired Compressor Engine. | 2008-03-04 | 169797 | 20
11305 | T1 | J-W Power | J-W Power Compressor Unit #3480 | Hwy 699 & CR 4053 | Carthage | TX |  | Panola | CN600877625 | Insufficient Information | The engine of this compressor employs Lean Burn Technology which emits less pollutants into the air. | A positive use determination of 20% for the Lean Burn Gas Fired Compressor Engine. | 2008-03-04 | 64344 | 20
11306 | T1 | J-W Power | J-W Power Compressor Unit #3686 | Carthage LP & FM 699 | Carthage | TX |  | Panola | CN600877625 | Insufficient Information | The engine of this compressor employs Lean Burn Technology which emits less pollutants into the air. | A positive use determination of 20% for the Lean Burn Gas Fired Compressor Engine. | 2008-03-04 | 167866 | 20
11307 | T1 | J-W Power | J-W Power Compressor Unit #3724 | 2227 SE Loop | Carthage | TX |  | Panola | CN600877625 | Insufficient Information | The engine of this compressor employs Lean Burn Technology which emits less pollutants into the air. | A negative determination. This compressor was first placed into service in 1984. In order to qualify for a positive use determination the property can not have been taxable before January 1, 1994 | 2008-02-04 | 94515 | 100
11308 | T1 | J-W Power | J-W Power Compressor Unit #3755 | CR 241 & CR 248 | Beckville | TX |  | Panola | CN600877625 | Insufficient Information | The engine of this compressor employs Lean Burn Technology which emits less pollutants into the air. | A positive use determination of 20% for the Lean Burn Gas Fired Compressor Engine. | 2008-03-04 | 176371 | 20
11309 | T1 | J-W Power | J-W Power Compressor Unit #4271 | Hwy 315 & 108 | Carthage | TX |  | Panola | CN600877625 | Insufficient Information | The engine of this compressor employs Lean Burn Technology which emits less pollutants into the air. | A positive use determination of 20% for the Lean Burn Gas Fired Compressor Engine. | 2008-03-04 | 117974 | 20
11310 | T1 | J-W Power | J-W Power Compressor Unit #4616 | Hwy 377 & Kelly Rd | Cresson | TX |  | Parker | CN600877625 | Insufficient Information | Installed Low Emission Conversion Kit for IC engines on the compressor engine. | A positive use determination of 100% for the Low Emission Conversion Kit. | 2008-02-11 | 18175 | 100
11311 | T1 | J-W Power | J-W Power Compressor Unit #4828 | FM 2023 & Harrel Rd | Ft Stockton | TX |  | Pecos | CN600877625 | Insufficient Information | Installed Low Emission Conversion Kit for IC engines on the compressor engine. | A positive use determination of 100% for the Low Emission Conversion Kit. | 2008-02-11 | 18175 | 100
11312 | T1 | J-W Power | J-W Power Compressor Unit #3148 | Hwy 190 & FM 2500 | Livingston | TX |  | Polk | CN600877625 | Insufficient Information | Installed Low Emission Conversion Kit for IC engines on the compressor engine. | A negative determination, this Low Emission Conversion Kit was installed on this compressor engine before January 1, 1994. | 2008-04-16 | 18175 | 100
11313 | T1 | J-W Power | J-W Power Compressor Unit #3206 | Hwy 190 & Hwy 146 | Livingston | TX |  | Polk | CN600877625 | Insufficient Information | The engine of this compressor employs Lean Burn Technology which emits less pollutants into the air. | A positive use determination of 20% for the Lean Burn Gas Fired Compressor Engine. | 2008-03-04 | 67103 | 20
11314 | T1 | J-W Power | J-W Power Compressor Unit #2769 | Hwy 190 & Village Cutoff | Livingston | TX |  | Polk | CN600877625 | Insufficient Information | Installed Low Emission Conversion Kit for IC engines on the compressor engine. | A positive use determination of 100% for the Low Emission Conversion Kit. | 2008-03-04 | 18175 | 100
11315 | T1 | J-W Power | J-W Power Compressor Unit #2770 | Hwy 190 & | Livingston | TX |  | Polk | CN600877625 | Insufficient Information | Installed Low Emission Conversion Kit for IC engines on the compressor engine. | A positive use determination of 100% for the Low Emission Conversion Kit. | 2008-03-04 | 18175 | 100
11316 | T1 | J-W Power | J-W Power Compressor Unit #2919 | Hubert Cemetery Rd | Woodville | TX |  | Polk | CN600877625 | Insufficient Information | Installed Low Emission Conversion Kit for IC engines on the compressor engine. | A positive use determination of 100% for the Low Emission Conversion Kit. | 2008-03-04 | 18175 | 100
11317 | T1 | J-W Power | J-W Power Compressor Unit #3165 | Off of CR 346 | Newby | TX |  | Robertson | CN600877625 | Insufficient Information | Installed Low Emission Conversion Kit for IC engines on the compressor engine. | A positive use determination of 100% for the Low Emission Conversion Kit. | 2008-02-11 | 18175 | 100
11318 | T1 | J-W Power | J-W Power Compressor Unit #2904 | CR 344 & CR 343 | Henderson | TX |  | Rusk | CN600877625 | Insufficient Information | Installed Low Emission Conversion Kit for IC engines on the compressor engine. | A positive use determination of 100% for the Low Emission Conversion Kit. | 2008-02-13 | 18175 | 100
11319 | T1 | J-W Power | J-W Power Compressor Unit #3987 | FM 225 & Tx 42 | Laneville | TX |  | Rusk | CN600877625 | Insufficient Information | Installed Low Emission Conversion Kit for IC engines on the compressor engine. | A positive use determination of 100% for the Low Emission Conversion Kit. | 2008-02-13 | 18175 | 100
11320 | T1 | J-W Power | J-W Power Compressor Unit #4355 | FM 840 & CR 303 | Henderson | TX |  | Rusk | CN600877625 | Insufficient Information | Installed Low Emission Conversion Kit for IC engines on the compressor engine. | A positive use determination of 100% for the Low Emission Conversion Kit. | 2008-02-13 | 18175 | 100
11321 | T1 | J-W Power | J-W Power Compressor Unit #4363 | FM 782 & CR 2126 | Tatum | TX |  | Rusk | CN600877625 | Insufficient Information | Installed Low Emission Conversion Kit for IC engines on the compressor engine. | A positive use determination of 100% for the Low Emission Conversion Kit. | 2008-02-13 | 18175 | 100
11322 | T1 | J-W Power | J-W Power Compressor Unit #3146 | FM 1716 & CR 2126 | Lakeport | TX |  | Rusk | CN600877625 | Insufficient Information | The engine of this compressor employs Lean Burn Technology which emits less pollutants into the air. | A positive use determination of 20% for the Lean Burn Gas Fired Compressor Engine. | 2008-02-13 | 149196 | 20
11323 | T1 | J-W Power | J-W Power Compressor Unit #3644 | FM 3135 & CR 228D | Henderson | TX |  | Rusk | CN600877625 | Insufficient Information | The engine of this compressor employs Lean Burn Technology which emits less pollutants into the air. | A positive use determination of 20% for the Lean Burn Gas Fired Compressor Engine. | 2008-02-13 | 87349 | 20
11324 | T1 | J-W Power | J-W Power Compressor Unit #3687 | CR 254 A2 TXU Mine | Henderson | TX |  | Rusk | CN600877625 | Insufficient Information | The engine of this compressor employs Lean Burn Technology which emits less pollutants into the air. | A positive use determination of 20% for the Lean Burn Gas Fired Compressor Engine. | 2008-02-13 | 162605 | 20
11325 | T1 | J-W Power | J-W Power Compressor Unit #3840 | Hwy 43 | Oakhill | TX |  | Rusk | CN600877625 | Insufficient Information | The engine of this compressor employs Lean Burn Technology which emits less pollutants into the air. | A positive use determination of 20% for the Lean Burn Gas Fired Compressor Engine. | 2008-02-13 | 133503 | 20
11326 | T1 | J-W Power | J-W Power Compressor Unit #3911 | E Main St & Brachfield Hw | Henderson | TX |  | Rusk | CN600877625 | Insufficient Information | The engine of this compressor employs Lean Burn Technology which emits less pollutants into the air. | A positive use determination of 20% for the Lean Burn Gas Fired Compressor Engine. | 2008-02-13 | 87349 | 20
11327 | T1 | J-W Power | J-W Power Compressor Unit #4126 | FM 782 & FM 1716 | Tatum | TX |  | Rusk | CN600877625 | Insufficient Information | The engine of this compressor employs Lean Burn Technology which emits less pollutants into the air. | A positive use determination of 20% for the Lean Burn Gas Fired Compressor Engine. | 2008-02-13 | 195591 | 20
11328 | T1 | J-W Power | J-W Power Compressor Unit #4182 | FM 2011 & FM 1716 | Elderville | TX |  | Rusk | CN600877625 | Insufficient Information | The engine of this compressor employs Lean Burn Technology which emits less pollutants into the air. | A positive use determination of 20% for the Lean Burn Gas Fired Compressor Engine. | 2008-02-13 | 141983 | 20
11329 | T1 | J-W Power | J-W Power Compressor Unit #4204 | FM 850 & CR 236 | Kilgore | TX |  | Rusk | CN600877625 | Insufficient Information | The engine of this compressor employs Lean Burn Technology which emits less pollutants into the air. | A positive use determination of 20% for the Lean Burn Gas Fired Compressor Engine. | 2008-02-13 | 67996 | 20
11330 | T1 | J-W Power | J-W Power Compressor Unit #4230 | Hwy 79 & Hwy 959 | Carthage | TX |  | Rusk | CN600877625 | Insufficient Information | The engine of this compressor employs Lean Burn Technology which emits less pollutants into the air. | A positive use determination of 20% for the Lean Burn Gas Fired Compressor Engine. | 2008-02-13 | 93923 | 20
11331 | T1 | J-W Power | J-W Power Compressor Unit #4258 | Hwy 259 & CR 490 | Henderson | TX |  | Rusk | CN600877625 | Insufficient Information | The engine of this compressor employs Lean Burn Technology which emits less pollutants into the air. | A positive use determination of 20% for the Lean Burn Gas Fired Compressor Engine. | 2008-02-13 | 111834 | 20
11332 | T1 | J-W Power | J-W Power Compressor Unit #4346 | CR 303 & CR 301 | Henderson | TX |  | Rusk | CN600877625 | Insufficient Information | The engine of this compressor employs Lean Burn Technology which emits less pollutants into the air. | A positive use determination of 20% for the Lean Burn Gas Fired Compressor Engine. | 2008-02-13 | 111834 | 20
11333 | T1 | J-W Power | J-W Power Compressor Unit #4347 | FM 840 & CR 303 | Henderson | TX |  | Rusk | CN600877625 | Insufficient Information | The engine of this compressor employs Lean Burn Technology which emits less pollutants into the air. | A positive use determination of 20% for the Lean Burn Gas Fired Compressor Engine. | 2008-02-13 | 101437 | 20
11334 | T1 | J-W Power | J-W Power Compressor Unit #4357 | CR 2132 & FM 1716 | Tatum | TX |  | Rusk | CN600877625 | Insufficient Information | The engine of this compressor employs Lean Burn Technology which emits less pollutants into the air. | A positive use determination of 20% for the Lean Burn Gas Fired Compressor Engine. | 2008-02-13 | 259793 | 20
11335 | T1 | J-W Power | J-W Power Compressor Unit #4358 | FM 1716 & CR 2166 | Chalk Hill | TX |  | Rusk | CN600877625 | Insufficient Information | The engine of this compressor employs Lean Burn Technology which emits less pollutants into the air. | A positive use determination of 20% for the Lean Burn Gas Fired Compressor Engine. | 2008-02-13 | 110585 | 20
11336 | T1 | J-W Power | J-W Power Compressor Unit #4381 | CR 368 & CR 471 | Troup | TX |  | Rusk | CN600877625 | Insufficient Information | The engine of this compressor employs Lean Burn Technology which emits less pollutants into the air. | A positive use determination of 20% for the Lean Burn Gas Fired Compressor Engine. | 2008-02-13 | 101437 | 20
11337 | T1 | J-W Power | J-W Power Compressor Unit #4384 | FM 840 & CR 303 | Henderson | TX |  | Rusk | CN600877625 | Insufficient Information | The engine of this compressor employs Lean Burn Technology which emits less pollutants into the air. | A positive use determination of 20% for the Lean Burn Gas Fired Compressor Engine. | 2008-02-13 | 101437 | 20
11338 | T1 | J-W Power | J-W Power Compressor Unit #4389 | Us 259 & CR 490 | Mt Enterprise | TX |  | Rusk | CN600877625 | Insufficient Information | The engine of this compressor employs Lean Burn Technology which emits less pollutants into the air. | A positive use determination of 20% for the Lean Burn Gas Fired Compressor Engine. | 2008-02-13 | 163195 | 20
11339 | T1 | J-W Power | J-W Power Compressor Unit #4513 | Hwy 79 & CR 348 | Henderson | TX |  | Rusk | CN600877625 | Insufficient Information | The engine of this compressor employs Lean Burn Technology which emits less pollutants into the air. | A positive use determination of 20% for the Lean Burn Gas Fired Compressor Engine. | 2008-02-13 | 111489 | 20
11340 | T1 | J-W Power | J-W Power Compressor Unit #4522 | Hwy 79 & CR 348 | Henderson | TX |  | Rusk | CN600877625 | Insufficient Information | The engine of this compressor employs Lean Burn Technology which emits less pollutants into the air. | A positive use determination of 20% for the Lean Burn Gas Fired Compressor Engine. | 2008-02-13 | 75953 | 20
11341 | T1 | J-W Power | J-W Power Compressor Unit #4750 | Hwy 79 & CR 348 | Henderson | TX |  | Rusk | CN600877625 | Insufficient Information | The engine of this compressor employs Lean Burn Technology which emits less pollutants into the air. | A positive use determination of 20% for the Lean Burn Gas Fired Compressor Engine. | 2008-02-13 | 110646 | 20
11342 | T1 | J-W Power | J-W Power Compressor Unit #4351 | Fn 2025 & Joe West Rd | Coldspring | TX |  | San Jacinto | CN600877625 | Insufficient Information | Installed Low Emission Conversion Kit for IC engines on the compressor engine. | A positive use determination of 100% for the Low Emission Conversion Kit. | 2008-02-13 | 18175 | 100
11343 | T1 | J-W Power | J-W Power Compressor Unit #3560 | FM 2914 & FM 3460 | Coldspring | TX |  | San Jacinto | CN600877625 | Insufficient Information | Installed Low Emission Conversion Kit for IC engines on the compressor engine. | A positive use determination of 100% for the Low Emission Conversion Kit. | 2008-02-13 | 18175 | 100
11344 | T1 | J-W Power | J-W Power Compressor Unit #3270 | FM 2025 & Hwy 150 | Cleveland | TX |  | San Jacinto | CN600877625 | Insufficient Information | The engine of this compressor employs Lean Burn Technology which emits less pollutants into the air. | A positive use determination of 20% for the Lean Burn Gas Fired Compressor Engine. | 2008-02-13 | 62605 | 20
11345 | T1 | J-W Power | J-W Power Compressor Unit #2245 | Hwy 59 S & Richards Rd | Shepard | TX |  | San Jacinto | CN600877625 | Insufficient Information | The engine of this compressor employs Lean Burn Technology which emits less pollutants into the air. | A positive use determination of 20% for the Lean Burn Gas Fired Compressor Engine. | 2008-02-13 | 180347 | 20
11346 | T1 | J-W Power | J-W Power Compressor Unit #2247 | Hwy 59 S Trinity River | Livingston | TX |  | San Jacinto | CN600877625 | Insufficient Information | The engine of this compressor employs Lean Burn Technology which emits less pollutants into the air. | A positive use determination of 20% for the Lean Burn Gas Fired Compressor Engine. | 2008-02-13 | 180347 | 20
11347 | T1 | J-W Power | J-W Power Compressor Unit #3764 | FM 2914 & FM 3460 | Coldspring | TX |  | San Jacinto | CN600877625 | Insufficient Information | The engine of this compressor employs Lean Burn Technology which emits less pollutants into the air. | A positive use determination of 20% for the Lean Burn Gas Fired Compressor Engine. | 2008-02-13 | 54004 | 20
11348 | T1 | J-W Power | J-W Power Compressor Unit #4372 | FM 2025 & Joe West Rd | Coldspring | TX |  | San Jacinto | CN600877625 | Insufficient Information | The engine of this compressor employs Lean Burn Technology which emits less pollutants into the air. | A positive use determination of 20% for the Lean Burn Gas Fired Compressor Engine. | 2008-02-13 | 72336 | 20
11349 | T1 | J-W Power | J-W Power Compressor Unit #3045 | Hwy 87 & FM 139 | Shelbyville | TX |  | Shelby | CN600877625 | Insufficient Information | Installed Low Emission Conversion Kit for IC engines on the compressor engine. | A negative determination, this Low Emission Conversion Kit was installed on this compressor engine before January 1, 1994. | 2008-04-16 | 18175 | 100
11350 | T1 | J-W Power | J-W Power Compressor Unit #3819 | FM 139 & CR 2536 | Shelbyville | TX |  | Shelby | CN600877625 | Insufficient Information | Installed Low Emission Conversion Kit for IC engines on the compressor engine. | A positive use determination of 100% for the Low Emission Conversion Kit. | 2008-03-04 | 18175 | 100
11351 | T1 | J-W Power | J-W Power Compressor Unit #3950 | 126 & FM 2261 | Patroon | TX |  | Shelby | CN600877625 | Insufficient Information | Installed Low Emission Conversion Kit for IC engines on the compressor engine. | A positive use determination of 100% for the Low Emission Conversion Kit. | 2008-03-04 | 18175 | 100
11352 | T1 | J-W Power | J-W Power Compressor Unit #3956 | CR 3184 & 126B | Shelbyville | TX |  | Shelby | CN600877625 | Insufficient Information | Installed Low Emission Conversion Kit for IC engines on the compressor engine. | A positive use determination of 100% for the Low Emission Conversion Kit. | 2008-03-04 | 18175 | 100
11353 | T1 | J-W Power | J-W Power Compressor Unit #2681 | FM 2787 & Cr3340 | Joaquin | TX |  | Shelby | CN600877625 | Insufficient Information | Installed Low Emission Conversion Kit for IC engines on the compressor engine. | A positive use determination of 100% for the Low Emission Conversion Kit. | 2008-03-04 | 18175 | 100
11354 | T1 | J-W Power | J-W Power Compressor Unit #4581 | FM 2427 & 139 | Shelbyville | TX |  | Shelby | CN600877625 | Insufficient Information | The engine of this compressor employs Lean Burn Technology which emits less pollutants into the air. | A positive use determination of 20% for the Lean Burn Gas Fired Compressor Engine. | 2008-03-04 | 164673 | 20
11355 | T1 | J-W Power | J-W Power Compressor Unit #4493 | FM 139 & Hwy 87 | Shelbyville | TX |  | Shelby | CN600877625 | Insufficient Information | The engine of this compressor employs Lean Burn Technology which emits less pollutants into the air. | A positive use determination of 20% for the Lean Burn Gas Fired Compressor Engine. | 2008-03-04 | 174791 | 20
11356 | T1 | J-W Power | J-W Power Compressor Unit #4494 | FM 139 & Hwy 87 | Shelbyville | TX |  | Shelby | CN600877625 | Insufficient Information | The engine of this compressor employs Lean Burn Technology which emits less pollutants into the air. | A positive use determination of 20% for the Lean Burn Gas Fired Compressor Engine. | 2008-03-04 | 174791 | 20
11357 | T1 | J-W Power | J-W Power Compressor Unit #4524 | FM 2694 & FM 3172 | Shelbyville | TX |  | Shelby | CN600877625 | Insufficient Information | The engine of this compressor employs Lean Burn Technology which emits less pollutants into the air. | A positive use determination of 20% for the Lean Burn Gas Fired Compressor Engine. | 2008-03-04 | 75953 | 20
11358 | T1 | J-W Power | J-W Power Compressor Unit #3182 | FM 2694 & CR 3468 | Shelbyville | TX |  | Shelby | CN600877625 | Insufficient Information | The engine of this compressor employs Lean Burn Technology which emits less pollutants into the air. | A positive use determination of 20% for the Lean Burn Gas Fired Compressor Engine. | 2008-03-04 | 161542 | 20
11359 | T1 | J-W Power | J-W Power Compressor Unit #3460 | FM 139 & FM 2514 | Longsport | TX |  | Shelby | CN600877625 | Insufficient Information | The engine of this compressor employs Lean Burn Technology which emits less pollutants into the air. | A positive use determination of 20% for the Lean Burn Gas Fired Compressor Engine. | 2008-03-04 | 169797 | 20
11360 | T1 | J-W Power | J-W Power Compressor Unit #3474 | CR 2747 7 CR 5757 | Shelbyville | TX |  | Shelby | CN600877625 | Insufficient Information | The engine of this compressor employs Lean Burn Technology which emits less pollutants into the air. | A positive use determination of 20% for the Lean Burn Gas Fired Compressor Engine. | 2008-03-04 | 144078 | 20
11361 | T1 | J-W Power | J-W Power Compressor Unit #3649 | CR 2747 & CR 2575 | Shelbyville | TX |  | Shelby | CN600877625 | Insufficient Information | The engine of this compressor employs Lean Burn Technology which emits less pollutants into the air. | A positive use determination of 20% for the Lean Burn Gas Fired Compressor Engine. | 2008-03-04 | 133503 | 20
11362 | T1 | J-W Power | J-W Power Compressor Unit #4238 | Hwy 139 & 2694 | Shelbyville | TX |  | Shelby | CN600877625 | Insufficient Information | The engine of this compressor employs Lean Burn Technology which emits less pollutants into the air. | A positive use determination of 20% for the Lean Burn Gas Fired Compressor Engine. | 2008-03-04 | 173042 | 20
11363 | T1 | J-W Power | J-W Power Compressor Unit #4239 | Hwy 139 & 3184 | Shelbyville | TX |  | Shelby | CN600877625 | Insufficient Information | The engine of this compressor employs Lean Burn Technology which emits less pollutants into the air. | A positive use determination of 20% for the Lean Burn Gas Fired Compressor Engine. | 2008-03-04 | 173042 | 20
11364 | T1 | J-W Power | J-W Power Compressor Unit #4242 | CR 2920 & CR 2922 | Logansport | TX |  | Shelby | CN600877625 | Insufficient Information | The engine of this compressor employs Lean Burn Technology which emits less pollutants into the air. | A positive use determination of 20% for the Lean Burn Gas Fired Compressor Engine. | 2008-03-04 | 72336 | 20
11365 | T1 | J-W Power | J-W Power Compressor Unit #2665 | CR 2787 & CR 3569 | Joquin | TX |  | Shelby | CN600877625 | Insufficient Information | The engine of this compressor employs Lean Burn Technology which emits less pollutants into the air. | A positive use determination of 20% for the Lean Burn Gas Fired Compressor Engine. | 2008-03-04 | 141455 | 20
11366 | T1 | J-W Power | J-W Power Compressor Unit #2666 | CR 3569 & FM 2787 | Joaquin | TX |  | Shelby | CN600877625 | Insufficient Information | The engine of this compressor employs Lean Burn Technology which emits less pollutants into the air. | A positive use determination of 20% for the Lean Burn Gas Fired Compressor Engine. | 2008-03-04 | 92718 | 20
11367 | T1 | J-W Power | J-W Power Compressor Unit #3994 | Hwy 64 & FM 2607 | Arp | TX |  | Smith | CN600877625 | Insufficient Information | Installed Low Emission Conversion Kit for IC engines on the compressor engine. | A positive use determination of 100% for the Low Emission Conversion Kit. | 2008-02-15 | 18175 | 100
11368 | T1 | J-W Power | J-W Power Compressor Unit #4326 | Hwy 64 & FM 724 | Tyler | TX |  | Smith | CN600877625 | Insufficient Information | Installed Low Emission Conversion Kit for IC engines on the compressor engine. | A positive use determination of 100% for the Low Emission Conversion Kit. | 2008-02-15 | 18175 | 100
11369 | T1 | J-W Power | J-W Power Compressor Unit #4359 | CR 230 & CR 2103 | Omen | TX |  | Smith | CN600877625 | Insufficient Information | Installed Low Emission Conversion Kit for IC engines on the compressor engine. | A positive use determination of 100% for the Low Emission Conversion Kit. | 2008-02-15 | 18175 | 100
11370 | T1 | J-W Power | J-W Power Compressor Unit #3012 | Hwy 64 & FM 724 | Tyler | TX |  | Smith | CN600877625 | Insufficient Information | The engine of this compressor employs Lean Burn Technology which emits less pollutants into the air. | A positive use determination of 20% for the Lean Burn Gas Fired Compressor Engine. | 2008-02-15 | 109981 | 20
11371 | T1 | J-W Power | J-W Power Compressor Unit #4206 | Off of FM 15 & CR 2116 | Troup | TX |  | Smith | CN600877625 | Insufficient Information | The engine of this compressor employs Lean Burn Technology which emits less pollutants into the air. | A positive use determination of 20% for the Lean Burn Gas Fired Compressor Engine. | 2008-02-15 | 43529 | 20
11372 | T1 | J-W Power | J-W Power Compressor Unit #4273 | Hwy 64 To FM 2607 | Arp | TX |  | Smith | CN600877625 | Insufficient Information | The engine of this compressor employs Lean Burn Technology which emits less pollutants into the air. | A positive use determination of 20% for the Lean Burn Gas Fired Compressor Engine. | 2008-02-15 | 151106 | 20
11373 | T1 | J-W Power | J-W Power Compressor Unit #4312 | Hwy 64 & FM 2607 | Arp | TX |  | Smith | CN600877625 | Insufficient Information | The engine of this compressor employs Lean Burn Technology which emits less pollutants into the air. | A positive use determination of 20% for the Lean Burn Gas Fired Compressor Engine. | 2008-02-15 | 151920 | 20
11374 | T1 | J-W Power | J-W Power Compressor Unit #3998 | 5 Mi N FM 681 | McCook | TX |  | Starr | CN600877625 | Insufficient Information | Installed Low Emission Conversion Kit for IC engines on the compressor engine. | A positive use determination of 100% for the Low Emission Conversion Kit. | 2008-03-04 | 18175 | 100
11375 | T1 | J-W Power | J-W Power Compressor Unit #32 | Hwy 1017 | San Isidro | TX |  | Starr | CN600877625 | Insufficient Information | Installed Low Emission Conversion Kit for IC engines on the compressor engine. | This property is given a negative determination because this Low Emission Conversion Kit was installed on this compressor engine before January 1, 1994. | 2008-04-16 | 18175 | 100
11376 | T1 | J-W Power | J-W Power Compressor Unit #3652 | FM 2221 | Citrus City | TX |  | Starr | CN600877625 | Insufficient Information | The engine of this compressor employs Lean Burn Technology which emits less pollutants into the air. | A positive use determination of 20% for the Lean Burn Gas Fired Compressor Engine. | 2008-03-04 | 148268 | 20
11377 | T1 | J-W Power | J-W Power Compressor Unit #3653 | FM 2221 | Citrus City | TX |  | Starr | CN600877625 | Insufficient Information | The engine of this compressor employs Lean Burn Technology which emits less pollutants into the air. | A positive use determination of 20% for the Lean Burn Gas Fired Compressor Engine. | 2008-03-04 | 148268 | 20
11378 | T1 | J-W Power | J-W Power Compressor Unit #3267 | FM 755 & FM 2844 | McCook | TX |  | Starr | CN600877625 | Insufficient Information | The engine of this compressor employs Lean Burn Technology which emits less pollutants into the air. | A positive use determination of 20% for the Lean Burn Gas Fired Compressor Engine. | 2008-03-04 | 159236 | 20
11379 | T1 | J-W Power | J-W Power Compressor Unit #4377 | FM 681 | McCook | TX |  | Starr | CN600877625 | Insufficient Information | The engine of this compressor employs Lean Burn Technology which emits less pollutants into the air. | A positive use determination of 20% for the Lean Burn Gas Fired Compressor Engine. | 2008-03-04 | 141180 | 20
11380 | T1 | J-W Power | J-W Power Compressor Unit #3985 | Us 158 & 204-P | Sterling | TX |  | Sterling | CN600877625 | Insufficient Information | Installed Low Emission Conversion Kit for IC engines on the compressor engine. | A positive use determination of 100% for the Low Emission Conversion Kit. | 2008-02-11 | 18175 | 100
11381 | T1 | J-W Power | J-W Power Compressor Unit #3779 | Hwy 300 & FM 1844 | Longview | TX |  | Upshur | CN600877625 | Insufficient Information | The engine of this compressor employs Lean Burn Technology which emits less pollutants into the air. | A positive use determination of 20% for the Lean Burn Gas Fired Compressor Engine. | 2008-02-15 | 150362 | 20
11382 | T1 | J-W Power | J-W Power Compressor Unit #93 | Hwy 87 & Hwy 59 | Victoria | TX |  | Victoria | CN600877625 | Insufficient Information | Installed Low Emission Conversion Kit for IC engines on the compressor engine. | A positive use determination of 100% for the Low Emission Conversion Kit. | 2008-03-04 | 18175 | 100
11383 | T1 | J-W Power | J-W Power Compressor Unit #2771 | Hwy 87 & Hwy 59 | Victoria | TX |  | Victoria | CN600877625 | Insufficient Information | Installed Low Emission Conversion Kit for IC engines on the compressor engine. | A positive use determination of 100% for the Low Emission Conversion Kit. | 2008-03-04 | 18175 | 100
11384 | T1 | J-W Power | J-W Power Compressor Unit #3277 | Hwy 87 & Hwy 59 | Victoria | TX |  | Victoria | CN600877625 | Insufficient Information | Installed Low Emission Conversion Kit for IC engines on the compressor engine. | A negative determination, this Low Emission Conversion Kit was installed on this compressor engine before January 1, 1994. | 2008-04-16 | 18175 | 100
11385 | T1 | J-W Power | J-W Power Compressor Unit #3880 | Hwy 87 & Hwy 59 | Victoria | TX |  | Victoria | CN600877625 | Insufficient Information | Installed Low Emission Conversion Kit for IC engines on the compressor engine. | A positive use determination of 100% for the Low Emission Conversion Kit. | 2008-03-04 | 18175 | 100
11386 | T1 | J-W Power | J-W Power Compressor Unit #3959 | Hwy 87 & Hwy 59 | Victoria | TX |  | Victoria | CN600877625 | Insufficient Information | Installed Low Emission Conversion Kit for IC engines on the compressor engine. | A positive use determination of 100% for the Low Emission Conversion Kit. | 2008-03-04 | 18175 | 100
11387 | T1 | J-W Power | J-W Power Compressor Unit #3966 | Hwy 87 & Hwy 59 | Victoria | TX |  | Victoria | CN600877625 | Insufficient Information | Installed Low Emission Conversion Kit for IC engines on the compressor engine. | A positive use determination of 100% for the Low Emission Conversion Kit. | 2008-03-04 | 18175 | 100
11388 | T1 | J-W Power | J-W Power Compressor Unit #4349 | Hwy 87 & Hwy 59 | Victoria | TX |  | Victoria | CN600877625 | Insufficient Information | Installed Low Emission Conversion Kit for IC engines on the compressor engine. | A positive use determination of 100% for the Low Emission Conversion Kit. | 2008-03-04 | 18175 | 100
11389 | T1 | J-W Power | J-W Power Compressor Unit #1953 | Hwy 87 & Hwy 59 | Victoria | TX |  | Victoria | CN600877625 | Insufficient Information | The engine of this compressor employs Lean Burn Technology which emits less pollutants into the air. | A negative determination. In order to receive a positive determination the property must not have been taxable before January 1, 1994. This compressor was placed into service on 10/15/1992. | 2008-03-04 | 63050 | 100
11390 | T1 | J-W Power | J-W Power Compressor Unit #2429 | Hwy 87 & Hwy 59 | Victoria | TX |  | Victoria | CN600877625 | Insufficient Information | The engine of this compressor employs Lean Burn Technology which emits less pollutants into the air. | A positive use determination of 20% for the Lean Burn Gas Fired Compressor Engine. | 2008-03-04 | 68616 | 20
11391 | T1 | J-W Power | J-W Power Compressor Unit #3775 | Hwy 87 & Hwy 59 | Victoria | TX |  | Victoria | CN600877625 | Insufficient Information | The engine of this compressor employs Lean Burn Technology which emits less pollutants into the air. | A positive use determination of 20% for the Lean Burn Gas Fired Compressor Engine. | 2008-03-04 | 56253 | 20
11392 | T1 | J-W Power | J-W Power Compressor Unit #4350 | Hwy 87 & Hwy 59 | Victoria | TX |  | Victoria | CN600877625 | Insufficient Information | The engine of this compressor employs Lean Burn Technology which emits less pollutants into the air. | A positive use determination of 20% for the Lean Burn Gas Fired Compressor Engine. | 2008-03-04 | 196202 | 20
11393 | T1 | J-W Power | J-W Power Compressor Unit #3076 | Hwy 359 & CR 2050 | Bruni | TX |  | Webb | CN600877625 | Insufficient Information | Installed Low Emission Conversion Kit for IC engines on the compressor engine. | A positive use determination of 100% for the Low Emission Conversion Kit. | 2008-02-15 | 18175 | 100
11394 | T1 | J-W Power | J-W Power Compressor Unit #3306 | Hwy 83 S & Mangana Hines | Laredo | TX |  | Webb | CN600877625 | Insufficient Information | The engine of this compressor employs Lean Burn Technology which emits less pollutants into the air. | A positive use determination of 20% for the Lean Burn Gas Fired Compressor Engine. | 2008-02-15 | 92144 | 20
11395 | T1 | J-W Power | J-W Power Compressor Unit #3269 | Hwy 1017 & Hwy 285 | Laredo | TX |  | Webb | CN600877625 | Insufficient Information | The engine of this compressor employs Lean Burn Technology which emits less pollutants into the air. | A positive use determination of 20% for the Lean Burn Gas Fired Compressor Engine. | 2008-02-15 | 63418 | 20
11396 | T1 | J-W Power | J-W Power Compressor Unit #3311 | I35 & Mines Rd | Laredo | TX |  | Webb | CN600877625 | Insufficient Information | The engine of this compressor employs Lean Burn Technology which emits less pollutants into the air. | A positive use determination of 20% for the Lean Burn Gas Fired Compressor Engine. | 2008-02-15 | 66429 | 20
11397 | T1 | J-W Power | J-W Power Compressor Unit #3443 | Hwy 59 & FM 1160 W | Louise | TX |  | Wharton | CN600877625 | Insufficient Information | The engine of this compressor employs Lean Burn Technology which emits less pollutants into the air. | A positive use determination of 20% for the Lean Burn Gas Fired Compressor Engine. | 2008-02-15 | 65972 | 20
11398 | T1 | J-W Power | J-W Power Compressor Unit #3958 | CR 471 & CR 472 | New Taiton | TX |  | Wharton | CN600877625 | Insufficient Information | Installed Low Emission Conversion Kit for IC engines on the compressor engine. | A positive use determination of 100% for the Low Emission Conversion Kit. | 2008-02-15 | 18175 | 100
11399 | T1 | J-W Power | J-W Power Compressor Unit #3163 | Hwy 152 & CR 19 | Briscoe | TX |  | Wheeler | CN600877625 | Insufficient Information | The engine of this compressor employs Lean Burn Technology which emits less pollutants into the air. | A positive use determination of 20% for the Lean Burn Gas Fired Compressor Engine. | 2008-02-15 | 138518 | 20
11400 | T1 | J-W Power | J-W Power Compressor Unit #3462 | Hwy 152 & Hwy 592 | Wheeler | TX |  | Wheeler | CN600877625 | Insufficient Information | The engine of this compressor employs Lean Burn Technology which emits less pollutants into the air. | A positive use determination of 20% for the Lean Burn Gas Fired Compressor Engine. | 2008-02-15 | 145931 | 20
11401 | T1 | J-W Power | J-W Power Compressor Unit #4496 | Hwy 152 & Hwy 592 | Wheeler | TX |  | Wheeler | CN600877625 | Insufficient Information | The engine of this compressor employs Lean Burn Technology which emits less pollutants into the air. | A positive use determination of 20% for the Lean Burn Gas Fired Compressor Engine. | 2008-02-15 | 174791 | 20
11402 | T1 | J-W Power | J-W Power Compressor Unit #3910 | FM 2264 & CR 4522 | Decatur | TX |  | Wise | CN600877625 | Insufficient Information | The engine of this compressor employs Lean Burn Technology which emits less pollutants into the air. | A positive use determination of 20% for the Lean Burn Gas Fired Compressor Engine. | 2008-02-15 | 87349 | 20
11403 | T1 | J-W Power | J-W Power Compressor Unit #3708 | Hwy 80 & 718 | Hawkins | TX |  | Wood | CN600877625 | Insufficient Information | The engine of this compressor employs Lean Burn Technology which emits less pollutants into the air. | A positive use determination of 20% for the Lean Burn Gas Fired Compressor Engine. | 2008-02-15 | 167866 | 20
11404 | T1 | J-W Power | J-W Power Compressor Unit #3709 | Hwy 80 & 718 | Hawkins | TX |  | Wood | CN600877625 | Insufficient Information | The engine of this compressor employs Lean Burn Technology which emits less pollutants into the air. | A positive use determination of 20% for the Lean Burn Gas Fired Compressor Engine. | 2008-02-15 | 167866 | 20
11405 | T1 | J-W Power | J-W Power Compressor Unit #4803 | Sr 214 & FM 1939 | Denver City | TX |  | Yoakum | CN600877625 | Insufficient Information | The engine of this compressor employs Lean Burn Technology which emits less pollutants into the air. | A positive use determination of 20% for the Lean Burn Gas Fired Compressor Engine. | 2008-02-11 | 115500 | 20
11406 | T1 | J-W Power | J-W Power Compressor Unit #3964 | Hwy 649 & FM 3073 | Mirando City | TX |  | Zapata | CN600877625 | Insufficient Information | Installed Low Emission Conversion Kit for IC engines on the compressor engine. | A positive use determination of 100% for the Low Emission Conversion Kit. | 2008-03-04 | 18175 | 100
11407 | T1 | J-W Power | J-W Power Compressor Unit #2108 | Hwy 359 & FM 2195 | Aquilarea | TX |  | Zapata | CN600877625 | Insufficient Information | Installed Low Emission Conversion Kit for IC engines on the compressor engine. | A negative determination, this Low Emission Conversion Kit was installed on this compressor engine before January 1, 1994. | 2008-04-16 | 18175 | 100
11408 | T1 | Clean Harbors Env Services Inc | Clean Harbors Env Services Inc | 2202 Genoa Red Bluff | Houston | TX | 77034 | Harris | CN600322796 | RN104680442 | Installed scrubbers which are used to capture and control vapors during tank and vessel services. Paint Booth used to control vapors during the painting process. | A positive use determination of 100% for the paint booth. A negative determination for the Scrubbers. The Scrubbers are used to provide commercial waste management services. | 2008-04-25 | 177933 | 100
11409 | T1 | Clean Harbors Env Services Inc | Clean Harbors Env Services Inc | 4303 Profit Dr | San Antonio | TX | 78219 | Bexar | CN600322796 | RN100622570 | Installed a continuous emission monitoring system for the detection of fugitive emissions. Installed a wastewater containment and control system. | Withdrawn by applicant | 2008-04-25 | 17091 | 100
11410 | T1 | Exterran | Exterran Compressor 73690 | Dollarhide Plant |  | TX |  | Andrews | CN600305999 | Insufficient Information | Lean Burn Gas Fired Compressor Engine: A compressor engine equipped with a lean burn combustion system which produces less NOx than a standard combustion system. Used to compress natural gas for the purpose of storage and transmission. | A positive use determination of 20% for the Lean Burn Gas Fired Compressor Engine. | 2008-02-15 | 175625 | 20
11411 | T1 | Exterran | Exterran Compressor 77021 | Rexville |  | TX |  | Austin | CN600305999 | Insufficient Information | Lean Burn Gas Fired Compressor Engine: A compressor engine equipped with a lean burn combustion system which produces less NOx than a standard combustion system. Used to compress natural gas for the purpose of storage and transmission. | A positive use determination of 20% for the Lean Burn Gas Fired Compressor Engine. | 2008-03-07 | 655600 | 20
11412 | T1 | Exterran | Exterran Compressor 73544 | Griffon #1 |  | TX |  | Bee | CN600305999 | Insufficient Information | Lean Burn Gas Fired Compressor Engine: A compressor engine equipped with a lean burn combustion system which produces less NOx than a standard combustion system. Used to compress natural gas for the purpose of storage and transmission. | A positive use determination of 20% for the Lean Burn Gas Fired Compressor Engine. | 2008-02-15 | 145768 | 20
11413 | T1 | Exterran | Exterran Compressor 71050 | Reinecke |  | TX |  | Borden | CN600305999 | Insufficient Information | Lean Burn Gas Fired Compressor Engine: A compressor engine equipped with a lean burn combustion system which produces less NOx than a standard combustion system. Used to compress natural gas for the purpose of storage and transmission. | A positive use determination of 20% for the Lean Burn Gas Fired Compressor Engine. | 2008-02-15 | 360070 | 20
11414 | T1 | Exterran | Exterran Compressor 71850 | Reinecke |  | TX |  | Borden | CN600305999 | Insufficient Information | Lean Burn Gas Fired Compressor Engine: A compressor engine equipped with a lean burn combustion system which produces less NOx than a standard combustion system. Used to compress natural gas for the purpose of storage and transmission. | A positive use determination of 20% for the Lean Burn Gas Fired Compressor Engine. | 2008-02-15 | 107691 | 20
11415 | T1 | Exterran | Exterran Compressor 72851 | Burnet 1-60A |  | TX |  | Carson | CN600305999 | Insufficient Information | Lean Burn Gas Fired Compressor Engine: A compressor engine equipped with a lean burn combustion system which produces less NOx than a standard combustion system. Used to compress natural gas for the purpose of storage and transmission. | A positive use determination of 20% for the Lean Burn Gas Fired Compressor Engine. | 2008-03-07 | 107691 | 20
11416 | T1 | Exterran | Exterran Compressor 74115 | Goat Island |  | TX |  | Chambers | CN600305999 | Insufficient Information | Lean Burn Gas Fired Compressor Engine: A compressor engine equipped with a lean burn combustion system which produces less NOx than a standard combustion system. Used to compress natural gas for the purpose of storage and transmission. | A positive use determination of 20% for the Lean Burn Gas Fired Compressor Engine. | 2008-02-15 | 213737 | 20
11417 | T1 | Exterran | Exterran Compressor 112220 | Aggie Junction |  | TX |  | Chambers | CN600305999 | Insufficient Information | Lean Burn Gas Fired Compressor Engine: A compressor engine equipped with a lean burn combustion system which produces less NOx than a standard combustion system. Used to compress natural gas for the purpose of storage and transmission. | A positive use determination of 20% for the Lean Burn Gas Fired Compressor Engine. | 2008-02-15 | 657716 | 20
11418 | T1 | Exterran | Exterran Compressor 112241 | Winnie Plant Inlet Gas |  | TX |  | Chambers | CN600305999 | Insufficient Information | Lean Burn Gas Fired Compressor Engine: A compressor engine equipped with a lean burn combustion system which produces less NOx than a standard combustion system. Used to compress natural gas for the purpose of storage and transmission. | A positive use determination of 20% for the Lean Burn Gas Fired Compressor Engine. | 2008-02-15 | 640681 | 20
11419 | T1 | Exterran | Exterran Compressor 77879 | Reklaw |  | TX |  | Cherokee | CN600305999 | Insufficient Information | Lean Burn Gas Fired Compressor Engine: A compressor engine equipped with a lean burn combustion system which produces less NOx than a standard combustion system. Used to compress natural gas for the purpose of storage and transmission. | A positive use determination of 20% for the Lean Burn Gas Fired Compressor Engine. | 2008-02-15 | 652537 | 20
11420 | T1 | Exterran | Exterran Compressor 71039 | Chandler |  | TX |  | Crockett | CN600305999 | Insufficient Information | Lean Burn Gas Fired Compressor Engine: A compressor engine equipped with a lean burn combustion system which produces less NOx than a standard combustion system. Used to compress natural gas for the purpose of storage and transmission. | A positive use determination of 20% for the Lean Burn Gas Fired Compressor Engine. | 2008-02-15 | 132180 | 20
11421 | T1 | Exterran | Exterran Compressor 71057 | J T Davidson Battery #1 |  | TX |  | Crockett | CN600305999 | Insufficient Information | Lean Burn Gas Fired Compressor Engine: A compressor engine equipped with a lean burn combustion system which produces less NOx than a standard combustion system. Used to compress natural gas for the purpose of storage and transmission. | A positive use determination of 20% for the Lean Burn Gas Fired Compressor Engine. | 2008-02-15 | 374796 | 20
11422 | T1 | Exterran | Exterran Compressor 71368 | Bailey Sta 5 |  | TX |  | Crockett | CN600305999 | Insufficient Information | Lean Burn Gas Fired Compressor Engine: A compressor engine equipped with a lean burn combustion system which produces less NOx than a standard combustion system. Used to compress natural gas for the purpose of storage and transmission. | A positive use determination of 20% for the Lean Burn Gas Fired Compressor Engine. | 2008-02-15 | 380320 | 20
11423 | T1 | Exterran | Exterran Compressor 71473 | Bailey Statopm |  | TX |  | Crockett | CN600305999 | Insufficient Information | Lean Burn Gas Fired Compressor Engine: A compressor engine equipped with a lean burn combustion system which produces less NOx than a standard combustion system. Used to compress natural gas for the purpose of storage and transmission. | A positive use determination of 20% for the Lean Burn Gas Fired Compressor Engine. | 2008-02-15 | 377408 | 20
11424 | T1 | Exterran | Exterran Compressor 72418 | University Battery #3 |  | TX |  | Crockett | CN600305999 | Insufficient Information | Lean Burn Gas Fired Compressor Engine: A compressor engine equipped with a lean burn combustion system which produces less NOx than a standard combustion system. Used to compress natural gas for the purpose of storage and transmission. | A positive use determination of 20% for the Lean Burn Gas Fired Compressor Engine. | 2008-02-15 | 524346 | 20
11425 | T1 | Exterran | Exterran Compressor 72850 | Bailry 6 |  | TX |  | Crockett | CN600305999 | Insufficient Information | Lean Burn Gas Fired Compressor Engine: A compressor engine equipped with a lean burn combustion system which produces less NOx than a standard combustion system. Used to compress natural gas for the purpose of storage and transmission. | A positive use determination of 20% for the Lean Burn Gas Fired Compressor Engine. | 2008-02-15 | 508692 | 20
11426 | T1 | Exterran | Exterran Compressor 72901 | Bailey |  | TX |  | Crockett | CN600305999 | Insufficient Information | Lean Burn Gas Fired Compressor Engine: A compressor engine equipped with a lean burn combustion system which produces less NOx than a standard combustion system. Used to compress natural gas for the purpose of storage and transmission. | A positive use determination of 20% for the Lean Burn Gas Fired Compressor Engine. | 2008-02-15 | 494758 | 20
11427 | T1 | Exterran | Exterran Compressor 77638 | Bailey Stattion |  | TX |  | Crockett | CN600305999 | Insufficient Information | Lean Burn Gas Fired Compressor Engine: A compressor engine equipped with a lean burn combustion system which produces less NOx than a standard combustion system. Used to compress natural gas for the purpose of storage and transmission. | A positive use determination of 20% for the Lean Burn Gas Fired Compressor Engine. | 2008-02-15 | 352030 | 20
11428 | T1 | Exterran | Exterran Compressor 74106 | Mary Mitchell Station |  | TX |  | Culberson | CN600305999 | Insufficient Information | Lean Burn Gas Fired Compressor Engine: A compressor engine equipped with a lean burn combustion system which produces less NOx than a standard combustion system. Used to compress natural gas for the purpose of storage and transmission. | A positive use determination of 20% for the Lean Burn Gas Fired Compressor Engine. | 2008-02-15 | 714522 | 20
11429 | T1 | Exterran | Exterran Compressor 72656 | Billings Ba 2H |  | TX |  | Duval | CN600305999 | Insufficient Information | Lean Burn Gas Fired Compressor Engine: A compressor engine equipped with a lean burn combustion system which produces less NOx than a standard combustion system. Used to compress natural gas for the purpose of storage and transmission. | A positive use determination of 20% for the Lean Burn Gas Fired Compressor Engine. | 2008-02-15 | 89829 | 20
11430 | T1 | Exterran | Exterran Compressor 73904 | Lmt #3 |  | TX |  | Duval | CN600305999 | Insufficient Information | Lean Burn Gas Fired Compressor Engine: A compressor engine equipped with a lean burn combustion system which produces less NOx than a standard combustion system. Used to compress natural gas for the purpose of storage and transmission. | A positive use determination of 20% for the Lean Burn Gas Fired Compressor Engine. | 2008-02-15 | 226382 | 20
11431 | T1 | Exterran | Exterran Compressor 76503 | Rosita |  | TX |  | Duval | CN600305999 | Insufficient Information | Lean Burn Gas Fired Compressor Engine: A compressor engine equipped with a lean burn combustion system which produces less NOx than a standard combustion system. Used to compress natural gas for the purpose of storage and transmission. | A positive use determination of 20% for the Lean Burn Gas Fired Compressor Engine. | 2008-02-15 | 323800 | 20
11432 | T1 | Exterran | Exterran Compressor 76652 | Rosita Facility |  | TX |  | Duval | CN600305999 | Insufficient Information | Lean Burn Gas Fired Compressor Engine: A compressor engine equipped with a lean burn combustion system which produces less NOx than a standard combustion system. Used to compress natural gas for the purpose of storage and transmission. | A positive use determination of 20% for the Lean Burn Gas Fired Compressor Engine. | 2008-02-15 | 683900 | 20
11433 | T1 | Exterran | Exterran Compressor 112230 | Canyon Ranch Dp-6 #5 |  | TX |  | Edwards | CN600305999 | Insufficient Information | Lean Burn Gas Fired Compressor Engine: A compressor engine equipped with a lean burn combustion system which produces less NOx than a standard combustion system. Used to compress natural gas for the purpose of storage and transmission. | A positive use determination of 20% for the Lean Burn Gas Fired Compressor Engine. | 2008-02-15 | 659713 | 20
11434 | T1 | Exterran | Exterran Compressor 112224 | Comp - Venus Comp Station |  | TX |  | Ellis | CN600305999 | Insufficient Information | Lean Burn Gas Fired Compressor Engine: A compressor engine equipped with a lean burn combustion system which produces less NOx than a standard combustion system. Used to compress natural gas for the purpose of storage and transmission. | A positive use determination of 20% for the Lean Burn Gas Fired Compressor Engine. | 2008-02-15 | 638590 | 20
11435 | T1 | Exterran | Exterran Compressor 72040 | Terry D-2 |  | TX |  | Freestone | CN600305999 | Insufficient Information | Lean Burn Gas Fired Compressor Engine: A compressor engine equipped with a lean burn combustion system which produces less NOx than a standard combustion system. Used to compress natural gas for the purpose of storage and transmission. | A positive use determination of 20% for the Lean Burn Gas Fired Compressor Engine. | 2008-03-07 | 182349 | 20
11436 | T1 | Exterran | Exterran Compressor 74113 | Freestone #2 |  | TX |  | Freestone | CN600305999 | Insufficient Information | Lean Burn Gas Fired Compressor Engine: A compressor engine equipped with a lean burn combustion system which produces less NOx than a standard combustion system. Used to compress natural gas for the purpose of storage and transmission. | A positive use determination of 20% for the Lean Burn Gas Fired Compressor Engine. | 2008-03-07 | 206450 | 20
11437 | T1 | Exterran | Exterran Compressor 76843 | Middleton/Utley |  | TX |  | Freestone | CN600305999 | Insufficient Information | Lean Burn Gas Fired Compressor Engine: A compressor engine equipped with a lean burn combustion system which produces less NOx than a standard combustion system. Used to compress natural gas for the purpose of storage and transmission. | A positive use determination of 20% for the Lean Burn Gas Fired Compressor Engine. | 2008-03-07 | 716548 | 20
11438 | T1 | Exterran | Exterran Compressor 74344 | Riley Cdp |  | TX |  | Freestone | CN600305999 | Insufficient Information | Lean Burn Gas Fired Compressor Engine: A compressor engine equipped with a lean burn combustion system which produces less NOx than a standard combustion system. Used to compress natural gas for the purpose of storage and transmission. | A positive use determination of 20% for the Lean Burn Gas Fired Compressor Engine. | 2008-03-07 | 473368 | 100
11439 | T1 | Exterran | Exterran Compressor 77768 | Okfield 2Nd |  | TX |  | Freestone | CN600305999 | Insufficient Information | Lean Burn Gas Fired Compressor Engine: A compressor engine equipped with a lean burn combustion system which produces less NOx than a standard combustion system. Used to compress natural gas for the purpose of storage and transmission. | A positive use determination of 20% for the Lean Burn Gas Fired Compressor Engine. | 2008-03-07 | 608467 | 20
11440 | T1 | Exterran | Exterran Compressor 112222 | Nansugail |  | TX |  | Freestone | CN600305999 | Insufficient Information | Lean Burn Gas Fired Compressor Engine: A compressor engine equipped with a lean burn combustion system which produces less NOx than a standard combustion system. Used to compress natural gas for the purpose of storage and transmission. | A positive use determination of 20% for the Lean Burn Gas Fired Compressor Engine. | 2008-03-07 | 650540 | 20
11441 | T1 | Exterran | Exterran Compressor 112228 | Fr Hill |  | TX |  | Freestone | CN600305999 | Insufficient Information | Lean Burn Gas Fired Compressor Engine: A compressor engine equipped with a lean burn combustion system which produces less NOx than a standard combustion system. Used to compress natural gas for the purpose of storage and transmission. | A positive use determination of 20% for the Lean Burn Gas Fired Compressor Engine. | 2008-03-07 | 646938 | 20
11442 | T1 | Exterran | Exterran Compressor 112209 | Holly Branch/Dowcy Ranch |  | TX |  | Freestone | CN600305999 | Insufficient Information | Lean Burn Gas Fired Compressor Engine: A compressor engine equipped with a lean burn combustion system which produces less NOx than a standard combustion system. Used to compress natural gas for the purpose of storage and transmission. | A positive use determination of 20% for the Lean Burn Gas Fired Compressor Engine. | 2008-03-07 | 658938 | 20
11443 | T1 | Exterran | Exterran Compressor 112210 | Holly Branch/Dowcy Ranch |  | TX |  | Freestone | CN600305999 | Insufficient Information | Lean Burn Gas Fired Compressor Engine: A compressor engine equipped with a lean burn combustion system which produces less NOx than a standard combustion system. Used to compress natural gas for the purpose of storage and transmission. | A positive use determination of 20% for the Lean Burn Gas Fired Compressor Engine. | 2008-03-07 | 673800 | 20
11444 | T1 | Exterran | Exterran Compressor 75086 | North Utley #1 |  | TX |  | Freestone | CN600305999 | Insufficient Information | Lean Burn Gas Fired Compressor Engine: A compressor engine equipped with a lean burn combustion system which produces less NOx than a standard combustion system. Used to compress natural gas for the purpose of storage and transmission. | A positive use determination of 20% for the Lean Burn Gas Fired Compressor Engine. | 2008-03-07 | 753735 | 20
11445 | T1 | Exterran | Exterran Compressor 77713 | Webster Compressor |  | TX |  | Freestone | CN600305999 | Insufficient Information | Lean Burn Gas Fired Compressor Engine: A compressor engine equipped with a lean burn combustion system which produces less NOx than a standard combustion system. Used to compress natural gas for the purpose of storage and transmission. | A positive use determination of 20% for the Lean Burn Gas Fired Compressor Engine. | 2008-03-07 | 868115 | 20
11446 | T1 | Exterran | Exterran Compressor 77750 | Bass Daniels Compressor |  | TX |  | Freestone | CN600305999 | Insufficient Information | Lean Burn Gas Fired Compressor Engine: A compressor engine equipped with a lean burn combustion system which produces less NOx than a standard combustion system. Used to compress natural gas for the purpose of storage and transmission. | A positive use determination of 20% for the Lean Burn Gas Fired Compressor Engine. | 2008-03-07 | 915008 | 20
11447 | T1 | Exterran | Exterran Compressor 77902 | N. Utley #2 |  | TX |  | Freestone | CN600305999 | Insufficient Information | Lean Burn Gas Fired Compressor Engine: A compressor engine equipped with a lean burn combustion system which produces less NOx than a standard combustion system. Used to compress natural gas for the purpose of storage and transmission. | A positive use determination of 20% for the Lean Burn Gas Fired Compressor Engine. | 2008-03-07 | 968712 | 20
11448 | T1 | Exterran | Exterran Compressor 70383 | Charco |  | TX |  | Goliad | CN600305999 | Insufficient Information | Lean Burn Gas Fired Compressor Engine: A compressor engine equipped with a lean burn combustion system which produces less NOx than a standard combustion system. Used to compress natural gas for the purpose of storage and transmission. | A positive use determination of 20% for the Lean Burn Gas Fired Compressor Engine. | 2008-02-15 | 120105 | 20
11449 | T1 | Exterran | Exterran Compressor 70750 | Panama Booster |  | TX |  | Gray | CN600305999 | Insufficient Information | Lean Burn Gas Fired Compressor Engine: A compressor engine equipped with a lean burn combustion system which produces less NOx than a standard combustion system. Used to compress natural gas for the purpose of storage and transmission. | A positive use determination of 20% for the Lean Burn Gas Fired Compressor Engine. | 2008-02-15 | 386457 | 20
11450 | T1 | Exterran | Exterran Compressor 74101 | Yard |  | TX |  | Gregg | CN600305999 | Insufficient Information | Lean Burn Gas Fired Compressor Engine: A compressor engine equipped with a lean burn combustion system which produces less NOx than a standard combustion system. Used to compress natural gas for the purpose of storage and transmission. | A positive use determination of 20% for the Lean Burn Gas Fired Compressor Engine. | 2008-03-07 | 687262 | 20
11451 | T1 | Exterran | Exterran Compressor 74064 | Wof S. Diana #10 |  | TX |  | Gregg | CN600305999 | Insufficient Information | Lean Burn Gas Fired Compressor Engine: A compressor engine equipped with a lean burn combustion system which produces less NOx than a standard combustion system. Used to compress natural gas for the purpose of storage and transmission. | A positive use determination of 20% for the Lean Burn Gas Fired Compressor Engine. | 2008-03-07 | 813100 | 20
11452 | T1 | Exterran | Exterran Compressor 76633 | Yard |  | TX |  | Gregg | CN600305999 | Insufficient Information | Lean Burn Gas Fired Compressor Engine: A compressor engine equipped with a lean burn combustion system which produces less NOx than a standard combustion system. Used to compress natural gas for the purpose of storage and transmission. | A positive use determination of 20% for the Lean Burn Gas Fired Compressor Engine. | 2008-03-07 | 558572 | 20
11453 | T1 | Exterran | Exterran Compressor 74697 | Flewellen Facility |  | TX |  | Gregg | CN600305999 | Insufficient Information | Lean Burn Gas Fired Compressor Engine: A compressor engine equipped with a lean burn combustion system which produces less NOx than a standard combustion system. Used to compress natural gas for the purpose of storage and transmission. | A positive use determination of 20% for the Lean Burn Gas Fired Compressor Engine. | 2008-03-07 | 677914 | 20
11454 | T1 | Exterran | Exterran Compressor 77057 | Yard |  | TX |  | Gregg | CN600305999 | Insufficient Information | Lean Burn Gas Fired Compressor Engine: A compressor engine equipped with a lean burn combustion system which produces less NOx than a standard combustion system. Used to compress natural gas for the purpose of storage and transmission. | A positive use determination of 20% for the Lean Burn Gas Fired Compressor Engine. | 2008-03-07 | 626723 | 20
11455 | T1 | Exterran | Exterran Compressor 70456 | Champion 1 |  | TX |  | Grimes | CN600305999 | Insufficient Information | Lean Burn Gas Fired Compressor Engine: A compressor engine equipped with a lean burn combustion system which produces less NOx than a standard combustion system. Used to compress natural gas for the purpose of storage and transmission. | A positive use determination of 20% for the Lean Burn Gas Fired Compressor Engine. | 2008-02-15 | 58873 | 20
11456 | T1 | Exterran | Exterran Compressor 70658 | Packer #1 |  | TX |  | Grimes | CN600305999 | Insufficient Information | Lean Burn Gas Fired Compressor Engine: A compressor engine equipped with a lean burn combustion system which produces less NOx than a standard combustion system. Used to compress natural gas for the purpose of storage and transmission. | A positive use determination of 20% for the Lean Burn Gas Fired Compressor Engine. | 2008-02-15 | 38200 | 20
11457 | T1 | Exterran | Exterran Compressor 73771 | Yard |  | TX |  | Harris | CN600305999 | Insufficient Information | Lean Burn Gas Fired Compressor Engine: A compressor engine equipped with a lean burn combustion system which produces less NOx than a standard combustion system. Used to compress natural gas for the purpose of storage and transmission. | A positive use determination of 20% for the Lean Burn Gas Fired Compressor Engine. | 2008-02-15 | 346537 | 20
11458 | T1 | Exterran | Exterran Compressor 108580 | Clovelly Field |  | TX |  | Harris | CN600305999 | Insufficient Information | Lean Burn Gas Fired Compressor Engine: A compressor engine equipped with a lean burn combustion system which produces less NOx than a standard combustion system. Used to compress natural gas for the purpose of storage and transmission. | A positive use determination of 20% for the Lean Burn Gas Fired Compressor Engine. | 2008-02-15 | 599834 | 20
11459 | T1 | Exterran | Exterran Compressor 76916 | Cullen Heirs #2 |  | TX |  | Harrison | CN600305999 | Insufficient Information | Lean Burn Gas Fired Compressor Engine: A compressor engine equipped with a lean burn combustion system which produces less NOx than a standard combustion system. Used to compress natural gas for the purpose of storage and transmission. | A positive use determination of 20% for the Lean Burn Gas Fired Compressor Engine. | 2008-03-07 | 215000 | 20
11460 | T1 | Exterran | Exterran Compressor 112202 | Key Common Point #2 |  | TX |  | Harrison | CN600305999 | Insufficient Information | Lean Burn Gas Fired Compressor Engine: A compressor engine equipped with a lean burn combustion system which produces less NOx than a standard combustion system. Used to compress natural gas for the purpose of storage and transmission. | A positive use determination of 20% for the Lean Burn Gas Fired Compressor Engine. | 2008-03-07 | 640824 | 20
11461 | T1 | Exterran | Exterran Compressor 112226 | Hobart Recompressor #2 |  | TX |  | Hemphill | CN600305999 | Insufficient Information | Lean Burn Gas Fired Compressor Engine: A compressor engine equipped with a lean burn combustion system which produces less NOx than a standard combustion system. Used to compress natural gas for the purpose of storage and transmission. | A positive use determination of 20% for the Lean Burn Gas Fired Compressor Engine. | 2008-02-15 | 656389 | 20
11462 | T1 | Exterran | Exterran Compressor 112276 | Hobart Recompressor #3 |  | TX |  | Hemphill | CN600305999 | Insufficient Information | Lean Burn Gas Fired Compressor Engine: A compressor engine equipped with a lean burn combustion system which produces less NOx than a standard combustion system. Used to compress natural gas for the purpose of storage and transmission. | A positive use determination of 20% for the Lean Burn Gas Fired Compressor Engine. | 2008-02-15 | 613040 | 20
11463 | T1 | Exterran | Exterran Compressor 112204 | Hobart Inlet |  | TX |  | Hemphill | CN600305999 | Insufficient Information | Lean Burn Gas Fired Compressor Engine: A compressor engine equipped with a lean burn combustion system which produces less NOx than a standard combustion system. Used to compress natural gas for the purpose of storage and transmission. | A positive use determination of 20% for the Lean Burn Gas Fired Compressor Engine. | 2008-02-15 | 643421 | 20
11464 | T1 | Exterran | Exterran Compressor 72298 | Haddock |  | TX |  | Hidalgo | CN600305999 | Insufficient Information | Lean Burn Gas Fired Compressor Engine: A compressor engine equipped with a lean burn combustion system which produces less NOx than a standard combustion system. Used to compress natural gas for the purpose of storage and transmission. | A positive use determination of 20% for the Lean Burn Gas Fired Compressor Engine. | 2008-02-15 | 133402 | 20
11465 | T1 | Exterran | Exterran Compressor 70292 | Ross #1 |  | TX |  | Hidalgo | CN600305999 | Insufficient Information | Lean Burn Gas Fired Compressor Engine: A compressor engine equipped with a lean burn combustion system which produces less NOx than a standard combustion system. Used to compress natural gas for the purpose of storage and transmission. | A positive use determination of 20% for the Lean Burn Gas Fired Compressor Engine. | 2008-02-15 | 163913 | 20
11466 | T1 | Exterran | Exterran Compressor 72483 | Johnson |  | TX |  | Hidalgo | CN600305999 | Insufficient Information | Lean Burn Gas Fired Compressor Engine: A compressor engine equipped with a lean burn combustion system which produces less NOx than a standard combustion system. Used to compress natural gas for the purpose of storage and transmission. | A positive use determination of 20% for the Lean Burn Gas Fired Compressor Engine. | 2008-02-15 | 497336 | 20
11467 | T1 | Exterran | Exterran Compressor 76541 | Flores/Bloomberg |  | TX |  | Hidalgo | CN600305999 | Insufficient Information | Lean Burn Gas Fired Compressor Engine: A compressor engine equipped with a lean burn combustion system which produces less NOx than a standard combustion system. Used to compress natural gas for the purpose of storage and transmission. | A positive use determination of 20% for the Lean Burn Gas Fired Compressor Engine. | 2008-02-15 | 735900 | 20
11468 | T1 | Exterran | Exterran Compressor 76710 | Flores/Bloomberg |  | TX |  | Hidalgo | CN600305999 | Insufficient Information | Lean Burn Gas Fired Compressor Engine: A compressor engine equipped with a lean burn combustion system which produces less NOx than a standard combustion system. Used to compress natural gas for the purpose of storage and transmission. | A positive use determination of 20% for the Lean Burn Gas Fired Compressor Engine. | 2008-02-15 | 687200 | 20
11469 | T1 | Exterran | Exterran Compressor 77071 | Johnson |  | TX |  | Hidalgo | CN600305999 | Insufficient Information | Lean Burn Gas Fired Compressor Engine: A compressor engine equipped with a lean burn combustion system which produces less NOx than a standard combustion system. Used to compress natural gas for the purpose of storage and transmission. | A positive use determination of 20% for the Lean Burn Gas Fired Compressor Engine. | 2008-02-15 | 663600 | 20
11470 | T1 | Exterran | Exterran Compressor 74668 | Grapeland Field Compressor |  | TX |  | Houston | CN600305999 | Insufficient Information | Lean Burn Gas Fired Compressor Engine: A compressor engine equipped with a lean burn combustion system which produces less NOx than a standard combustion system. Used to compress natural gas for the purpose of storage and transmission. | A positive use determination of 20% for the Lean Burn Gas Fired Compressor Engine. | 2008-02-15 | 175169 | 20
11471 | T1 | Exterran | Exterran Compressor 77085 | Mcglean Gu B2H |  | TX |  | Houston | CN600305999 | Insufficient Information | Lean Burn Gas Fired Compressor Engine: A compressor engine equipped with a lean burn combustion system which produces less NOx than a standard combustion system. Used to compress natural gas for the purpose of storage and transmission. | A positive use determination of 20% for the Lean Burn Gas Fired Compressor Engine. | 2008-02-15 | 347986 | 20
11472 | T1 | Exterran | Exterran Compressor 76956 | Borger Co2 |  | TX |  | Hutchinson | CN600305999 | Insufficient Information | Lean Burn Gas Fired Compressor Engine: A compressor engine equipped with a lean burn combustion system which produces less NOx than a standard combustion system. Used to compress natural gas for the purpose of storage and transmission. | A positive use determination of 20% for the Lean Burn Gas Fired Compressor Engine. | 2008-02-15 | 273147 | 20
11473 | T1 | Exterran | Exterran Compressor 76957 | Borger Co2 |  | TX |  | Hutchinson | CN600305999 | Insufficient Information | Lean Burn Gas Fired Compressor Engine: A compressor engine equipped with a lean burn combustion system which produces less NOx than a standard combustion system. Used to compress natural gas for the purpose of storage and transmission. | A positive use determination of 20% for the Lean Burn Gas Fired Compressor Engine. | 2008-02-15 | 272900 | 20
11474 | T1 | Exterran | Exterran Compressor 75902 | W-Slp Field Booster #1 |  | TX |  | Jack | CN600305999 | Insufficient Information | Lean Burn Gas Fired Compressor Engine: A compressor engine equipped with a lean burn combustion system which produces less NOx than a standard combustion system. Used to compress natural gas for the purpose of storage and transmission. | A positive use determination of 20% for the Lean Burn Gas Fired Compressor Engine. | 2008-02-15 | 283208 | 20
11475 | T1 | Exterran | Exterran Compressor 76937 | Lovell Lake |  | TX |  | Jefferson | CN600305999 | Insufficient Information | Lean Burn Gas Fired Compressor Engine: A compressor engine equipped with a lean burn combustion system which produces less NOx than a standard combustion system. Used to compress natural gas for the purpose of storage and transmission. | A positive use determination of 20% for the Lean Burn Gas Fired Compressor Engine. | 2008-02-15 | 729200 | 20
11476 | T1 | Exterran | Exterran Compressor 74189 | Dean |  | TX |  | Johnson | CN600305999 | Insufficient Information | Lean Burn Gas Fired Compressor Engine: A compressor engine equipped with a lean burn combustion system which produces less NOx than a standard combustion system. Used to compress natural gas for the purpose of storage and transmission. | A positive use determination of 20% for the Lean Burn Gas Fired Compressor Engine. | 2008-02-15 | 349045 | 20
11477 | T1 | Exterran | Exterran Compressor 74318 | Johnson County |  | TX |  | Johnson | CN600305999 | Insufficient Information | Lean Burn Gas Fired Compressor Engine: A compressor engine equipped with a lean burn combustion system which produces less NOx than a standard combustion system. Used to compress natural gas for the purpose of storage and transmission. | A positive use determination of 20% for the Lean Burn Gas Fired Compressor Engine. | 2008-02-15 | 751349 | 20
11478 | T1 | Exterran | Exterran Compressor 77030 | West #2 |  | TX |  | Lavaca | CN600305999 | Insufficient Information | Lean Burn Gas Fired Compressor Engine: A compressor engine equipped with a lean burn combustion system which produces less NOx than a standard combustion system. Used to compress natural gas for the purpose of storage and transmission. | A positive use determination of 20% for the Lean Burn Gas Fired Compressor Engine. | 2008-02-15 | 46200 | 20
11479 | T1 | Exterran | Exterran Compressor 71421 | Wynne 4 7 8 |  | TX |  | Lavaca | CN600305999 | Insufficient Information | Lean Burn Gas Fired Compressor Engine: A compressor engine equipped with a lean burn combustion system which produces less NOx than a standard combustion system. Used to compress natural gas for the purpose of storage and transmission. | A positive use determination of 20% for the Lean Burn Gas Fired Compressor Engine. | 2008-02-15 | 170372 | 20
11480 | T1 | Exterran | Exterran Compressor 72641 | Word |  | TX |  | Lavaca | CN600305999 | Insufficient Information | Lean Burn Gas Fired Compressor Engine: A compressor engine equipped with a lean burn combustion system which produces less NOx than a standard combustion system. Used to compress natural gas for the purpose of storage and transmission. | A positive use determination of 20% for the Lean Burn Gas Fired Compressor Engine. | 2008-02-15 | 214413 | 20
11481 | T1 | Exterran | Exterran Compressor 76002 | Roechelle |  | TX |  | Lavaca | CN600305999 | Insufficient Information | Lean Burn Gas Fired Compressor Engine: A compressor engine equipped with a lean burn combustion system which produces less NOx than a standard combustion system. Used to compress natural gas for the purpose of storage and transmission. | A positive use determination of 20% for the Lean Burn Gas Fired Compressor Engine. | 2008-02-15 | 431750 | 20
11482 | T1 | Exterran | Exterran Compressor 74114 | Esperson Come |  | TX |  | Liberty | CN600305999 | Insufficient Information | Lean Burn Gas Fired Compressor Engine: A compressor engine equipped with a lean burn combustion system which produces less NOx than a standard combustion system. Used to compress natural gas for the purpose of storage and transmission. | A positive use determination of 20% for the Lean Burn Gas Fired Compressor Engine. | 2008-02-15 | 190443 | 20
11483 | T1 | Exterran | Exterran Compressor 73515 | Chrisner Common Point |  | TX |  | Limestone | CN600305999 | Insufficient Information | Lean Burn Gas Fired Compressor Engine: A compressor engine equipped with a lean burn combustion system which produces less NOx than a standard combustion system. Used to compress natural gas for the purpose of storage and transmission. | A positive use determination of 20% for the Lean Burn Gas Fired Compressor Engine. | 2008-02-25 | 373275 | 20
11484 | T1 | Exterran | Exterran Compressor 72719 | Oletha #4 |  | TX |  | Limestone | CN600305999 | Insufficient Information | Lean Burn Gas Fired Compressor Engine: A compressor engine equipped with a lean burn combustion system which produces less NOx than a standard combustion system. Used to compress natural gas for the purpose of storage and transmission. | A positive use determination of 20% for the Lean Burn Gas Fired Compressor Engine. | 2008-02-25 | 437500 | 20
11485 | T1 | Exterran | Exterran Compressor 76693 | Oletha Gathering #3 |  | TX |  | Limestone | CN600305999 | Insufficient Information | Lean Burn Gas Fired Compressor Engine: A compressor engine equipped with a lean burn combustion system which produces less NOx than a standard combustion system. Used to compress natural gas for the purpose of storage and transmission. | A positive use determination of 20% for the Lean Burn Gas Fired Compressor Engine. | 2008-02-25 | 529700 | 20
11486 | T1 | Exterran | Exterran Compressor 76713 | Oletha Gathering #2 |  | TX |  | Limestone | CN600305999 | Insufficient Information | Lean Burn Gas Fired Compressor Engine: A compressor engine equipped with a lean burn combustion system which produces less NOx than a standard combustion system. Used to compress natural gas for the purpose of storage and transmission. | A positive use determination of 20% for the Lean Burn Gas Fired Compressor Engine. | 2008-02-25 | 536400 | 20
11487 | T1 | Exterran | Exterran Compressor 72929 | Box Church Unit #1 |  | TX |  | Limestone | CN600305999 | Insufficient Information | Lean Burn Gas Fired Compressor Engine: A compressor engine equipped with a lean burn combustion system which produces less NOx than a standard combustion system. Used to compress natural gas for the purpose of storage and transmission. | A positive use determination of 20% for the Lean Burn Gas Fired Compressor Engine. | 2008-02-15 | 741309 | 20
11488 | T1 | Exterran | Exterran Compressor 74315 | Kiowa |  | TX |  | Lipscomb | CN600305999 | Insufficient Information | Lean Burn Gas Fired Compressor Engine: A compressor engine equipped with a lean burn combustion system which produces less NOx than a standard combustion system. Used to compress natural gas for the purpose of storage and transmission. | A positive use determination of 20% for the Lean Burn Gas Fired Compressor Engine. | 2008-02-15 | 475119 | 20
11489 | T1 | Exterran | Exterran Compressor 71118 | Sullivan 8-13 |  | TX |  | Live Oak | CN600305999 | Insufficient Information | Lean Burn Gas Fired Compressor Engine: A compressor engine equipped with a lean burn combustion system which produces less NOx than a standard combustion system. Used to compress natural gas for the purpose of storage and transmission. | A positive use determination of 20% for the Lean Burn Gas Fired Compressor Engine. | 2008-02-25 | 180591 | 20
11490 | T1 | Exterran | Exterran Compressor 73579 | Meider #4 |  | TX |  | Live Oak | CN600305999 | Insufficient Information | Lean Burn Gas Fired Compressor Engine: A compressor engine equipped with a lean burn combustion system which produces less NOx than a standard combustion system. Used to compress natural gas for the purpose of storage and transmission. | A positive use determination of 20% for the Lean Burn Gas Fired Compressor Engine. | 2008-02-25 | 337690 | 20
11491 | T1 | Exterran | Exterran Compressor 71801 | Nueces Station |  | TX |  | Live Oak | CN600305999 | Insufficient Information | Lean Burn Gas Fired Compressor Engine: A compressor engine equipped with a lean burn combustion system which produces less NOx than a standard combustion system. Used to compress natural gas for the purpose of storage and transmission. | A positive use determination of 20% for the Lean Burn Gas Fired Compressor Engine. | 2008-02-15 | 606033 | 20
11492 | T1 | Exterran | Exterran Compressor 76794 | Central Fac. |  | TX |  | Lubbock | CN600305999 | Insufficient Information | Lean Burn Gas Fired Compressor Engine: A compressor engine equipped with a lean burn combustion system which produces less NOx than a standard combustion system. Used to compress natural gas for the purpose of storage and transmission. | A positive use determination of 20% for the Lean Burn Gas Fired Compressor Engine. | 2008-02-15 | 717900 | 20
11493 | T1 | Exterran | Exterran Compressor 72379 | Waldrop A-2 |  | TX |  | Marion | CN600305999 | Insufficient Information | Lean Burn Gas Fired Compressor Engine: A compressor engine equipped with a lean burn combustion system which produces less NOx than a standard combustion system. Used to compress natural gas for the purpose of storage and transmission. | A positive use determination of 20% for the Lean Burn Gas Fired Compressor Engine. | 2008-02-15 | 113747 | 20
11494 | T1 | Exterran | Exterran Compressor 74570 | Yard |  | TX |  | Midland | CN600305999 | Insufficient Information | Lean Burn Gas Fired Compressor Engine: A compressor engine equipped with a lean burn combustion system which produces less NOx than a standard combustion system. Used to compress natural gas for the purpose of storage and transmission. | A positive use determination of 20% for the Lean Burn Gas Fired Compressor Engine. | 2008-02-15 | 188243 | 20
11495 | T1 | Exterran | Exterran Compressor 77185 | Yard |  | TX |  | Midland | CN600305999 | Insufficient Information | Lean Burn Gas Fired Compressor Engine: A compressor engine equipped with a lean burn combustion system which produces less NOx than a standard combustion system. Used to compress natural gas for the purpose of storage and transmission. | A positive use determination of 20% for the Lean Burn Gas Fired Compressor Engine. | 2008-02-15 | 278557 | 20
11496 | T1 | Exterran | Exterran Compressor 75081 | Yard |  | TX |  | Midland | CN600305999 | Insufficient Information | Lean Burn Gas Fired Compressor Engine: A compressor engine equipped with a lean burn combustion system which produces less NOx than a standard combustion system. Used to compress natural gas for the purpose of storage and transmission. | A positive use determination of 20% for the Lean Burn Gas Fired Compressor Engine. | 2008-02-15 | 220385 | 20
11497 | T1 | Exterran | Exterran Compressor 74579 | Yard |  | TX |  | Midland | CN600305999 | Insufficient Information | Lean Burn Gas Fired Compressor Engine: A compressor engine equipped with a lean burn combustion system which produces less NOx than a standard combustion system. Used to compress natural gas for the purpose of storage and transmission. | A positive use determination of 20% for the Lean Burn Gas Fired Compressor Engine. | 2008-02-15 | 340466 | 20
11498 | T1 | Exterran | Exterran Compressor 76719 | Yard |  | TX |  | Midland | CN600305999 | Insufficient Information | Lean Burn Gas Fired Compressor Engine: A compressor engine equipped with a lean burn combustion system which produces less NOx than a standard combustion system. Used to compress natural gas for the purpose of storage and transmission. | A positive use determination of 20% for the Lean Burn Gas Fired Compressor Engine. | 2008-02-15 | 539800 | 20
11499 | T1 | Exterran | Exterran Compressor 76905 | Bivins Central |  | TX |  | Moore | CN600305999 | Insufficient Information | Lean Burn Gas Fired Compressor Engine: A compressor engine equipped with a lean burn combustion system which produces less NOx than a standard combustion system. Used to compress natural gas for the purpose of storage and transmission. | A positive use determination of 20% for the Lean Burn Gas Fired Compressor Engine. | 2008-02-15 | 194300 | 20
11500 | T1 | Exterran | Exterran Compressor 75625 | Douglass Lease |  | TX |  | Nacogdoches | CN600305999 | Insufficient Information | Lean Burn Gas Fired Compressor Engine: A compressor engine equipped with a lean burn combustion system which produces less NOx than a standard combustion system. Used to compress natural gas for the purpose of storage and transmission. | A positive use determination of 20% for the Lean Burn Gas Fired Compressor Engine. | 2008-03-07 | 479181 | 20
11501 | T1 | Exterran | Exterran Compressor 77788 | Etml Expansion |  | TX |  | Nacogdoches | CN600305999 | Insufficient Information | Lean Burn Gas Fired Compressor Engine: A compressor engine equipped with a lean burn combustion system which produces less NOx than a standard combustion system. Used to compress natural gas for the purpose of storage and transmission. | A positive use determination of 20% for the Lean Burn Gas Fired Compressor Engine. | 2008-03-07 | 642413 | 20
11502 | T1 | Exterran | Exterran Compressor 112219 | Mountain West Pipeline |  | TX |  | Nacogdoches | CN600305999 | Insufficient Information | Lean Burn Gas Fired Compressor Engine: A compressor engine equipped with a lean burn combustion system which produces less NOx than a standard combustion system. Used to compress natural gas for the purpose of storage and transmission. | A positive use determination of 20% for the Lean Burn Gas Fired Compressor Engine. | 2008-03-07 | 672335 | 20
11503 | T1 | Exterran | Exterran Compressor 30195 | Charles Irvine 1 |  | TX |  | Navarro | CN600305999 | Insufficient Information | Lean Burn Gas Fired Compressor Engine: A compressor engine equipped with a lean burn combustion system which produces less NOx than a standard combustion system. Used to compress natural gas for the purpose of storage and transmission. | A positive use determination of 20% for the Lean Burn Gas Fired Compressor Engine. | 2008-02-15 | 112782 | 20
11504 | T1 | Exterran | Exterran Compressor 72028 | Cgu 196 |  | TX |  | Panola | CN600305999 | Insufficient Information | Lean Burn Gas Fired Compressor Engine: A compressor engine equipped with a lean burn combustion system which produces less NOx than a standard combustion system. Used to compress natural gas for the purpose of storage and transmission. | A positive use determination of 20% for the Lean Burn Gas Fired Compressor Engine. | 2008-02-15 | 103456 | 20
11505 | T1 | Exterran | Exterran Compressor 112206 | Comp - Doss Facility |  | TX |  | Parker | CN600305999 | Insufficient Information | Lean Burn Gas Fired Compressor Engine: A compressor engine equipped with a lean burn combustion system which produces less NOx than a standard combustion system. Used to compress natural gas for the purpose of storage and transmission. | A positive use determination of 20% for the Lean Burn Gas Fired Compressor Engine. | 2008-02-15 | 623197 | 20
11506 | T1 | Exterran | Exterran Compressor 112218 | Comp - Doss Facility |  | TX |  | Parker | CN600305999 | Insufficient Information | Lean Burn Gas Fired Compressor Engine: A compressor engine equipped with a lean burn combustion system which produces less NOx than a standard combustion system. Used to compress natural gas for the purpose of storage and transmission. | A positive use determination of 20% for the Lean Burn Gas Fired Compressor Engine. | 2008-02-15 | 652087 | 20
11507 | T1 | Exterran | Exterran Compressor 77919 | Cresson Facility |  | TX |  | Parker | CN600305999 | Insufficient Information | Lean Burn Gas Fired Compressor Engine: A compressor engine equipped with a lean burn combustion system which produces less NOx than a standard combustion system. Used to compress natural gas for the purpose of storage and transmission. | A positive use determination of 20% for the Lean Burn Gas Fired Compressor Engine. | 2008-02-15 | 952646 | 20
11508 | T1 | Exterran | Exterran Compressor 70618 | West Ranch 31-1 |  | TX |  | Pecos | CN600305999 | Insufficient Information | Lean Burn Gas Fired Compressor Engine: A compressor engine equipped with a lean burn combustion system which produces less NOx than a standard combustion system. Used to compress natural gas for the purpose of storage and transmission. | A positive use determination of 20% for the Lean Burn Gas Fired Compressor Engine. | 2008-03-07 | 80000 | 20
11509 | T1 | Exterran | Exterran Compressor 73244 | Woodward 55 #3 |  | TX |  | Pecos | CN600305999 | Insufficient Information | Lean Burn Gas Fired Compressor Engine: A compressor engine equipped with a lean burn combustion system which produces less NOx than a standard combustion system. Used to compress natural gas for the purpose of storage and transmission. | A positive use determination of 20% for the Lean Burn Gas Fired Compressor Engine. | 2008-03-07 | 69633 | 20
11510 | T1 | Exterran | Exterran Compressor 72076 | Woodward Univ #2 |  | TX |  | Pecos | CN600305999 | Insufficient Information | Lean Burn Gas Fired Compressor Engine: A compressor engine equipped with a lean burn combustion system which produces less NOx than a standard combustion system. Used to compress natural gas for the purpose of storage and transmission. | A positive use determination of 20% for the Lean Burn Gas Fired Compressor Engine. | 2008-03-07 | 111921 | 20
11511 | T1 | Exterran | Exterran Compressor 70983 | Tract 35 |  | TX |  | Pecos | CN600305999 | Insufficient Information | Lean Burn Gas Fired Compressor Engine: A compressor engine equipped with a lean burn combustion system which produces less NOx than a standard combustion system. Used to compress natural gas for the purpose of storage and transmission. | A positive use determination of 20% for the Lean Burn Gas Fired Compressor Engine. | 2008-03-07 | 384413 | 20
11512 | T1 | Exterran | Exterran Compressor 76715 | Gulf Gomez |  | TX |  | Pecos | CN600305999 | Insufficient Information | Lean Burn Gas Fired Compressor Engine: A compressor engine equipped with a lean burn combustion system which produces less NOx than a standard combustion system. Used to compress natural gas for the purpose of storage and transmission. | A positive use determination of 20% for the Lean Burn Gas Fired Compressor Engine. | 2008-03-07 | 537600 | 20
11513 | T1 | Exterran | Exterran Compressor 73280 | Tract 75 Ngl |  | TX |  | Pecos | CN600305999 | Insufficient Information | Lean Burn Gas Fired Compressor Engine: A compressor engine equipped with a lean burn combustion system which produces less NOx than a standard combustion system. Used to compress natural gas for the purpose of storage and transmission. | A positive use determination of 20% for the Lean Burn Gas Fired Compressor Engine. | 2008-03-07 | 670462 | 20
11514 | T1 | Exterran | Exterran Compressor 73732 | Yates Field Unit |  | TX |  | Pecos | CN600305999 | Insufficient Information | Lean Burn Gas Fired Compressor Engine: A compressor engine equipped with a lean burn combustion system which produces less NOx than a standard combustion system. Used to compress natural gas for the purpose of storage and transmission. | A positive use determination of 20% for the Lean Burn Gas Fired Compressor Engine. | 2008-03-07 | 829459 | 20
11515 | T1 | Exterran | Exterran Compressor 73870 | Yates G P |  | TX |  | Pecos | CN600305999 | Insufficient Information | Lean Burn Gas Fired Compressor Engine: A compressor engine equipped with a lean burn combustion system which produces less NOx than a standard combustion system. Used to compress natural gas for the purpose of storage and transmission. | A positive use determination of 20% for the Lean Burn Gas Fired Compressor Engine. | 2008-03-07 | 762009 | 20
11516 | T1 | Exterran | Exterran Compressor 74317 | Yates Gas Plant |  | TX |  | Pecos | CN600305999 | Insufficient Information | Lean Burn Gas Fired Compressor Engine: A compressor engine equipped with a lean burn combustion system which produces less NOx than a standard combustion system. Used to compress natural gas for the purpose of storage and transmission. | A positive use determination of 20% for the Lean Burn Gas Fired Compressor Engine. | 2008-03-07 | 729900 | 20
11517 | T1 | Exterran | Exterran Compressor 75110 | Yates Tr 75 |  | TX |  | Pecos | CN600305999 | Insufficient Information | Lean Burn Gas Fired Compressor Engine: A compressor engine equipped with a lean burn combustion system which produces less NOx than a standard combustion system. Used to compress natural gas for the purpose of storage and transmission. | A positive use determination of 20% for the Lean Burn Gas Fired Compressor Engine. | 2008-03-07 | 730399 | 20
11518 | T1 | Exterran | Exterran Compressor 75111 | Yates Tr 75 |  | TX |  | Pecos | CN600305999 | Insufficient Information | Lean Burn Gas Fired Compressor Engine: A compressor engine equipped with a lean burn combustion system which produces less NOx than a standard combustion system. Used to compress natural gas for the purpose of storage and transmission. | A positive use determination of 20% for the Lean Burn Gas Fired Compressor Engine. | 2008-03-07 | 719818 | 20
11519 | T1 | Exterran | Exterran Compressor 77241 | Yates Track 35 |  | TX |  | Pecos | CN600305999 | Insufficient Information | Lean Burn Gas Fired Compressor Engine: A compressor engine equipped with a lean burn combustion system which produces less NOx than a standard combustion system. Used to compress natural gas for the purpose of storage and transmission. | A positive use determination of 20% for the Lean Burn Gas Fired Compressor Engine. | 2008-03-07 | 909121 | 20
11520 | T1 | Exterran | Exterran Compressor 74864 | Bivins D22-2 |  | TX |  | Potter | CN600305999 | Insufficient Information | Lean Burn Gas Fired Compressor Engine: A compressor engine equipped with a lean burn combustion system which produces less NOx than a standard combustion system. Used to compress natural gas for the purpose of storage and transmission. | A positive use determination of 20% for the Lean Burn Gas Fired Compressor Engine. | 2008-02-15 | 224162 | 20
11521 | T1 | Exterran | Exterran Compressor 76980 | Bivins D22-2 |  | TX |  | Potter | CN600305999 | Insufficient Information | Lean Burn Gas Fired Compressor Engine: A compressor engine equipped with a lean burn combustion system which produces less NOx than a standard combustion system. Used to compress natural gas for the purpose of storage and transmission. | A positive use determination of 20% for the Lean Burn Gas Fired Compressor Engine. | 2008-02-15 | 177035 | 20
11522 | T1 | Exterran | Exterran Compressor 72370 | Riley Trust 3 |  | TX |  | Robertson | CN600305999 | Insufficient Information | Lean Burn Gas Fired Compressor Engine: A compressor engine equipped with a lean burn combustion system which produces less NOx than a standard combustion system. Used to compress natural gas for the purpose of storage and transmission. | A positive use determination of 20% for the Lean Burn Gas Fired Compressor Engine. | 2008-03-07 | 130029 | 20
11523 | T1 | Exterran | Exterran Compressor 77263 | Brounkowski 1 |  | TX |  | Robertson | CN600305999 | Insufficient Information | Lean Burn Gas Fired Compressor Engine: A compressor engine equipped with a lean burn combustion system which produces less NOx than a standard combustion system. Used to compress natural gas for the purpose of storage and transmission. | A positive use determination of 20% for the Lean Burn Gas Fired Compressor Engine. | 2008-03-07 | 295348 | 20
11524 | T1 | Exterran | Exterran Compressor 75871 | Comp-Biggs Sta |  | TX |  | Robertson | CN600305999 | Insufficient Information | Lean Burn Gas Fired Compressor Engine: A compressor engine equipped with a lean burn combustion system which produces less NOx than a standard combustion system. Used to compress natural gas for the purpose of storage and transmission. | A positive use determination of 20% for the Lean Burn Gas Fired Compressor Engine. | 2008-03-07 | 597005 | 20
11525 | T1 | Exterran | Exterran Compressor 112265 | Bossier Satellite 2/1 |  | TX |  | Robertson | CN600305999 | Insufficient Information | Lean Burn Gas Fired Compressor Engine: A compressor engine equipped with a lean burn combustion system which produces less NOx than a standard combustion system. Used to compress natural gas for the purpose of storage and transmission. | A positive use determination of 20% for the Lean Burn Gas Fired Compressor Engine. | 2008-03-07 | 643164 | 20
11526 | T1 | Exterran | Exterran Compressor 112266 | Bossier Satellite 2/1 |  | TX |  | Robertson | CN600305999 | Insufficient Information | Lean Burn Gas Fired Compressor Engine: A compressor engine equipped with a lean burn combustion system which produces less NOx than a standard combustion system. Used to compress natural gas for the purpose of storage and transmission. | A positive use determination of 20% for the Lean Burn Gas Fired Compressor Engine. | 2008-03-07 | 656167 | 20
11527 | T1 | Exterran | Exterran Compressor 74116 | Trawick Cp |  | TX |  | Rusk | CN600305999 | Insufficient Information | Lean Burn Gas Fired Compressor Engine. | A positive determination for 20% of the lean burn gas fired compressor engine. | 2008-02-15 | 206450 | 20
11528 | T1 | Exterran | Exterran Compressor 76522 | Faircloth |  | TX |  | Rusk | CN600305999 | Insufficient Information | Lean Burn Gas Fired Compressor Engine. | A positive determination for 20% of the lean burn gas fired compressor engine. | 2008-02-15 | 327300 | 20
11529 | T1 | Exterran | Exterran Compressor 112223 | Hutchings Cp |  | TX |  | Rusk | CN600305999 | Insufficient Information | Lean Burn Gas Fired Compressor Engine. | A positive determination for 20% of the lean burn gas fired compressor engine. | 2008-02-15 | 666940 | 20
11530 | T1 | Exterran | Exterran Compressor 112213 | Hutchings Cp |  | TX |  | Rusk | CN600305999 | Insufficient Information | Lean Burn Gas Fired Compressor Engine. | A positive determination for 20% of the lean burn gas fired compressor engine. | 2008-02-15 | 639263 | 20
11531 | T1 | Exterran | Exterran Compressor 112232 | Harrell |  | TX |  | Rusk | CN600305999 | Insufficient Information | Lean Burn Gas Fired Compressor Engine. | A positive determination for 20% of the lean burn gas fired compressor engine. | 2008-02-15 | 655540 | 20
11532 | T1 | Exterran | Exterran Compressor 112233 | Harrell |  | TX |  | Rusk | CN600305999 | Insufficient Information | Lean Burn Gas Fired Compressor Engine. | A positive determination for 20% of the lean burn gas fired compressor engine. | 2008-02-15 | 658081 | 20
11533 | T1 | Exterran | Exterran Compressor 73787 | Bell Valley #1 |  | TX |  | San Patricio | CN600305999 | Insufficient Information | Lean Burn Gas Fired Compressor Engine. | A positive determination for 20% of the lean burn gas fired compressor engine. | 2008-02-15 | 415700 | 20
11534 | T1 | Exterran | Exterran Compressor 76557 | Valley #2 #3 |  | TX |  | San Patricio | CN600305999 | Insufficient Information | Lean Burn Gas Fired Compressor Engine. | A positive determination for 20% of the lean burn gas fired compressor engine. | 2008-02-15 | 415700 | 20
11535 | T1 | Exterran | Exterran Compressor 76111 | Questa Well |  | TX |  | Schleicher | CN600305999 | Insufficient Information | Lean Burn Gas Fired Compressor Engine. | A positive determination for 20% of the lean burn gas fired compressor engine. | 2008-02-15 | 251663 | 20
11536 | T1 | Exterran | Exterran Compressor 75945 | Snyder Gas Plant |  | TX |  | Scurry | CN600305999 | Insufficient Information | Lean Burn Gas Fired Compressor Engine. | A positive determination for 20% of the lean burn gas fired compressor engine. | 2008-02-15 | 476406 | 20
11537 | T1 | Exterran | Exterran Compressor 76548 | Hill Lake #1 |  | TX |  | Shackelford | CN600305999 | Insufficient Information | Lean Burn Gas Fired Compressor Engine. | A positive determination for 20% of the lean burn gas fired compressor engine. | 2008-02-15 | 411500 | 20
11538 | T1 | Exterran | Exterran Compressor 74112 | Perry Penny |  | TX |  | Shelby | CN600305999 | Insufficient Information | Lean Burn Gas Fired Compressor Engine. | A positive determination for 20% of the lean burn gas fired compressor engine. | 2008-02-15 | 222618 | 20
11539 | T1 | Exterran | Exterran Compressor 76476 | Huxley Field |  | TX |  | Shelby | CN600305999 | Insufficient Information | Lean Burn Gas Fired Compressor Engine. | A positive determination for 20% of the lean burn gas fired compressor engine. | 2008-02-15 | 735000 | 20
11540 | T1 | Exterran | Exterran Compressor 112217 | Shelby #3 |  | TX |  | Shelby | CN600305999 | Insufficient Information | Lean Burn Gas Fired Compressor Engine. | A positive determination for 20% of the lean burn gas fired compressor engine. | 2008-02-15 | 675594 | 20
11541 | T1 | Exterran | Exterran Compressor 215571 | Shelby #3 |  | TX |  | Shelby | CN600305999 | Insufficient Information | Lean Burn Gas Fired Compressor Engine. | A positive determination for 20% of the lean burn gas fired compressor engine. | 2008-02-15 | 1037160 | 20
11542 | T1 | Exterran | Exterran Compressor 76776 | Swann #2 |  | TX |  | Smith | CN600305999 | Insufficient Information | Lean Burn Gas Fired Compressor Engine. | A positive determination for 20% of the lean burn gas fired compressor engine. | 2008-02-15 | 549300 | 20
11543 | T1 | Exterran | Exterran Compressor 71055 | Cooper Facility |  | TX |  | Starr | CN600305999 | Insufficient Information | Lean Burn Gas Fired Compressor Engine. | A positive determination for 20% of the lean burn gas fired compressor engine. | 2008-02-15 | 375035 | 20
11544 | T1 | Exterran | Exterran Compressor 76833 | Swtx Corp Fac |  | TX |  | Starr | CN600305999 | Insufficient Information | Lean Burn Gas Fired Compressor Engine. | A positive determination for 20% of the lean burn gas fired compressor engine. | 2008-02-15 | 709900 | 20
11545 | T1 | Exterran | Exterran Compressor 112201 | Cp-28 |  | TX |  | Sutton | CN600305999 | Insufficient Information | Lean Burn Gas Fired Compressor Engine. | A positive determination for 20% of the lean burn gas fired compressor engine. | 2008-02-15 | 640541 | 20
11546 | T1 | Exterran | Exterran Compressor 112203 | Sonora Plant #7 |  | TX |  | Sutton | CN600305999 | Insufficient Information | Lean Burn Gas Fired Compressor Engine. | A positive determination for 20% of the lean burn gas fired compressor engine. | 2008-02-15 | 664148 | 20
11547 | T1 | Exterran | Exterran Compressor 77925 | Risinger Facility |  | TX |  | Tarrant | CN600305999 | Insufficient Information | Lean Burn Gas Fired Compressor Engine. | A positive determination for 20% of the lean burn gas fired compressor engine. | 2008-02-15 | 955137 | 20
11548 | T1 | Exterran | Exterran Compressor 215568 | Comp - Railhead Facility |  | TX |  | Tarrant | CN600305999 | Insufficient Information | Lean Burn Gas Fired Compressor Engine. | A positive determination for 20% of the lean burn gas fired compressor engine. | 2008-02-15 | 964259 | 20
11549 | T1 | Exterran | Exterran Compressor 71296 | Creek Ranch Sec 10 |  | TX |  | Terrell | CN600305999 | Insufficient Information | Lean Burn Gas Fired Compressor Engine. | A positive determination for 20% of the lean burn gas fired compressor engine. | 2008-02-15 | 383069 | 20
11550 | T1 | Exterran | Exterran Compressor 72410 | Geaslin Project |  | TX |  | Terrell | CN600305999 | Insufficient Information | Lean Burn Gas Fired Compressor Engine. | A positive determination for 20% of the lean burn gas fired compressor engine. | 2008-02-15 | 384137 | 20
11551 | T1 | Exterran | Exterran Compressor 76504 | Acu Sanderson |  | TX |  | Terrell | CN600305999 | Insufficient Information | Lean Burn Gas Fired Compressor Engine. | A positive determination for 20% of the lean burn gas fired compressor engine. | 2008-02-15 | 748200 | 20
11552 | T1 | Exterran | Exterran Compressor 76506 | Culbertson |  | TX |  | Terrell | CN600305999 | Insufficient Information | Lean Burn Gas Fired Compressor Engine. | A positive determination for 20% of the lean burn gas fired compressor engine. | 2008-02-15 | 751400 | 20
11553 | T1 | Exterran | Exterran Compressor 76695 | Creek Ranch 12-1 |  | TX |  | Terrell | CN600305999 | Insufficient Information | Lean Burn Gas Fired Compressor Engine. | A positive determination for 20% of the lean burn gas fired compressor engine. | 2008-02-15 | 751400 | 20
11554 | T1 | Exterran | Exterran Compressor 76705 | Culberson #2 |  | TX |  | Terrell | CN600305999 | Insufficient Information | Lean Burn Gas Fired Compressor Engine. | A positive determination for 20% of the lean burn gas fired compressor engine. | 2008-02-15 | 683600 | 20
11555 | T1 | Exterran | Exterran Compressor 73968 | Geaslin Unit |  | TX |  | Terrell | CN600305999 | Insufficient Information | Lean Burn Gas Fired Compressor Engine. | A positive determination for 20% of the lean burn gas fired compressor engine. | 2008-02-15 | 522023 | 20
11556 | T1 | Exterran | Exterran Compressor 77417 | South Cross #1 |  | TX |  | Upton | CN600305999 | Insufficient Information | Lean Burn Gas Fired Compressor Engine. | A positive determination for 20% of the lean burn gas fired compressor engine. | 2008-02-15 | 299394 | 20
11557 | T1 | Exterran | Exterran Compressor 76784 | Midcross Comp |  | TX |  | Upton | CN600305999 | Insufficient Information | Lean Burn Gas Fired Compressor Engine. | A positive determination for 20% of the lean burn gas fired compressor engine. | 2008-02-15 | 584750 | 20
11558 | T1 | Exterran | Exterran Compressor 72422 | Yard |  | TX |  | Val Verde | CN600305999 | Insufficient Information | Lean Burn Gas Fired Compressor Engine. | A positive determination for 20% of the lean burn gas fired compressor engine. | 2008-02-15 | 735261 | 20
11559 | T1 | Exterran | Exterran Compressor 76370 | Yard |  | TX |  | Victoria | CN600305999 | Insufficient Information | Lean Burn Gas Fired Compressor Engine. | A positive determination for 20% of the lean burn gas fired compressor engine. | 2008-02-15 | 735261 | 20
11560 | T1 | Exterran | Exterran Compressor 76775 | Yard |  | TX |  | Victoria | CN600305999 | Insufficient Information | Lean Burn Gas Fired Compressor Engine. | A positive determination for 20% of the lean burn gas fired compressor engine. | 2008-02-15 | 548100 | 20
11561 | T1 | Exterran | Exterran Compressor 73238 | Yard |  | TX |  | Victoria | CN600305999 | Insufficient Information | Lean Burn Gas Fired Compressor Engine. | A positive determination for 20% of the lean burn gas fired compressor engine. | 2008-02-15 | 582920 | 20
11562 | T1 | Exterran | Exterran Compressor 73273 | Yard |  | TX |  | Victoria | CN600305999 | Insufficient Information | Lean Burn Gas Fired Compressor Engine. | A positive determination for 20% of the lean burn gas fired compressor engine. | 2008-02-15 | 517349 | 20
11563 | T1 | Exterran | Exterran Compressor 74561 | Yard |  | TX |  | Victoria | CN600305999 | Insufficient Information | Lean Burn Gas Fired Compressor Engine. | A positive determination for 20% of the lean burn gas fired compressor engine. | 2008-02-15 | 600243 | 20
11564 | T1 | Exterran | Exterran Compressor 72453 | Yard |  | TX |  | Victoria | CN600305999 | Insufficient Information | Lean Burn Gas Fired Compressor Engine. | A positive determination for 20% of the lean burn gas fired compressor engine. | 2008-02-15 | 537356 | 20
11565 | T1 | Exterran | Exterran Compressor 77785 | Fagan |  | TX |  | Victoria | CN600305999 | Insufficient Information | Lean Burn Gas Fired Compressor Engine. | A positive determination for 20% of the lean burn gas fired compressor engine. | 2008-02-15 | 598805 | 20
11566 | T1 | Exterran | Exterran Compressor 75274 | Buck Hamilton Rd #10 |  | TX |  | Webb | CN600305999 | Insufficient Information | Lean Burn Gas Fired Compressor Engine. | A positive determination for 20% of the lean burn gas fired compressor engine. | 2008-02-15 | 222064 | 20
11567 | T1 | Exterran | Exterran Compressor 76939 | Lod Moglia/Perez |  | TX |  | Webb | CN600305999 | Insufficient Information | Lean Burn Gas Fired Compressor Engine. | A positive determination for 20% of the lean burn gas fired compressor engine. | 2008-02-15 | 202000 | 20
11568 | T1 | Exterran | Exterran Compressor 74747 | Frost Trust #13 |  | TX |  | Webb | CN600305999 | Insufficient Information | Lean Burn Gas Fired Compressor Engine. | A positive determination for 20% of the lean burn gas fired compressor engine. | 2008-02-15 | 187285 | 20
11569 | T1 | Exterran | Exterran Compressor 72674 | Villareal |  | TX |  | Webb | CN600305999 | Insufficient Information | Lean Burn Gas Fired Compressor Engine. | A positive determination for 20% of the lean burn gas fired compressor engine. | 2008-02-15 | 347083 | 20
11570 | T1 | Exterran | Exterran Compressor 73722 | Staggs Cs Waulk |  | TX |  | Webb | CN600305999 | Insufficient Information | Lean Burn Gas Fired Compressor Engine. | A positive determination for 20% of the lean burn gas fired compressor engine. | 2008-02-15 | 452839 | 20
11571 | T1 | Exterran | Exterran Compressor 76507 | Marshall Central |  | TX |  | Webb | CN600305999 | Insufficient Information | Lean Burn Gas Fired Compressor Engine. | A positive determination for 20% of the lean burn gas fired compressor engine. | 2008-02-15 | 323800 | 20
11572 | T1 | Exterran | Exterran Compressor 71857 | Briscoe J-1 |  | TX |  | Webb | CN600305999 | Insufficient Information | Lean Burn Gas Fired Compressor Engine. | A positive determination for 20% of the lean burn gas fired compressor engine. | 2008-02-15 | 531261 | 20
11573 | T1 | Exterran | Exterran Compressor 76517 | Billings Fac |  | TX |  | Webb | CN600305999 | Insufficient Information | Lean Burn Gas Fired Compressor Engine. | A positive determination for 20% of the lean burn gas fired compressor engine. | 2008-02-15 | 534500 | 20
11574 | T1 | Exterran | Exterran Compressor 76647 | Casa Verde |  | TX |  | Webb | CN600305999 | Insufficient Information | Lean Burn Gas Fired Compressor Engine. | A positive determination for 20% of the lean burn gas fired compressor engine. | 2008-02-15 | 522600 | 20
11575 | T1 | Exterran | Exterran Compressor 76708 | Slater Ranch |  | TX |  | Webb | CN600305999 | Insufficient Information | Lean Burn Gas Fired Compressor Engine. | A positive determination for 20% of the lean burn gas fired compressor engine. | 2008-02-15 | 533200 | 20
11576 | T1 | Exterran | Exterran Compressor 72055 | Lost Fork |  | TX |  | Wharton | CN600305999 | Insufficient Information | Lean Burn Gas Fired Compressor Engine. | A positive determination for 20% of the lean burn gas fired compressor engine. | 2008-02-15 | 109156 | 20
11577 | T1 | Exterran | Exterran Compressor 72669 | Rasmussen |  | TX |  | Wharton | CN600305999 | Insufficient Information | Lean Burn Gas Fired Compressor Engine. | A positive determination for 20% of the lean burn gas fired compressor engine. | 2008-02-15 | 215672 | 20
11578 | T1 | Exterran | Exterran Compressor 73750 | Duncan #5 |  | TX |  | Wharton | CN600305999 | Insufficient Information | Lean Burn Gas Fired Compressor Engine. | A positive determination for 20% of the lean burn gas fired compressor engine. | 2008-02-15 | 219320 | 20
11579 | T1 | Exterran | Exterran Compressor 72394 | Wr Hefly 1-13 |  | TX |  | Wheeler | CN600305999 | Insufficient Information | Lean Burn Gas Fired Compressor Engine. | A positive determination for 20% of the lean burn gas fired compressor engine. | 2008-02-15 | 119610 | 20
11580 | T1 | Exterran | Exterran Compressor 77111 | Luker 2-2 |  | TX |  | Wheeler | CN600305999 | Insufficient Information | Lean Burn Gas Fired Compressor Engine. | A positive determination for 20% of the lean burn gas fired compressor engine. | 2008-02-15 | 378528 | 20
11581 | T1 | Exterran | Exterran Compressor 74572 | Mills Ranch 98-2 |  | TX |  | Wheeler | CN600305999 | Insufficient Information | Lean Burn Gas Fired Compressor Engine. | A positive determination for 20% of the lean burn gas fired compressor engine. | 2008-02-15 | 371267 | 20
11582 | T1 | Exterran | Exterran Compressor 75057 | Brisco |  | TX |  | Wheeler | CN600305999 | Insufficient Information | Lean Burn Gas Fired Compressor Engine. | A positive determination for 20% of the lean burn gas fired compressor engine. | 2008-02-15 | 325748 | 20
11583 | T1 | Exterran | Exterran Compressor 77386 | Texas Blend |  | TX |  | Wheeler | CN600305999 | Insufficient Information | Lean Burn Gas Fired Compressor Engine. | A positive determination for 20% of the lean burn gas fired compressor engine. | 2008-02-15 | 502339 | 20
11584 | T1 | Exterran | Exterran Compressor 77783 | Billy Rose Cdp #3 |  | TX |  | Wheeler | CN600305999 | Insufficient Information | Lean Burn Gas Fired Compressor Engine. | A positive determination for 20% of the lean burn gas fired compressor engine. | 2008-02-15 | 613011 | 20
11585 | T1 | Exterran | Exterran Compressor 77784 | Billy Rose Cdp #2 |  | TX |  | Wheeler | CN600305999 | Insufficient Information | Lean Burn Gas Fired Compressor Engine. | A positive determination for 20% of the lean burn gas fired compressor engine. | 2008-02-15 | 611029 | 20
11586 | T1 | Exterran | Exterran Compressor 75691 | Cap Yates |  | TX |  | Wise | CN600305999 | Insufficient Information | Lean Burn Gas Fired Compressor Engine. | A positive determination for 20% of the lean burn gas fired compressor engine. | 2008-02-15 | 145378 | 20
11587 | T1 | Exterran | Exterran Compressor 73926 | Branch B-183 |  | TX |  | Wise | CN600305999 | Insufficient Information | Lean Burn Gas Fired Compressor Engine. | A positive determination for 20% of the lean burn gas fired compressor engine. | 2008-02-15 | 319488 | 20
11588 | T1 | Exterran | Exterran Compressor 71073 | East Rhome #2 |  | TX |  | Wise | CN600305999 | Insufficient Information | Lean Burn Gas Fired Compressor Engine. | A positive determination for 20% of the lean burn gas fired compressor engine. | 2008-02-15 | 357153 | 20
11589 | T1 | Exterran | Exterran Compressor 71074 | East Rhome |  | TX |  | Wise | CN600305999 | Insufficient Information | Lean Burn Gas Fired Compressor Engine. | A positive determination for 20% of the lean burn gas fired compressor engine. | 2008-02-15 | 350346 | 20
11590 | T1 | Exterran | Exterran Compressor 71628 | Lateral B-4 |  | TX |  | Wise | CN600305999 | Insufficient Information | Lean Burn Gas Fired Compressor Engine. | A positive determination for 20% of the lean burn gas fired compressor engine. | 2008-02-15 | 417634 | 20
11591 | T1 | Exterran | Exterran Compressor 71681 | Trwd |  | TX |  | Wise | CN600305999 | Insufficient Information | Lean Burn Gas Fired Compressor Engine. | A positive determination for 20% of the lean burn gas fired compressor engine. | 2008-02-15 | 359134 | 20
11592 | T1 | Exterran | Exterran Compressor 72718 | Lateral B-119 |  | TX |  | Wise | CN600305999 | Insufficient Information | Lean Burn Gas Fired Compressor Engine. | A positive determination for 20% of the lean burn gas fired compressor engine. | 2008-02-15 | 443661 | 20
11593 | T1 | Exterran | Exterran Compressor 72735 | Allison Low Pressure |  | TX |  | Wise | CN600305999 | Insufficient Information | Lean Burn Gas Fired Compressor Engine. | A positive determination for 20% of the lean burn gas fired compressor engine. | 2008-02-15 | 502500 | 20
11594 | T1 | Exterran | Exterran Compressor 72852 | East Rhome |  | TX |  | Wise | CN600305999 | Insufficient Information | Lean Burn Gas Fired Compressor Engine. | A positive determination for 20% of the lean burn gas fired compressor engine. | 2008-02-15 | 502500 | 20
11595 | T1 | Exterran | Exterran Compressor 73754 | East Rhome #2 |  | TX |  | Wise | CN600305999 | Insufficient Information | Lean Burn Gas Fired Compressor Engine. | A positive determination for 20% of the lean burn gas fired compressor engine. | 2008-02-15 | 433647 | 20
11596 | T1 | Exterran | Exterran Compressor 74191 | East Rhome #1 |  | TX |  | Wise | CN600305999 | Insufficient Information | Lean Burn Gas Fired Compressor Engine. | A positive determination for 20% of the lean burn gas fired compressor engine. | 2008-02-15 | 732760 | 20
11597 | T1 | Exterran | Exterran Compressor 76817 | Veale Ranch |  | TX |  | Wise | CN600305999 | Insufficient Information | Lean Burn Gas Fired Compressor Engine. | A positive determination for 20% of the lean burn gas fired compressor engine. | 2008-02-15 | 472300 | 20
11598 | T1 | Exterran | Exterran Compressor 76780 | Furst Ranch #1 |  | TX |  | Wise | CN600305999 | Insufficient Information | Lean Burn Gas Fired Compressor Engine. | A positive determination for 20% of the lean burn gas fired compressor engine. | 2008-02-15 | 707700 | 20
11599 | T1 | Exterran | Exterran Compressor 73798 | Low C #1 |  | TX |  | Wise | CN600305999 | Insufficient Information | Lean Burn Gas Fired Compressor Engine. | A positive determination for 20% of the lean burn gas fired compressor engine. | 2008-02-15 | 495941 | 20
11600 | T1 | Exterran | Exterran Compressor 73799 | Low C #2 |  | TX |  | Wise | CN600305999 | Insufficient Information | Lean Burn Gas Fired Compressor Engine. | A positive determination for 20% of the lean burn gas fired compressor engine. | 2008-02-15 | 487940 | 20
11601 | T1 | Exterran | Exterran Compressor 73822 | Low C #3 |  | TX |  | Wise | CN600305999 | Insufficient Information | Lean Burn Gas Fired Compressor Engine. | A positive determination for 20% of the lean burn gas fired compressor engine. | 2008-02-15 | 639213 | 20
11602 | T1 | Exterran | Exterran Compressor 74746 | East Rhome #1 |  | TX |  | Wise | CN600305999 | Insufficient Information | Lean Burn Gas Fired Compressor Engine. | A positive determination for 20% of the lean burn gas fired compressor engine. | 2008-02-15 | 183381 | 20
11603 | T1 | Exterran | Exterran Compressor 74838 | Yard |  | TX |  | Wise | CN600305999 | Insufficient Information | Lean Burn Gas Fired Compressor Engine. | A positive determination for 20% of the lean burn gas fired compressor engine. | 2008-02-15 | 472698 | 20
11604 | T1 | Exterran | Exterran Compressor 77123 | East Rhome #1 |  | TX |  | Wise | CN600305999 | Insufficient Information | Lean Burn Gas Fired Compressor Engine. | A positive determination for 20% of the lean burn gas fired compressor engine. | 2008-02-15 | 375000 | 20
11605 | T1 | Exterran | Exterran Compressor 77129 | Lateral B-119 |  | TX |  | Wise | CN600305999 | Insufficient Information | Lean Burn Gas Fired Compressor Engine. | A positive determination for 20% of the lean burn gas fired compressor engine. | 2008-02-15 | 374750 | 20
11606 | T1 | Exterran | Exterran Compressor 77193 | Lateral E |  | TX |  | Wise | CN600305999 | Insufficient Information | Lean Burn Gas Fired Compressor Engine. | A positive determination for 20% of the lean burn gas fired compressor engine. | 2008-02-15 | 810777 | 20
11607 | T1 | Exterran | Exterran Compressor 77247 | Lateral E |  | TX |  | Wise | CN600305999 | Insufficient Information | Lean Burn Gas Fired Compressor Engine. | A positive determination for 20% of the lean burn gas fired compressor engine. | 2008-02-15 | 444612 | 20
11608 | T1 | Exterran | Exterran Compressor 77792 | Trwd |  | TX |  | Wise | CN600305999 | Insufficient Information | Lean Burn Gas Fired Compressor Engine. | A positive determination for 20% of the lean burn gas fired compressor engine. | 2008-02-15 | 596566 | 20
11609 | T1 | Exterran | Exterran Compressor 77793 | Trwd |  | TX |  | Wise | CN600305999 | Insufficient Information | Lean Burn Gas Fired Compressor Engine. | A positive determination for 20% of the lean burn gas fired compressor engine. | 2008-02-15 | 605856 | 20
11610 | T1 | Exterran | Exterran Compressor 77020 | Allison Low Pressure |  | TX |  | Wise | CN600305999 | Insufficient Information | Lean Burn Gas Fired Compressor Engine. | A positive determination for 20% of the lean burn gas fired compressor engine. | 2008-02-15 | 655600 | 20
11611 | T1 | Exterran | Exterran Compressor 77022 | Allison |  | TX |  | Wise | CN600305999 | Insufficient Information | Lean Burn Gas Fired Compressor Engine. | A positive determination for 20% of the lean burn gas fired compressor engine. | 2008-02-15 | 576981 | 20
11612 | T1 | Exterran | Exterran Compressor 74319 | Veale Ranch |  | TX |  | Wise | CN600305999 | Insufficient Information | Lean Burn Gas Fired Compressor Engine. | A positive determination for 20% of the lean burn gas fired compressor engine. | 2008-02-15 | 782175 | 20
11613 | T1 | Exterran | Exterran Compressor 74866 | East Rhome |  | TX |  | Wise | CN600305999 | Insufficient Information | Lean Burn Gas Fired Compressor Engine. | A positive determination for 20% of the lean burn gas fired compressor engine. | 2008-02-15 | 739209 | 20
11614 | T1 | Exterran | Exterran Compressor 77252 | Buchanan |  | TX |  | Wise | CN600305999 | Insufficient Information | Lean Burn Gas Fired Compressor Engine. | A positive determination for 20% of the lean burn gas fired compressor engine. | 2008-02-15 | 419794 | 20
11615 | T1 | Exterran | Exterran Compressor 74860 | Smith #7 |  | TX |  | Zapata | CN600305999 | Insufficient Information | Lean Burn Gas Fired Compressor Engine. | A positive determination for 20% of the lean burn gas fired compressor engine. | 2008-02-15 | 168286 | 20
11616 | T1 | Exterran | Exterran Compressor 72427 | Frost 45 |  | TX |  | Zapata | CN600305999 | Insufficient Information | Lean Burn Gas Fired Compressor Engine. | A positive determination for 20% of the lean burn gas fired compressor engine. | 2008-02-15 | 231334 | 20
11617 | T1 | Exterran | Exterran Compressor 75899 | McClain |  | TX |  | Zapata | CN600305999 | Insufficient Information | Lean Burn Gas Fired Compressor Engine. | A positive determination for 20% of the lean burn gas fired compressor engine. | 2008-02-15 | 368414 | 20
11618 | T1 | Exterran | Exterran Compressor 77620 | Morales Cdp |  | TX |  | Zapata | CN600305999 | Insufficient Information | Lean Burn Gas Fired Compressor Engine. | A positive determination for 20% of the lean burn gas fired compressor engine. | 2008-02-15 | 360000 | 20
11619 | T1 | Exterran | Exterran Compressor 74563 | La Perla #97 |  | TX |  | Zapata | CN600305999 | Insufficient Information | Lean Burn Gas Fired Compressor Engine. | A positive determination for 20% of the lean burn gas fired compressor engine. | 2008-02-15 | 570243 | 20
11620 | T1 | Exterran | Exterran Compressor 76549 | Jc Martin 2-2 |  | TX |  | Zapata | CN600305999 | Insufficient Information | Lean Burn Gas Fired Compressor Engine. | A positive determination for 20% of the lean burn gas fired compressor engine. | 2008-02-15 | 745500 | 20
11621 | T1 | Exterran | Exterran Compressor 76696 | L Garza LPs |  | TX |  | Zapata | CN600305999 | Insufficient Information | Lean Burn Gas Fired Compressor Engine. | A positive determination for 20% of the lean burn gas fired compressor engine. | 2008-02-15 | 685200 | 20
11622 | T1 | Exterran | Exterran Compressor 76709 | Dominiquez |  | TX |  | Zapata | CN600305999 | Insufficient Information | Lean Burn Gas Fired Compressor Engine. | A positive determination for 20% of the lean burn gas fired compressor engine. | 2008-02-15 | 688604 | 20
11623 | T1 | Exterran | Exterran Compressor 72476 | Bustamante Sta |  | TX |  | Zapata | CN600305999 | Insufficient Information | Lean Burn Gas Fired Compressor Engine. | A positive determination for 20% of the lean burn gas fired compressor engine. | 2008-02-15 | 470875 | 20
11624 | T1 | Exterran | Exterran Compressor 72477 | Zapata Sta |  | TX |  | Zapata | CN600305999 | Insufficient Information | Lean Burn Gas Fired Compressor Engine. | A positive determination for 20% of the lean burn gas fired compressor engine. | 2008-02-15 | 468097 | 20
11625 | T1 | Exterran | Exterran Compressor 112246 | Daisy Haynes |  | TX |  | Zapata | CN600305999 | Insufficient Information | Lean Burn Gas Fired Compressor Engine. | A positive determination for 20% of the lean burn gas fired compressor engine. | 2008-02-15 | 636563 | 20
11626 | T1 | Exterran | Exterran Compressor 112262 | Haynes North 8 Comp Fac |  | TX |  | Zapata | CN600305999 | Insufficient Information | Lean Burn Gas Fired Compressor Engine. | A positive determination for 20% of the lean burn gas fired compressor engine. | 2008-02-15 | 642954 | 20
11627 | T1 | Denison Industries Inc | Denison Industries Main Foundry | 111 Anderson St | Denison | TX | 75020 | Grayson | CN601695968 | RN100640408 | A baghouse is used to capture and filter particulate emissions from the sand reclamation system. The property includes the baghouse, ductwork, and a cooling cell for the baghouse. | A positive use determination for 100% of the baghouse with cooling cell and ductwork. | 2008-04-01 | 116402 | 100
11628 | T1 | Freescale Semiconductor Inc | Freescale Atmc | 3501 Ed Bluestein Blvd | Austin | TX | 78727 | Travis | CN602689218 | RN100843747 | Fluoride Treatment System (Asset #1050512-1 and -2) and CMP Wastewater Reclaim System (Asset #1047938) | A positive use determination of 100% for the Fluoride Pretreatment System (Asset Numbers 1050512-1 and -2) and the CMP Wastewater Reclaim System (Asset Number 1047938). | 2008-02-25 | 1196976 | 100
11629 | T1 | Explore Pipeline Company | Explore Pipeline Tanks 236 & 237 |  | Caddo Mills |  |  | Hunt | CN600424584 | Insufficient Information | The pollution control property is two side-by-side refined petroleum products storage tanks which are approximately 138' diameter x 48' high, each containing an internal floating roof and closure seals,. The pollution control purpose is to reduce evaporative loss into the atmosphere of the stored liquids. | A positive use determination of 100% for the internal floating roofs and the seals. | 2008-03-25 | 640730 | 100
11630 | T1 | Air Liquide Large Industries Us LP | Air Liquide - Nederland | 5100 N Twin City Hwy | Nederland | TX | 77627 | Jefferson | CN600300693 | RN101059335 | Installation of a new wastewater project to remove copper effluent from plant wastewater. New equipment includes an ultra-filtration unit, included plate separator, and filter press. | A positive use determination of 100% for the Ultra-Filtration System, Inclined Plate Separator, and the Filter Press. | 2008-04-18 | 725203 | 100
11631 | T1 | Rhodia Inc | Rhodia Inc | 6213 Hwy #332 E | Freeport | TX | 77541 | Brazoria | CN600125330 | RN103898052 | Piping for Emergency Cooling Water to the Tolonate Reactor. | A negative use determination for the emergency cooling water piping to the Tolonate Reactor. This equipment does not satisfy the requirements of any PEL items and is designed primarily to protect plant equipment from damage in the event of power loss. | 2008-03-19 | 11979.79 | 100
11632 | T1 | Rhodia Inc | Rhodia Inc | 6213 Hwy #332 E | Freeport | TX | 77541 | Brazoria | CN600125330 | RN103898052 | Installed a new burner in the VOC Incinerator. | A positive use determination for 100% of the new burners for the VOC incinerator. | 2008-03-28 | 117964.5 | 100
11633 | T1 | Rhodia Inc | Rhodia Inc | 6213 Hwy #332 E | Freeport | TX | 77541 | Brazoria | CN600125330 | RN103898052 | The instrumentation for the wastewater ponds was connected to the DCS (digital control system) to provide better monitoring, control, and data tracking for required monthly reporting to TCEQ. | A positive determination for 100% of the project to connect the wastewater instrumentation into the DCS. | 2008-03-06 | 26294.53 | 100
11634 | T1 | Rhodia Inc | Rhodia Inc | 3439 Park St | Baytown | TX | 77520 | Harris | CN600125330 | RN100211317 | Mechanical Loading Arm for unloading anhydrous ammonia from tank trucks into a storage tank. | A positive use determination for 100% of the mechanical loading arm for the ammonia scrubber system. | 2008-03-25 | 15665.5 | 100
11635 | T1 | Rhodia Inc | Rhodia Inc | 3439 Park St | Baytown | TX | 77520 | Harris | CN600125330 | RN100211317 | This project installed a nitrogen regulator on a spent acid storage tank to control the pressure in the tank. | A positive use determination for 100% of the nitrogen regulator on the spent acid storage tank. | 2008-03-25 | 4203.84 | 100
11636 | T1 | Rhodia Inc | Rhodia Inc | 3439 Park St | Baytown | TX | 77520 | Harris | CN600125330 | RN100211317 | This project provides an upgrade to the portion of the DCS that controls, monitors, and stores historical data for the equipment in the plant that was given a positive use determination in the past. | A positive use determination for 100% of the portion of the DCS that controls, monitors, and stores historical data for pollution control equipment at the plant. | 2008-03-06 | 10020.66 | 100
11637 | T1 | Rhodia Inc | Rhodia Inc | 3439 Park St | Baytown | TX | 77520 | Harris | CN600125330 | RN100211317 | This project includes the replacement of a discharge valve on the circulating acid pump and the installation of an emergency water valve system in the gas purification section. | The property listed on this application is used as product improvement equipment and does not qualify as pollution control property. | 2008-03-28 | 12563.87 | 100
11638 | T1 | Rhodia Inc | Rhodia Inc | 3439 Park St | Baytown | TX | 77520 | Harris | CN600125330 | RN100211317 | Replaced potable water pipelines. Repaired the elevated tank for potable water. A circulating pump was installed to maintain circulation and pressure in the potable water system. | A positive use determination for 100% of the circulating pump, water pipelines, and water tank repair for the potable water system. | 2008-03-04 | 430594.61 | 100
11639 | T1 | Rhodia Inc | Rhodia Inc | 3439 Park St | Baytown | TX | 77520 | Harris | CN600125330 | RN100211317 | Purchased two SCBA respirators that meet the CIMA specifications for emergency responders. | A positive use determination for 100% of two SCBA respirators for emergency response. | 2008-03-25 | 10563.87 | 100
11640 | T1 | NRG Texas Power LLC | TH Wharton | 16301 Sh 249 | Houston | TX | 77064 | Harris | CN602755415 | RN104540893 | This facility has combustion turbine generators coupled with thermally efficient heat recovery steam generators (HRSGs). This application is a Tier IV application seeking a use determination for the HRSGs. The application requests a Tier IV determination. | A positive use determination of 100% for the Heat Recovery Steam Generators. | 2008-05-01 | 12842240 | 100
11641 | T1 | NRG Texas Power LLC | S R Bertron Electric Generating Station | 2012 Miller Cutoff Rd | La Porte | TX | 77571 | Harris | CN602755415 | RN104888003 | Replaced Continuous Emissions Monitoring System for NOx and CO2. | A positive use determination of 100% for the replacement Continuous Emissions Monitoring System. | 2008-04-17 | 30165 | 100
11642 | T1 | The Dow Chemical Company | Epoxy Ii | 2301 N Brazosport Blvd | Freeport | TX | 77541 | Brazoria | CN600356976 | RN102692258 | New containment structures at Epoxy II to prevent the contamination of the surrounding area in case of leaks/spills. | A positive use determination for 100% of the containment structures at Epoxy II. | 2008-03-28 | 25000 | 100
11643 | T1 | The Dow Chemical Company | Met | 2301 N Brazosport Blvd | Freeport | TX | 77541 | Brazoria | CN600356976 | RN102692258 | The equipment installed is an El Paso Method VOC stripper and VOC detector. | A positive use determination for 100% of the VOC stripper and VOC detector for the cooling tower. | 2008-03-28 | 15000 | 100
11644 | T1 | The Dow Chemical Company | Freeport Plant | 2301 N Brazosport Blvd | Freeport | TX | 77541 | Brazoria | CN600356976 | RN102692258 | Installation of new motor-operated valves, emergency block valves, pressure transmitters, and flame scanners on the SMK Furnace. | Withdrawn by applicant | 2009-04-02 | 470000 | 100
11645 | T1 | The Dow Chemical Company | Freeport Plant | 2301 N Brazosport Blvd | Freeport | TX | 77541 | Brazoria | CN600356976 | RN102692258 | B-7311 Ethylbenzene A Plant Spill Prevention Compliance project. Installed containment for the rail car loading stations. Scope consists of adding additional pump capacity and automating the sump pump. Property includes two pumps, level transmitters, and piping. | A positive use determination of 100% for the two pumps, level transmitters, and piping installed to prevent or control leaks from loading/unloading of railcars. | 2009-04-14 | 1260000 | 100
11646 | T1 | The Dow Chemical Company | Freeport Plant | 2301 N Brazosport Blvd | Freeport | TX | 77541 | Brazoria | CN600356976 | RN102692258 | Installed six carbon bed pressure vessels along with associated foundations, instrumentation, and piping. | A positive use determination of 100% for the six carbon beds and associated foundations, instrumentation, and piping. | 2009-02-17 | 3850000 | 100
11647 | T2 | The Dow Chemical Company | Freeport Plant | 2301 N Brazosport Blvd | Freeport | TX | 77541 | Brazoria | CN600356976 | RN102692258 | Reactor Feed Line Pollution Prevention Project: Replaced Reactor's nine oxide feed lines. Each line includes a new flow meter, control valve, differential pressure transmitter, emergency block valve, and restricting device. The upstream header got new thermal expansion and backflow protection. | A positive use determination of 100% for the pollution prevention project which involved the replacement of the reactor's nine feed lines. | 2009-04-14 | 1250000 | 100
11648 | T1 | The Dow Chemical Company | Freeport Plant | 2301 N Brazosport Blvd | Freeport | TX | 77541 | Brazoria | CN600356976 | RN102692258 | Installation of a Thermal Oxidizer Treatment Unit for treating HRVOCs. | A positive use determination of 100% for the thermal oxidizer treatment unit. | 2009-02-20 | 10000000 | 100
11649 | T2 | The Dow Chemical Company | Freeport Plant | 2301 N Brazosport Blvd | Freeport | TX | 77541 | Brazoria | CN600356976 | RN102692258 | Installed Oxide Backflow piping and instrumentation on four reactors, and installed pressure transmitters and automatic block valves. | A positive use determination of 100% for the pollution prevention project which installed backflow piping and instrumentation on four reactors and installed pressure transmitters and automatic block valves. | 2009-04-14 | 720000 | 100
11650 | T2 | The Dow Chemical Company | Freeport Plant | 2301 N Brazosport Blvd | Freeport | TX | 77541 | Brazoria | CN600356976 | RN102692258 | Propylene Oxide Pollution Prevention Project: Installed redundant level transmitters on the crude propylene oxide tank and propylene collection drum, redundant pressure transmitters on the degasser and propylene evaporator, emergency block valves on the reboiler condensate lines for the propylene oxide purification towers and the crude propylene oxide tank, and redundant magnetic flow meters on the soft water to plug flow reactors at the Crude Propylene Oxide and Propylene Oxide Purification Plants. This will reduce the potential of overfilling and over pressuring vessels and having a propylene oxide release. | A positive use determination of 100% for the Propylene Oxide Pollution Prevention Project which installed redundant level transmitters on the crude propylene oxide tank and propylene collection drum, redundant pressure transmitters on the degasser and propylene evaporator, emergency block valves on the reboiler condensate lines for the propylene oxide purification towers and the crude propylene oxide tank, and redundant magnetic flow meters on the soft water to plug flow reactors at the Crude Propylene Oxide and Propylene Oxide Purification Plants. | 2009-04-02 | 510000 | 100
11651 | T1 | The Dow Chemical Company | Freeport Plant | 2301 N Brazosport Blvd | Freeport | TX | 77541 | Brazoria | CN600356976 | RN102692258 | Secondary containment was installed for storage vessels. Property includes diked and trenched area with sump and improved sewer capabilities. | A positive use determination of 100% for the secondary containment consisting of secondary containment for the storage vessels, the diked and trenched area with sump, and the improved sewer capabilities. | 2009-04-02 | 1658000 | 100
11652 | T2 | The Dow Chemical Company | Freeport Plant | 2301 N Brazosport Blvd | Freeport | TX | 77541 | Brazoria | CN600356976 | RN102692258 | Installed a Most Effective Technology pressure relief system on the Freeport Chlorinated Methane Thermal Chlorination Reactor. | A positive use determination of 100% for the project to install a Most Effective Pressure Relief System on the Chlorinated Methanes Chlorination Reactor. | 2009-04-02 | 315000 | 100
11653 | T1 | The Dow Chemical Company | Freeport Plant | 2301 N Brazosport Blvd | Freeport | TX | 77541 | Brazoria | CN600356976 | RN102692258 | Installed a fan with associated foundation, instrumentation, and piping for the Freeport Kiln. Fan produces vacuum required in order to operate the kiln. | A positive use determination of 100% for the Kiln Fan and associated foundation and instrumentation. | 2009-04-29 | 825000 | 100
11654 | T2 | The Dow Chemical Company | Freeport Plant | 2301 N Brazosport Blvd | Freeport | TX | 77541 | Brazoria | CN600356976 | RN102692258 | Fugitive Leaks Reduction Project: Installed new emergency relief valves and new transflow valves upstream of pressure and relief valves on tanks. | A positive use determination of 100% for the transflow valves, pressure relief valves and emergency relief valves installed in order to reduce the risk of fugitive leaks from tanks. | 2009-04-14 | 225000 | 100
11655 | T1 | The Dow Chemical Company | Freeport Plant | 2301 N Brazosport Blvd | Freeport | TX | 77541 | Brazoria | CN600356976 | RN102692258 | Installed new pipe with flow meter and control valve from the cold monchlorobenzene line to E-211 inside the PMDI dome. | Withdrawn by applicant | 2009-04-02 | 175000 | 100
11656 | T1 | The Dow Chemical Company | Freeport Plant | 2301 N Brazosport Blvd | Freeport | TX | 77541 | Brazoria | CN600356976 | RN102692258 | New Vent Blower with variable frequency drive for F-210 Thermal Oxidizer Treatment Unit at B-1900, and associated instrumentation. | A positive use determination of 100% for the vent blower. | 2009-02-17 | 290000 | 100
11657 | T2 | The Dow Chemical Company | Freeport Plant | 2301 N Brazosport Blvd | Freeport | TX | 77541 | Brazoria | CN600356976 | RN102692258 | HRVOC Leak Prevention Project: close the permitted gaps on the relief device system by installing new style relief devices, piping, and instrumentation. | A positive use determination of 100% for the HRVOC Leak Prevention Project which installed new style relief devices, piping, and instrumentation. | 2009-04-14 | 130000 | 100
11658 | T1 | The Dow Chemical Company | Freeport Plant | 2301 N Brazosport Blvd | Freeport | TX | 77541 | Brazoria | CN600356976 | RN102692258 | Installed measures including backflow piping, pressure transmitters and automatic block valves to protect against failure between the departments oxide console and final automatic block valves located at the Polyglycol Amines Facility. | Withdrawn by applicant | 2009-04-02 | 140000 | 100
11659 | T1 | The Dow Chemical Company | Freeport Plant | 2301 N Brazosport Blvd | Freeport | TX | 77541 | Brazoria | CN600356976 | RN102692258 | Installed 8 ISCO automated samplers for wastewater outfalls. | Withdrawn by applicant | 2009-04-02 | 54000 | 100
11660 | T1 | The Dow Chemical Company | Freeport Plant | 2301 N Brazosport Blvd | Freeport | TX | 77541 | Brazoria | CN600356976 | RN102692258 | Installed new higher capacity pump and motor on the discharge pump in the Stevens area of the Salt Dome Operations. Also changed the associated piping, above and below ground. | A positive use determination of 100% for the new higher capacity pump, with motor, and the associated piping installed to remove wastewater and run-off water from the sump. | 2009-04-14 | 131000 | 100
11661 | T1 | The Dow Chemical Company | Freeport Plant | 2301 N Brazosport Blvd | Freeport | TX | 77541 | Brazoria | CN600356976 | RN102692258 | Installed new exhaust system with sufficient capacity, new high plume, exhaust blowers and control system, for the D-wing of building 1470. | Withdrawn by applicant | 2009-04-02 | 265000 | 100
11662 | T1 | The Dow Chemical Company | Freeport Plant | 2301 N Brazosport Blvd | Freeport | TX | 77541 | Brazoria | CN600356976 | RN102692258 | Installed two ABB Analyzers for the VOC process vent analyzers in the Epoxy 2 Liquid Epoxy Resins manufacturing plant. Property includes 2 ABB Analyzers, Analyzer House, piping, tubing, and instrumentation. | A positive use determination of 100% for the two ABB Analyzers, analyzer house, piping, tubing, and instrumentation. | 2009-02-19 | 390000 | 100
11663 | T1 | The Dow Chemical Company | Freeport Plant | 2301 N Brazosport Blvd | Freeport | TX | 77541 | Brazoria | CN600356976 | RN102692258 | Installed a new vent blower with variable frequency drive and associated instruments at the F-210 Thermal Oxidizer Treatment Unit and B-1900. | A positive use determination of 100% for the new vent blower with variable frequency drive and associated instruments installed at the F-210 Thermal Oxidizer Treatment Unit at B-1900. | 2009-02-19 | 530000 | 100
11664 | T1 | The Dow Chemical Company | Freeport Plant | 2301 N Brazosport Blvd | Freeport | TX | 77541 | Brazoria | CN600356976 | RN102692258 | Upgraded secondary recycle line valve to an 8" ball valve and re-piping the secondary recycle line to originate from the primary recycle line in the UniII's Hydrogen plant in Freeport. | Withdrawn by applicant | 2009-04-02 | 72000 | 100
11665 | T1 | The Dow Chemical Company | Freeport Plant | 2301 N Brazosport Blvd | Freeport | TX | 77541 | Brazoria | CN600356976 | RN102692258 | Install new pressure safety valves (PSVs) which will meet the ASME code for inlet and outlet pressure drops on the re-rated vessels. The two tanks are connected to the flare. The PSVs and re-rating reduce the amount of ethylene going to the flare. | A positive use determination of 100% for the pressure safety valves installed on the two ethylene tanks. | 2009-04-28 | 76000 | 100
11666 | T1 | The Dow Chemical Company | Freeport Plant | 2301 N Brazosport Blvd | Freeport | TX | 77541 | Brazoria | CN600356976 | RN102692258 | Installed Parametric Ultrasonic Gas Flow Meters assemblies for the B-901, B-902, and B-903 boiler stacks. | A positive use determination of 100% for the Parametric Ultrasonic Gas Flow Meters installed on Boiler Stacks B-901, B-902, and B-903. | 2009-04-02 | 175000 | 100
11667 | T1 | The Dow Chemical Company | Freeport Plant | 2301 N Brazosport Blvd | Freeport | TX | 77541 | Brazoria | CN600356976 | RN102692258 | Installed new redundant level transmitters on the D-191 and D-591 boiling vessels. | Withdrawn by applicant | 2009-04-02 | 83000 | 100
11668 | T1 | The Dow Chemical Company | Freeport Plant | 2301 N Brazosport Blvd | Freeport | TX | 77541 | Brazoria | CN600356976 | RN102692258 | Installed a duplicate level transmitter in Sump S-601 and flow meter for the nitrogen purge of the hydrogen train. | Withdrawn by applicant | 2009-04-02 | 19000 | 100
11669 | T1 | The Dow Chemical Company | Freeport Plant | 2301 N Brazosport Blvd | Freeport | TX | 77541 | Brazoria | CN600356976 | RN102692258 | Installed two new pressure control valves, two pressure transmitters, four trip coil monitoring relays, and two automated block valves on the Power 9 low pressure fuel gas line. | A positive use determination of 100% for the two new pressure control valves, the two pressure transmitters, the four trip coil monitoring relays, and the two air actuated automation packages. | 2009-04-14 | 200000 | 100
11670 | T1 | The Dow Chemical Company | Freeport Plant | 2301 N Brazosport Blvd | Freeport | TX | 77541 | Brazoria | CN600356976 | RN102692258 | Installed two can pumps to eliminate single seal pumps in Methylene Chloride service. | A positive use determination of 100% of the cost difference between the cost of the double sealed pumps and the cost of the previous single sealed pumps. | 2009-04-28 | 100000 | 100
11671 | T1 | The Dow Chemical Company | Freeport Plant | 2301 N Brazosport Blvd | Freeport | TX | 77541 | Brazoria | CN600356976 | RN102692258 | Upgraded the sampling systems in the site Oxychlorination OVR and air base facility in Unit 5 of the EDC/VCM business. | Withdrawn by applicant | 2009-04-02 | 275000 | 100
11672 | T2 | The Dow Chemical Company | Freeport Plant | 2301 N Brazosport Blvd | Freeport | TX | 77541 | Brazoria | CN600356976 | RN102692258 | Installed a magnetic-drive screw pump with torque limiting Variable Frequency Drive for the K-453 Kettle for the Solid Solution Epoxy Resin process for the Converted Resins Manufacturing Plant at Epoxy 1. | A positive use determination of 100% for the magnetic drive screw pump and associated piping which were installed. | 2009-04-28 | 265000 | 100
11673 | T1 | The Dow Chemical Company | Freeport Plant | 2301 N Brazosport Blvd | Freeport | TX | 77541 | Brazoria | CN600356976 | RN102692258 | Installed a new seal pot, double mechanical seals, instrumentation, and utility piping for each of the two pumps in the Voranol plant. | A positive use determination of 100% for the seal pot, piping, and instrumentation. A positive use determination of 100% of the incremental cost difference between the cost of the new double mechanical seals and the cost of the previous seals. | 2009-04-28 | 175000 | 100
11674 | T1 | The Dow Chemical Company | Freeport Plant | 2301 N Brazosport Blvd | Freeport | TX | 77541 | Brazoria | CN600356976 | RN102692258 | Installation of an emission monitoring system for the mobile stack testing laboratory. Equipment includes CO/O2 Analyzer, three Gas Alert Micro Lower Explosive Limit monitors, CO/O2 Monitors, three Air Dimensions Pumps, BIOS Defender and a controller. | A positive use determination of 100% for the emissions monitoring system purchased for the mobile stack testing laboratory. | 2009-02-19 | 27000 | 100
11675 | T1 | The Dow Chemical Company | Freeport Plant | 2301 N Brazosport Blvd | Freeport | TX | 77541 | Brazoria | CN600356976 | RN102692258 | Installation of piping and suction strainers on the PMDI sump pumps. | Withdrawn by applicant | 2009-04-02 | 70000 | 100
11676 | T1 | The Dow Chemical Company | Freeport Plant | 2301 N Brazosport Blvd | Freeport | TX | 77541 | Brazoria | CN600356976 | RN102692258 | Installed dry gas seals and deadhead protection on PS-Column reflux pumps in B-1500 Trichloroethylene. Property includes 2 dry gas seals, 1 seal console, and deadhead protection piping. | A positive use determination of 100% for the project to install dry gas seals and deadhead protection on PS-Column reflux pumps in B-1500 Trichloroethylene. | 2009-02-19 | 48000 | 100
11677 | T1 | Dow Pipeline Company The | Markham | 6880 FM 1468 | Bay City | TX | 77414 | Matagorda | None Listed | None Listed | This project will install a new dual pilot for the flare at Markham. | A positive use determination for 100% of the dual pilot for the flare. | 2008-03-06 | 75000 | 100
11678 | T1 | The Dow Chemical Company | Freeport Plant | 2301 N Brazosport Blvd | Freeport | TX | 77541 | Brazoria | CN600356976 | RN102692258 | Replacement of all single mechanical pump seals in Chlorinated Methanes plant with appropriate technology. | A positive use determination of 100% of the incremental cost difference between the cost of the new pump seals and the costs of the previous pump seals. | 2009-04-02 | 65000 | 100
11679 | T2 | The Dow Chemical Company | Freeport Plant | 2301 N Brazosport Blvd | Freeport | TX | 77541 | Brazoria | CN600356976 | RN102692258 | Replace pressure transmitters, piping, and power meters to automate all pumps found to need two layers of protection. | A positive use determination of 100% for the project to replace the pressure transmitters, piping and power meters in order to automate pumps and provide pump deadhead protection at Unit 1 VCM. | 2009-04-14 | 158000 | 100
11680 | T1 | Union Carbide Corporation | Hopper Car Wash Resin Recovery | Hwy 185 N | Seadrift | TX | 77983 | Calhoun | CN601688781 | RN102181526 | New diking will be constructed at the Hopper Car Wash Resin Recovery area to remove the wash resin and dispose of it according to standards. | A positive use determination for 100% of the diking containment for the hopper car wash resin recovery area. | 2008-03-06 | 90000 | 100
11681 | T1 | Union Carbide Corporation | North And West Tank Farm | Hwy 185 N | Seadrift | TX | 77983 | Calhoun | CN601688781 | RN102181526 | New overfill protection equipment installed on all North and West Tank Farm tanks. | A positive use determination for 100% of the overfill protection equipment on all tanks in the north and west tank farm. | 2008-03-28 | 215000 | 100
11682 | T1 | Union Carbide Corporation | LP2 Plant | Hwy 185 N | Seadrift | TX | 77983 | Calhoun | CN601688781 | RN102181526 | Diking for spill or leak containment around the LP2 oil filled transformer. | A positive use determination for 100% of the diking around the LP2 oil filled transformer. | 2008-03-06 | 180000 | 100
11683 | T1 | Union Carbide Corporation | Hp2 -- Seadrift | Hwy 185 N | Seadrift | TX | 77983 | Calhoun | CN601688781 | RN102181526 | Curbing and trenches directed towards the process sewer line in the truck unloading area. | A positive use determination for 100% of the curbing and trenches directed to the process sewer. | 2008-03-04 | 75000 | 100
11684 | T1 | Union Carbide Corporation | Glucol Ethers Tank | Hwy 185 N | Seadrift | TX | 77983 | Calhoun | CN601688781 | RN102181526 | This project will install new redundant tank levels and shut-off valves for the 9 Glycol Ethers Tank. | A positive use determination for 100% of the tank levels and shut-off valves for the 9 glycol ethers tank. | 2008-04-08 | 280000 | 100
11685 | T1 | Union Carbide Corporation | Hp-2 | Hwy 185 N | Seadrift | TX | 77983 | Calhoun | CN601688781 | RN102181526 | Piping and valves for routing #1 and #2 Hyper Packing Leakage Lines for rupture disk outlets to the appropriate flare header. | A positive use determination for 100% of the piping and valves for routing #1 and #2 Hyper Packing Leakage Lines for rupture disk outlets to the appropriate flare header. | 2008-04-08 | 95000 | 100
11686 | T1 | Union Carbide Corporation | Seadrift - Storage Facility | Hwy 185 N | Seadrift | TX | 77983 | Calhoun | CN601688781 | RN102181526 | Construction of curbing and trenching around a storage facility at Seadrift Plant for containment of leaks/spills. | A positive use determination for 100% of the curbing and trenches around a storage facility at the Seadrift plant. | 2008-03-04 | 95000 | 100
11687 | T1 | Union Carbide Corporation | Seadrift Site Logistics Areas | Hwy 185 N | Seadrift | TX | 77983 | Calhoun | CN601688781 | RN102181526 | Construction of curbing and trenching around Site Logistics Areas at Seadrift Plant for containment of leaks/spills. | A positive use determination for 100% of the curbing and trenches around Site Logistics Areas at the Seadrift plant. | 2008-03-04 | 50000 | 100
11688 | T1 | Union Carbide Corporation | LP1 | Hwy 185 N | Seadrift | TX | 77983 | Calhoun | CN601688781 | RN102181526 | Automated emptying system installed on the LP1 finishing dust collection baghouse. | A positive use determination for 100% of the automated emptying system on the LP1 finishing dust collection baghouse. | 2008-03-04 | 65000 | 100
11689 | T1 | Union Carbide Corporation | Ipd Tank | 3301 5Th Ave S | Texas City | TX | 77590 | Galveston | CN601688781 | RN100219351 | Installed internal floating roofs and secondary seals on Isopropanol storage tanks. | A positive use determination for 100% of the internal floating roofs and secondary seals on isopropanol storage tanks. | 2008-04-14 | 297000 | 100
11690 | T1 | Union Carbide Corporation | D-120 | 3301 5Th Ave S | Texas City | TX | 77590 | Galveston | CN601688781 | RN100219351 | Piping and a waste header on the concentrated waste tank located at D-120. | A positive use determination for 100% of the piping and waste header on the concentrated waste tank located at D-120. | 2008-03-28 | 295000 | 100
11691 | T1 | Union Carbide Corporation | #6 Vph | 3301 5Th Ave S | Texas City | TX | 77590 | Galveston | CN601688781 | RN100219351 | Tank vents are connected to the vent collection header and each will receive a back-pressure regulator, pressure sensor, level indicator, overfill protection valve and changing the level to electronic. | A positive use determination for 100% of the tank vent pressure regulators, sensors, indicators, and valves. | 2008-04-16 | 280000 | 100
11692 | T1 | Union Carbide Corporation | Va5 Facility | 3301 5Th Ave S | Texas City | TX | 77590 | Galveston | CN601688781 | RN100219351 | This project will install a ball type control valve on the flare located at VA5. | A positive use determination for 100% of the ball type control valve on the flare. | 2008-03-04 | 15000 | 100
11693 | T1 | Union Carbide Corporation | Oxo | 3301 5Th Ave S | Texas City | TX | 77590 | Galveston | CN601688781 | RN100219351 | Automated valves installed in the flare header system and a control system installed on the incinerator. | A positive use determination for 100% of the automated valve in the flare header and a control system for the incinerator. | 2008-03-04 | 370000 | 100
11694 | T1 | Union Carbide Corporation | Residue Recovery Area | 3301 5Th Ave S | Texas City | TX | 77590 | Galveston | CN601688781 | RN100219351 | This project was for the installation of level transmitters on treatment tanks which collect residue from waste water for treatment. | A positive use determination for 100% of the tank level transmitters for the treatment tanks. | 2008-03-28 | 150000 | 100
11695 | T1 | Crimson Exploration Operations Inc | Rogers #2 Swd | 5033 S West Production Rd | North Zulch | TX | 77872 | Madison | CN603249012 | Insufficient Information | This facility is designed for the disposal of wastewater that is produced along with oil and/or natural gas. The equipment involved includes the wellbore, casing, tubing, wellhead, control valves, flowlines, tanks, and other ancillary equipment. This is a private facility and is not used for commercial purposes. | A positive use determination of 100% for the wellbore, casing, tubing, wellhead, control valves, flowlines, tanks, and other ancillary equipment, and is not used for commercial purposes. | 2008-03-25 | 680070 | 100
11696 | T1 | Marathon Petroleum Company LLC | Marathon Petroleum - Texas Refining | 502 10Th St S | Texas City | TX | 77590 | Galveston | CN600244933 | RN100210608 | Vapor Destruction System to replace the existing vapor destruction system (VDS) at dock 18. | A positive use determination for 100% of the vapor destruction system. | 2008-03-28 | 2000000 | 100
11697 | T1 | Marathon Petroleum Company LLC | Marathon Petroleum - Texas Refining | 502 10Th St S | Texas City | TX | 77590 | Galveston | CN600244933 | RN100210608 | Upgrade the existing refinery TC-763 Flare System. Includes additional flare headers and liquid handling equipment to eliminate atmospheric relief vents not previously vented to a flare. | A positive use determination for 100% of the TC-763 Flare System upgrade. | 2008-06-27 | 12750000 | 100
11698 | T1 | Marathon Petroleum Company LLC | Marathon Petroleum - Texas Refining | 502 10Th St S | Texas City | TX | 77590 | Galveston | CN600244933 | RN100210608 | This project consists of reconfiguring the existing TC-655 Refinery Flare System by removing two vent streams that were going to the flare system from the Amine and Sour Water Flash Drums. The property includes all of the equipment necessary to design, construct, and reconfigure this flare system. | A positive use determination for 100% of the project to reconfigure the existing TC-655 Refinery Flare System. | 2008-06-24 | 3100000 | 100
11699 | T4 | Luminant Mining Company LLC | Monticello Thermo Mine | PO Box 1266 | Mt Pleasant | TX | 75455 | Hopkins | CN603263773 | RN105526859 | Two 50 ton per hour pilot air jigs were installed to clean lignite. The air jigs separate the heavier products in the lignite which typically contain the higher percentages of sulfur, mercury pyrites and clay. Reducing the amount of impurities decreases the amount of emissions during combustion. | A negative use determination. The property listed in this application is used to produce a product which when combusted by another company produces fewer air emissions. This property is excluded from consideration under 11.31(a) of the Texas Tax Code. | 2008-06-27 | 6294727 | 100
11700 | T4 | Luminant Mining Company LLC | Martin Lake Mine | 8850 FM 2658 N | Tatum | TX | 75455 | Rusk | CN603256413 | RN102583093 | Two 50 ton per hour air jigs were installed at the Martin Lake Oak Hill Mine. Three 50 ton per hour air jigs, two 132-ton per hour air tables, and associated materials handling systems were installed at the Martin Lake Oak Hills Mine. McCloskey International Model 621 and a Model 616 trommels were procured for the Martin Lake Oak Hill Mine. | A negative use determination. The property listed in this application is used to produce a product which when combusted by another company produces fewer air emissions. This property is excluded from consideration under 11.31(a) of the Texas Tax Code. | 2008-06-27 | 25043321 | 100
11701 | T4 | Luminant Mining Company LLC | Martin Lake Mine (Beckville) | 8850 FM 2658 N | Tatum | TX | 75455 | Panola | CN603256413 | RN102583093 | Two McCloskey 621 Trommels (38142 and 38145) were purchased for the Martin Lake Beckville Mine. | A negative use determination. The property listed in this application is used to produce a product which when combusted by another company produces fewer air emissions. This property is excluded from consideration under 11.31(a) of the Texas Tax Code. | 2008-06-27 | 643038 | 100
11702 | T4 | Luminant Mining Company LLC | Big Brown Mine | #2 FM Road 2570 | Fairfield | TX | 75840 | Freestone | CN602518169 | RN101668184 | A McCloskey International Model 621 trommel was purchased for the Big Brown Mine. | A negative use determination. The property listed in this application is used to produce a product which when combusted by another company produces fewer air emissions. This property is excluded from consideration under 11.31(a) of the Texas Tax Code. | 2008-06-27 | 339906 | 100
11703 | T2 | Marathon Petroleum Company LLC | Marathon Petroleum - Texas Refining | 502 10Th St S | Texas City | TX | 77590 | Galveston | CN600244933 | RN100210608 | The project consists of replacing the existing gas-fired platformer compressors with electric compressors. Property includes the compressors and all of the equipment necessary to design, construct, and install them. | A positive use determination of 100% of the cost difference between the electric motors installed in the new compressors and the cost of standard fuel-powered compressor engines of similar horsepower. | 2008-04-08 | 20000000 | 100
11704 | T1 | US Foodservice Inc | US Foodservice -- Houston Alliant | 111 Alliant Dr | Houston | TX | 77032 | Harris | CN602543159 | RN103873345 | Storm water system consisting of 6" to 42" HDPE piping, metal drain inlets, and associated concrete paving. Ammonia Relief Valve. Ammonia destruction Facility - Wall Out. Ammonia Separator. Ammonia Leak Detection System. Ammonia Condenser. Ammonia Compressor. Ammonia Pump, Ammonia Exhaust Fan. | A positive use determination for 100% of the storm water system with associated paving. The ammonia system components are being withdrawn because it is process related equipment. | 2008-04-14 | 506256.4 | 100
11705 | T1 | NRG Texas Power LLC | S R Bertron Electric Generating Station | 2012 Miller Cutoff Rd | La Porte | TX | 77571 | Harris | CN602755415 | RN104888003 | Asbestos removal project. Associated costs include asbestos removal, HEPA Vacuum Equipment, Negative Air Pressure Enclosure, Glove bags, Personal Protective Equipment, Decontamination Facilities, Testing, Disposal, etc. | A positive use determination of 100% for the asbestos removal project. | 2008-04-17 | 27477 | 100
11706 | T1 | NRG Texas Power LLC | S R Bertron Electric Generating Station | 2012 Miller Cutoff Rd | La Porte | TX | 77571 | Harris | CN602755415 | RN104888003 | Replaced continuous emissions monitor with Windows-based StackVision Data Collecting and Reporting System (CEMs) | A positive use determination of 100% for the StackVision Data Collection and Reporting System. | 2009-02-17 | 60397 | 100
11707 | T2 | BASF Fina Petrochemicals Ltm Partnership | BFLP Port Arthur | Hwy 366 | Port Arthur | TX | 77643 | Jefferson | CN600128912 | RN100216977 | The following projects: Electric Reliability Improvements, DCS Performance Upgrade, Condensate Upgrades, Lightning Protection Upgrade, Furnace Feed Analyzer Enhancements, Cooling Tower Waste Heat Exchanger Replacements, Third Reactor to Acetylene Converter System, Installation of Feed Filter to Heaters, Advanced Burner Controls on Heaters, Upgrade of Cold Section Process Analyzers, Flare Minimization, and Additional Steam Supply. | A positive use determination of 100% for the Advanced Burner Controls on the Heaters project and the Flare Minimization project. A negative determination for the following projects: Electric Reliability Improvements, DCS Performance Upgrade, Condensate Upgrades, Lighting Protection Upgrade, Furnace Feed Analyzer Enhancements, Cooling Tower Waste Heat Exchanger Replacements, Third Reactor to Acetylene Converter System, Installation of Feed Filter to Heaters, Upgrade of Cold Section Process Analyzers, and Additional Steam Supply. These projects are not considered to be pollution control property. | 2009-02-11 | 68310000 | 100
11708 | T1 | Firestone Polymers LLC | Firestone Polymers LLC | 5713 FM 1006 | Orange | TX | 77630 | Orange | CN601590789 | RN100224468 | The following projects: Refurbish K-951 Final Clarifier, Cooling Towers upgrade DK814 & DK842, Clarifier Feed Pump P964A, Mechanical Seals for DP 1202 A & B, Regenerative Thermal Oxidizer Graphics upgrade, Mechanical Seal Conversion for Reactor DR406, Upgrade Regenerative Thermal Oxidizer Damper hydraulic controls (2), Solvent Recovery Controls Upgrade 1500 Area, Install Water Treatment Facilities at cooling towers, Lube Oil Skid Unit DG510/511, Recovered Solvent Transfer Pump DP1103A Upgrade, Upgrade DF514 Solvent Receivers' High Water Level Alarm, Upgrade Containment K865B, Upgrade Flare DM801 Ignitors, West Flare Steam Control System, Installed Gas Saving Flare Pilots, Instrument System for DF 515 to control hexane Overflow to Process Sewer, Wash Pad for Sump Pump, Upgrade Containment DF534 & 535, and Surface Aerators in Equalization & West Basin. | A positive determination of 100% for the following projects: Refurbish K-951 Final Clarifier; Clarifier Feed Pump P964A; Mechanical Seals for DP 1202 A & B; Regenerative Thermal Oxidizer Graphics upgrade; Mechanical Seal Conversion for Reactor DR406; Upgrade Regenerative Thermal Oxidizer Damper hydraulic controls (2); Lube Oil Skid Unit DG510/511; Recovered Solvent Transfer Pump DP1103A Upgrade; Upgrade DF514 Solvent Receivers' High Water Level Alarm; Upgrade Containment K865B; Upgrade Flare DM801 Ignitors; West Flare Steam Control System; Installed Gas Saving Flare Pilots; Instrument System for DF 515 to control hexane Overflow to Process Sewer; Wash Pad for Sump Pump; Upgrade Containment DF534 & 535; and Surface Aerators in Equalization & West Basin. Negative determinations for Cooling Towers upgrade DK814 & DK842, Solvent Recovery Controls Upgrade 1500 Area, and the project to Install Water Treatment Facilities at cooling towers. | 2008-04-17 | 726710 | 100
11709 | T1 | BP Amoco Chemical Company | BP Amoco Texas City Chemicals | 2800 Farm Rd 519 E | Texas City | TX | 77592 | Galveston | Insufficient Information | Insufficient Information | PX1/PX2 Blue Skies NOx Reduction Project: Installed Ultra Low NOx Burners for the H-1101, H-1103, and H-101 furnaces. Also included is interconnecting fuel gas piping, instruments, electrical conduit and support structure. In addition a new continuous emissions monitoring system (CEMS) was installed. | A positive use determination of 100% for the Ultra Low NOx Burners; the interconnecting fuel gas piping, instruments, electrical conduit and support structure; and the new continuous emissions monitoring system. | 2008-03-25 | 10700000 | 100
11710 | T1 | BP Amoco Chemical Company | BP Amoco Texas City Chemicals | 2800 Farm Rd 519 E | Texas City | TX | 77592 | Galveston | Insufficient Information | Insufficient Information | Clear Skies Upgrade of Flow Meters At PX1/PX2 & PX3: This project installed flow meters and DCS Controls for Flare Stream BTU Monitors. | A positive use determination of 100% for the upgraded flow meters installed at PX1, PX2, and PX3. A positive use determination of 100% for the for the DCS controls installed for the BTU Monitors on the flare stream. | 2008-04-08 | 500000 | 100
11711 | T1 | BP Amoco Chemical Company | BP Amoco Texas City Chemicals | 2800 Farm Rd 519 E | Texas City | TX | 77592 | Galveston | Insufficient Information | Insufficient Information | Paraxylene2 (PX2): Improved Functionality of K1301/2 Compressor Shutdown Interlock System (SIS): This project made improvements to the compressor emergency shutdown system. The SIS should have a voting logic system (redundant monitors) to ensure safe operations of the system during abnormal conditions. | Withdrawn by applicant | 2008-03-20 | 200000 | 100
11712 | T1 | ConocoPhillips Company | ConocoPhillips Gulf Coast Fractionator | 9500 FM 1942 | Mont Belvieu | TX | 77580 | Chambers | CN600259691 | RN100229319 | The Benzene, Toluene, Ethylbenzene, and Xylene Unit (BTEX) compresses and condenses vapors (VOC and water) that emanate from the Tri-Ethylene Glycol vent stack. | A positive use determination for 100% of the BTEX unit for condensing waste gas from the TEG vent stack. | 2008-03-24 | 599534 | 100
11713 | T1 | E I Du Pont De Nemours & Co Inc | Dupont La Porte | 12501 Strang Rd | La Porte | TX | 77572 | Harris | CN600128284 | RN100225085 | Waste water that is currently being held in the gravity fed, surface impoundment Waste Holding Pond will now be held in the 1-MM gallon Acetic Acid tank. Property includes WW Head Tank Pumps a & b; WW Filter Feed Pumps a & b; WW Head Tank; and two condensate separator KO pumps. Additional property includes stainless steel piping from major waste water sources through the new system, valves and relief valves, and tank level and flow instrumentation. | A positive use determination of 100% for the project to convert the 1MM gallon Acetic Acid tank into a waste water holding tank. Property consists of WW Head Tank Pumps a & b (550 gpm), WW Filter Feed Pumps a & b (550 gpm), WW Head Tank (5675 gallon), two condensate separator knock out pumps, stainless steel piping from major waste water sources through the new system, new valves and relief valves, and new tank level and flow instrumentation. The determination dos not include the Acetic Acid Tank. | 2008-04-01 | 1145000 | 100
11714 | T1 | Agrium Us Inc | Borger Nitrogen Operations | 9201 Farm Road 1551 | Borger | TX | 79007 | Hutchinson | CN600128227 | RN101865715 | An area of 4,750 sq ft in the NE section of the Urea Plant was replaced with 4" to 6" think concrete with a gravitational slope toward existing drainage ditch. A protective non skid coating was applied. The existing equipment and pillar foundations were coated. Two stainless steel (SS) lined containment areas were formed for the urea prill tower and the urea conveyor belt. Each SS containment area includes a 5" X 5" concrete curb. | A positive use determination for 100% of the concrete with protective coating in the urea plant and two stainless steel containment areas. | 2008-03-28 | 112019 | 100
11715 | T1 | Southwest Electric Power Company | Pirkey Power Plant | 2400 FM 3251 | Hallsville | TX | 75650 | Harrison | CN600126767 | RN100214287 | The following projects are associated with the upgrade of a scrubber: Fuel Gas Desulphurization Upgrade; Install valves in upper loop for fuel gas desulphurization upgrade; Install Precipitator Wiring; Replace Fly Ash Blower; Install Fuel Gas Desulphurization Damper Outlet Seal Air System; Install Fuel Gas Desulphurization Pumps UL High Chrome Casings; and Install Fuel Gas Desulphurization Sludge Conveyor Belts and Limestone Belt. | A positive use determination of 100% for the Fuel Gas Desulphurization Upgrade; Installed valves in upper loop for fuel gas desulphurization upgrade; Install Precipitator Wiring; Replace Fly Ash Blower; Install Fuel Gas Desulphurization Damper Outlet Seal Air System; Install Fuel Gas Desulphurization Pumps UL High Chrome Casings; and Install Fuel Gas Desulphurization Sludge Conveyor Belts and Limestone Belt. | 2008-04-16 | 619839 | 100
11716 | T1 | Southwest Electric Power Company | Pirkey Power Plant | 2400 FM 3251 | Hallsville | TX | 75650 | Harrison | CN600126767 | RN100214287 | Purchased watering trucks for use in controlling dust. Pumps (a-c) for ash pond re-circulation. | A positive use determination of 100% for the watering trucks and for pumps (a-c) for the ash pond. | 2008-03-06 | 221538 | 100
11717 | T1 | AEP Texas North Company | Oklaunion Power Plant | 12567 FM 3430 | Vernon | TX | 76384 | Wilbarger | CN601243389 | RN104511472 | The following projects: Ball Mill Assembly for use in grinding limestone for scrubbers. Upgrade of current analyzer (Continuous Emission Monitoring System CEMS) that measures gas, SO2, NOx, CO2, & CO. Replacement of failed expansion joint attached to the precipitator. Work on Scrubber in the Flue Gas Desulfurization area. Replaced mist eliminator. Replaced worn valves attached to precipitator. Replaced vacuum pump in ash silo. Replaced dust collector motor. Upgrade of computer that tracks information on SO2, NOx, CO2, & CO. Replaced ball mill liner to improve recycle of limestone slurry. Replaced pump in Flue Gas Desulfurization area. | A positive use determination of 100% for the replacement ball mill assembly; the upgrade of CEMS; the replaced expansion joint; the work on scrubber in the Flue Gas Desulfurization area; the replaced mist eliminator; the replaced valves attached to precipitator; the replaced vacuum pump; the replaced dust collector motor; the CEMs computer upgrade; the replaced ball mill liner; and the replaced pump. | 2008-03-28 | 506000 | 100
11718 | T1 | AEP Texas North Company | Oklaunion Power Plant | 12567 FM 3430 | Vernon | TX | 76384 | Wilbarger | CN601243389 | RN104511472 | Purchase pond liner to eliminate water leakage. | A positive use determination of 100% for the pond liner. | 2008-03-06 | 546000 | 100
11719 | T1 | Southwest Electric Power Company | Knox Lee Power Station | Rte 2 Box 306A | Longview | TX | 75603 | Gregg | CN600126767 | RN108031139 | Constructed roof to prevent rain from entering roll-off box where Class 1 Waste is accumulated. Installed storm water removal system in GSU containment. | A positive use determination of 100% for the roof constructed over the Class 1 Waste Roll-Off Box and the Storm Water Removal equipment installed in the GSU Containments. | 2008-03-25 | 24803 | 100
11720 | T1 | Southwest Electric Power Company | Knox Lee Power Station | Rte 2 Box 306A | Longview | TX | 75603 | Gregg | CN600126767 | RN108031139 | Replaced Continuous Emission Monitoring System server for Units 4 and 5. | A positive use determination of 100% for the project to replace the Continuous Emission Monitoring System Server for Units 4 and 5. | 2008-03-06 | 17431 | 100
11721 | T1 | Southwest Electric Power Company | Wilkes Power Plant | Hwy 49 South | Avinger | TX | 75630 | Marion | CN600126767 | RN100542596 | Upgraded Continuous Emission Monitoring System HP server. | A positive use determination of 100% for the project to upgrade the Continuous Emission Monitoring System Server. | 2008-03-06 | 14038 | 100
11722 | T1 | Southwest Electric Power Company | Lone Star Power Plant | Hwy 259 South At FM729 | Lone Star | TX | 75668 | Morris | CN600126767 | RN102361151 | Replaced NOx analyzer for the CEMS. Upgraded Continuous Emission Monitoring System HP server. | A positive use determination of 100% for the project to upgrade the Continuous Emission Monitoring System Server and the NOx Analyzer | 2008-03-06 | 53256 | 100
11723 | T2 | Flint Hills Resources LP | Flint Hills Resources - East Refinery | 1607 Nueces Bay Blvd | Corpus Christi | TX | 78407 | Nueces | CN603743030 | RN102534138 | Installed a Flare Gas Recovery Unit at the East Refinery. This will eliminate the routine flaring of process vent gases. The gases will be routed to the fuel gas stream. | A positive use determination of 100% for the Flare Gas Recovery Unit installed at the East Refinery. | 2008-05-21 | 11800000 | 100
11724 | T1 | Rhodia Inc | Rhodia Inc | 8615 Manchester St | Houston | TX | 77012 | Harris | CN600125330 | RN100220581 | 1. Installed deep lines in Tank 78 in order to reduce vapor generation. 2. Installed thermocouples for temperature measurement in Tank 78. | A positive use determination of 100% for the deep lines and the thermocouples installed in Tank 78. | 2008-03-25 | 76978.62 | 100
11725 | T1 | Rhodia Inc | Rhodia Inc | 8615 Manchester St | Houston | TX | 77012 | Harris | CN600125330 | RN100220581 | 1. Handheld portable monitor. 2. Lower Explosive Level (LEL) monitors in 3 areas. 3. Access platform to CO monitor. | A positive use determination of 100% for the handheld portable monitor, the LEL monitors for the 3 areas, and the access platform to CO monitor. | 2008-03-24 | 17057.5 | 100
11726 | T1 | Rhodia Inc | Rhodia Inc | 8615 Manchester St | Houston | TX | 77012 | Harris | CN600125330 | RN100220581 | Modified the vent piping from the barge dock to the caustic scrubber. A blower is in the vent line at the barge dock to maintain a vacuum on the barge while loading spent acid. Instrumentation was installed to indicate that the vacuum is proper at all times and alarms to allow for shutdown. | A positive use determination of 100% for the project to install vent piping for spent acid vapors. | 2008-03-24 | 73039.85 | 100
11727 | T1 | Rhodia Inc | Rhodia Inc | 8615 Manchester St | Houston | TX | 77012 | Harris | CN600125330 | RN100220581 | Installed an explosion proof system so that the combustion furnace can also be used to safely dispose of vapors at Tank 78. | A positive use determination of 100% for the explosive proof roof installed so that the Combustion Furnace can be used to dispose of spent acid vapors. | 2008-03-06 | 250987.76 | 100
11728 | T1 | Rhodia Inc | Rhodia Inc | 8615 Manchester St | Houston | TX | 77012 | Harris | CN600125330 | RN100220581 | 1. Replaced 200' of pipeline supplying caustic to the caustic scrubber. 2. Installed a blower to recycle exit gas to the entrance of the caustic scrubber to provide better control. | A positive use determination of 100% for the caustic scrubber piping and blower installed to upgrade the Caustic Scrubber. | 2008-03-24 | 39373.4 | 100
11729 | T1 | Rhodia Inc | Rhodia Inc | 8615 Manchester St | Houston | TX | 77012 | Harris | CN600125330 | RN100220581 | This project replaced the mist eliminator at the exit of the Direct Contact Gas Cooler to prevent carryover from the tower. | The property listed on this application is used as product improvement equipment and does not qualify as pollution control property. | 2008-03-28 | 35942.53 | 100
11730 | T1 | Rhodia Inc | Rhodia Inc | 8615 Manchester St | Houston | TX | 77012 | Harris | CN600125330 | RN100220581 | This project replaced seal on agitator on F2 Tank. | A positive use determination of 100% for the project to replaced seal on agitator on F2 Tank. | 2008-03-06 | 22465 | 100
11731 | T1 | Rhodia Inc | Rhodia Inc | 8615 Manchester St | Houston | TX | 77012 | Harris | CN600125330 | RN100220581 | This project installed a remote camera atop the TXUP building and a monitor in the #8 control room. | A positive use determination of 100% for the camera installed to monitor the East portion of the plant for leaks. | 2008-03-06 | 21940.44 | 100
11732 | T1 | Rhodia Inc | Rhodia Inc | 8615 Manchester St | Houston | TX | 77012 | Harris | CN600125330 | RN100220581 | A HALGO catalytic system was installed at the exit of the package boiler. | A positive use determination of 100% for the HALCO catalytic system. | 2008-03-06 | 706123.4 | 100
11733 | T1 | Rhodia Inc | Rhodia Inc | 8615 Manchester St | Houston | TX | 77012 | Harris | CN600125330 | RN100220581 | 1. Replaced faulty transformer and circuit breaker for attenuator/neutralization pit. 2. Install baffle curtain walls in Receiving Pond and Skimmer Pond. 3. Extend Final Pond recirculation line to sewer system. 4. Improve drainage on hill slope to dock. 5. Repair acid catch sump at Tank 56. | A positive use determination of 100% for the waste water collection and neutralization system improvements. | 2008-03-07 | 552676.17 | 100
11734 | T1 | Rhodia Inc | Rhodia Inc | 8615 Manchester St | Houston | TX | 77012 | Harris | CN600125330 | RN100220581 | Instrumentation was installed to indicate high levels with shutdown system when loading sulfuric acid into barges and trucks. | A positive use determination of 100% for the Level Devices and Shutdown Devices. | 2008-03-25 | 126920.24 | 100
11735 | T1 | Rhodia Inc | Rhodia Inc | 8615 Manchester St | Houston | TX | 77012 | Harris | CN600125330 | RN100220581 | Instrumentation was installed to transmit and indicate storage tank levels in control rooms on 12 tanks. | A positive use determination of 100% for the Level Devices and the Level Transmission Instrumentation. | 2008-03-06 | 44368.49 | 100
11736 | T1 | Rhodia Inc | Rhodia Inc | 8615 Manchester St | Houston | TX | 77012 | Harris | CN600125330 | RN100220581 | This project installs a new micro filtration system that will replace the clarifiers and filters. | A positive use determination of 100% for the new micro filtration system. | 2008-03-06 | 921090.7 | 100
11737 | T1 | Rhodia Inc | Rhodia Inc | 8615 Manchester St | Houston | TX | 77012 | Harris | CN600125330 | RN100220581 | This project purchased two SCBA's (Emergency Breathing Equipment) that meet the CIMA specifications. | A positive use determination of 100% for the emergency breathing equipment. | 2008-03-25 | 5469.39 | 100
11738 | T1 | Rhodia Inc | Rhodia Inc | 8615 Manchester St | Houston | TX | 77012 | Harris | CN600125330 | RN100220581 | Closed Loop Sample Valves were installed at sampling points of Tank 18/31. | A positive use determination of 100% for the closed loop sample valves installed at the sampling points of Tank 18/31. | 2008-03-06 | 20264.72 | 100
11739 | T1 | El Paso Electric Company | El Paso Electric - Newman | 4900 Stan Roberts Sr Ave | El Paso | TX | 79934 | El Paso | CN600352819 | RN100211309 | Installed CEMS on combustion turbines. | A positive use determination of 100% for the CEMS. | 2008-03-06 | 18000 | 100
11740 | T1 | NuStar Logistics LP | NuStar Logistics El Paso Terminal | 4200 Jc Verimontes | El Paso | TX | 79938 | El Paso | CN603180662 | RN102285871 | Foundations, Earthwork and Concrete Berm around each storage tank. Concrete foundations for each tank, the pumps, and truck loading rack. | A positive use determination for 100% of the concrete foundations, earthwork, and berms around each storage tank and for concrete foundations for the pumps and truck loading rack. | 2008-06-09 | 422000 | 100
11741 | T1 | NuStar Logistics LP | NuStar Logistics El Paso Terminal | 4200 Jc Verimontes | El Paso | TX | 79938 | El Paso | CN603180662 | RN102285871 | Purchased and installed a John Zink vapor combustor. | A positive use determination for 100% of the vapor combustor. | 2008-03-28 | 515000 | 100
11742 | T1 | E I Du Pont De Nemours & Co Inc | Dupont La Porte | 12501 Strang Rd | La Porte | TX | 77572 | Harris | CN600128284 | RN100225085 | Replaced 65 electrical and instrumentation devices critical for regulatory compliance at the wastewater treatment system. | A positive use determination for 100% of the 65 electrical and instrumentation devices for the waste water treatment system. | 2008-03-19 | 321000 | 100
11743 | T2 | BP Products North America Inc | BP Products - Texas City Refinery | 2401 5th Avenue South | Texas City | TX | 77592 | Galveston | CN600866800 | RN102324829 | Installed a wet gas scrubber and a low temperature oxidation unit (LoTox) for reducing NOx and SO2. In addition, the FCU#3 regenerator waste boiler flue ducts will be modified for higher operating pressure. | A positive use determination for 100% of the LoTox unit, the scrubbing system, and the flue ducts for the waste boiler. | 2008-06-09 | 17600000 | 100
11744 | T1 | BP Products North America Inc | BP Products - Texas City Refinery | 2401 5th Avenue South | Texas City | TX | 77592 | Galveston | CN600866800 | RN102324829 | This project installed three new pumps to meet the projects objective of replacing the corroded ALKY 3 pumps. | A positive use determination for 100% of the cost difference between the original pumps and the 3 replacement pumps installed in Unit ALKY 3. | 2008-03-19 | 9400000 | 100
11745 | T2 | BP Products North America Inc | BP Products - Texas City Refinery | 2401 5th Avenue South | Texas City | TX | 77592 | Galveston | CN600866800 | RN102324829 | 17 geodesic domes installed on tanks to reduce Benzene emissions and 2 ambient benzene analyzers. | A positive use determination for 100% of 17 geodesic domes installed on tanks to reduce benzene emissions and for 2 ambient benzene analyzers. | 2008-06-24 | 6600000 | 100
11746 | T1 | BP Products North America Inc | BP Products - Texas City Refinery | 2401 5th Avenue South | Texas City | TX | 77592 | Galveston | CN600866800 | RN102324829 | Implemented modifications to an estimated 257 pumps in 25 operating units throughout the refinery. Filing for last year requesting additional cost of $753,000. | Withdrawn by applicant | 2008-03-28 | 753000 | 100
11747 | T1 | BP Products North America Inc | BP Products - Texas City Refinery | 2401 5th Avenue South | Texas City | TX | 77592 | Galveston | CN600866800 | RN102324829 | Replaces end-of-life aerators with gaseous oxygen addition system. Filed for last year requesting additional value of $2,627,000. | Returned for failure to respond to a deficiency letter. | 2008-04-14 | 2627000 | 100
11748 | T1 | BP Products North America Inc | BP Products - Texas City Refinery | 2401 5th Avenue South | Texas City | TX | 77592 | Galveston | CN600866800 | RN102324829 | Improve real time flow measurement, integration, and reporting capabilities of storm water flows through each of the End-of-Line flow points. | A positive use determination for 100% of the end-of-line flow measurement project. | 2008-03-28 | 2600000 | 100
11749 | T1 | BP Products North America Inc | BP Products - Texas City Refinery | 2401 5th Avenue South | Texas City | TX | 77592 | Galveston | CN600866800 | RN102324829 | Installed Gorman Rupp pumps with variable frequency drive and associated controls for 23 Dry Weather Sumps in the East and West Plants. | A positive use determination for 100% of the cost differential between the old pumps and the Gorman Rupp pumps for 23 dry weather sumps. | 2008-03-28 | 2200000 | 100
11750 | T1 | BP Products North America Inc | BP Products - Texas City Refinery | 2401 5th Avenue South | Texas City | TX | 77592 | Galveston | CN600866800 | RN102324829 | Upgrade of approximately 82 fuel gas meters with smart flow transmitters that measure the line temperature and pressure and compensate the flow measurement. An additional 7 calorimeters will be installed with specific gravity measurement. | A positive use determination for 100% of the 82 fuel gas meters and the 7 calorimeters. | 2008-03-28 | 3000000 | 100
11751 | T1 | BP Products North America Inc | BP Products - Texas City Refinery | 2401 5th Avenue South | Texas City | TX | 77592 | Galveston | CN600866800 | RN102324829 | The AU2 Burner Upgrade Project installs Ultra Low NOx Burners in the various AU2 furnaces along with the appropriate fuel gas conditioning equipment. | A positive use determination for 100% of the cost difference between the existing burners and the ultra low NOx burners. The fuel gas conditioning equipment is being withdrawn because it does not satisfy any items on the Equipment and Categories List. A Tier III application is likely required. | 2008-04-14 | 6500000 | 100
11752 | T1 | BP Products North America Inc | BP Products - Texas City Refinery | 2401 5th Avenue South | Texas City | TX | 77592 | Galveston | CN600866800 | RN102324829 | Replace 14 existing Cub Classic Burners with 36 CubL burners. Modify existing strainers. Install a fuel conditioning system. | A positive use determination for 100% of the incremental cost difference between the 14 existing Cub Classic burners and the 36 CubL burners. The strainers and the fuel gas conditioning system are being withdrawn because they do not satisfy any items on the Equipment and Categories List. A Tier III application is likely required. | 2008-04-14 | 5400000 | 100
11753 | T1 | BP Products North America Inc | BP Products - Texas City Refinery | 2401 5th Avenue South | Texas City | TX | 77592 | Galveston | CN600866800 | RN102324829 | Install new aerators in the Shock Basin. Provide low shear pumps for charging the Shock Basin effluent into the clarifiers. Install piping to tie-in the existing Tanks F8 & 9 feed streams to the Shock Basin and piping to tie-in the Shock Basin to the existing clarifiers. Demolish the temporary installation and restore the Shock Basin and the site to the original condition. | A positive use determination for 100% of the Shock Basin aerators, low shear pumps, piping tie-ins, demolition of the temporary installation, and restoration of the shock basin site to original condition. | 2008-03-28 | 7400000 | 100
11754 | T1 | Alpha Technical Services Corporation Lc | ATS Pasadena Cleaning Facility | 5180 Underwood Rd | Pasadena | TX | 77207 | Harris | CN601506157 | RN104104658 | 1. Boiler Upgrade with low NOx burners and flue gas recirculation. 2. VOC Collection and Abatement System includes flare, carbon absorption units with associated blowers, pumps, instruments and controls for tank and railcar cleaning. 3. Acid/Sulfide Scrubber System for control of acids and sulfides from tank and railcar cleaning stations. 4. Waste Water Collection, Treatment and Containment System. | A positive use determination for 100% of the boiler upgrade, VOC collection and abatement system, acid/sulfide scrubber system, and waste water treatment system. | 2008-03-25 | 443931 | 100
11755 | T1 | Union Tank Car Company | Union Tank Car Company | 604 CR 2205 | Cleveland | TX | 77327 | Liberty | CN600126395 | RN100224575 | Installed a Waste Water Pre-Treatment System consisting of 12 tanks and 3 separators. | A positive use determination for 100% of the waste water pretreatment system. | 2008-03-28 | 834000 | 100
11756 | T1 | Union Tank Car Company | Union Tank Car Company | 604 CR 2205 | Cleveland | TX | 77327 | Liberty | CN600126395 | RN100224575 | Vapor Combustor, 6 Degas Racks, and an Exhaust Stack. | A positive use determination for 100% of the vapor combustor, 6 degas racks and exhaust stack. | 2008-03-28 | 1321000 | 100
11757 | T1 | Intercontinental Terminals Company | Intercontinental Terminals | 1943 Battleground Rd | Deer Park | TX | 77536 | Harris | CN601470222 | RN100210806 | 1. Concrete dike constructed around tank farm containing tanks 100-32 through 100-40 to contain spillage. 2. Internal Floating Roof with double seals installed on tanks 100-32 through 100-40 and 35-15. 3. Storm water drainage system and contaminated waste water collection/chemical drainage system for tanks 100-32 through 100-40. 4. A contaminated waste water collection/chemical drainage system for tank 35-15. | A positive use determination for 100% of the concrete dike for the tank farm, internal floating roofs on 10 tanks, a storm water drainage system and two waste water collection/chemical drainage systems. | 2008-03-28 | 4140000 | 100
11758 | T1 | INEOS Phenol | INEOS Phenol Port Arthur | 2001 S Gulfway Dr | Port Arthur | TX |  | Jefferson | CN602939902 | RN104620083 | No. 3 Flare Rebuild and NAO 30" Flare Tip. Hydrocarbon Detectors. | A positive use determination for 100% of the No. 3 flare rebuild and the hydrocarbon detectors. | 2008-03-28 | 1682309 | 100
11759 | T1 | Austin Bridge & Road LP | Austin Bridge & Road | 2301 Austin Rd | Fort Worth | TX | 76118 | Tarrant | CN601459928 | RN102600715 | 17 Water Trucks and 21 Sweeper Trucks | A positive use determination for 100% of 21 sweeper trucks and 17 water trucks. | 2008-06-03 | 1822753 | 100
11760 | T1 | Austin Bridge & Road LP | Fort Worth Asphalt | 2301 Austin Rd | Fort Worth | TX | 76118 | Tarrant | CN601459928 | RN102600715 | Asphalt Plant Baghouse | A positive use determination for 100% of the asphalt plant baghouse. | 2008-06-03 | 283712 | 100
11761 | T1 | Austin Bridge & Road LP | Goodnight Lane Asphalt Plant | 11143 Goodnight Lane | Dallas | TX | 75229 | Dallas | CN601459928 | No Regulated Entity at this Location | Asphalt Plant Baghouse | A positive use determination for 100% of the asphalt plant baghouse. | 2008-06-03 | 328783 | 100
11762 | T1 | Austin Bridge & Road LP | Georgetown Asphalt Plant | FM 2243 | Georgetown | TX |  | Williamson | CN601459928 | Insufficient Information | Asphalt Plant Baghouse | A positive use determination for 100% of the asphalt plant baghouse. | 2008-06-03 | 337357 | 100
11763 | T1 | Austin Bridge & Road LP | Celina Asphalt Plant | 11481 CR 53 | Celina | TX |  | Collin | CN600395669 | RN102174711 | Asphalt Plant Baghouse | A positive use determination for 100% of the asphalt plant baghouse. | 2008-06-09 | 251345 | 100
11764 | T1 | Austin Bridge & Road LP | Belton Asphalt Plant | 2200 Taylors Valley Rd | Belton | TX | 76513 | Bell | CN601459928 | RN102694833 | Asphalt Plant Baghouse | A positive use determination for 100% of the asphalt plant baghouse. | 2008-06-03 | 128940 | 100
11765 | T1 | Austin Bridge & Road LP | Portable Asphalt Plant #1 | 900 Weir Ranch Rd | Georgetown | TX |  | Williamson | CN603531534 | RN102882313 | Asphalt Plant Baghouse | A positive use determination for 100% of the asphalt plant baghouse. | 2008-06-03 | 336805 | 100
11766 | T1 | Austin Bridge & Road LP | Portable Asphalt Plant #2 | 1 Mi S Tx/Ok Border |  | TX |  | Wilbarger | CN601459928 | Insufficient Information | Asphalt Plant Baghouse | A positive use determination for 100% of the asphalt plant baghouse. | 2008-06-03 | 402314 | 100
11767 | T1 | Austin Bridge & Road LP | Denton Concrete Plant | Vintage Parkway | Denton | TX |  | Denton | CN601459928 | Insufficient Information | Concrete Batch Plant Baghouse | A positive use determination for 100% of the concrete batch plant baghouse. | 2008-06-03 | 103350 | 100
11768 | T1 | The Lubrizol Corporation | Lubrizol Bayport | 12801 Bay Area Blvd | Pasadena | TX | 77507 | Harris | CN600269617 | RN101058410 | The following projects: Boiler 1 CEMS; Incinerator Instrumentation Replacements; Delta V Migration in AMPS Unit; Pi Historian Reliability Project; Flow Meter Upgrade; AMPS Compactor Parts, ACL Conveyance Modifications; Various Seal & Metering Replacements; New Loading Meters; New Level Indicators; and C504 Containment Wall. | A positive determination for 100% of the Boiler 1 CEMS; Incinerator Instrumentation Replacements; Delta V Migration in AMPS Unit; Pi Historian Reliability Project; Flow Meter Upgrade; AMPS Compactor Parts, ACL Conveyance Modifications; Various Seal & Metering Replacements; New Loading Meters; New Level Indicators; and C504 Containment Wall. | 2008-04-08 | 1685403.42 | 100
11769 | T1 | The Lubrizol Corporation | Lubrizol Deer Park | 41 Tidal Rd | Deer Park | TX | 77536 | Harris | CN600269617 | RN100221589 | The following projects: 1.Fl-10 Incinerator 2.Modify S-17 Scrubber 3.Replace HCL-10 Column 4.New Vapor Phase Odor System at Effluent 5.Poly Flare Automation 6.177 Unit Vent Stream Instrumentation 7.HRVOC Calorimeters 8.H2S Warning System 9.HRVOC Instrumentation 10.Low Emission blend unit instrumentation 11.Natural Gas Flow to 121 Flare 12.Delta V Migration in Unit 116 13.177 Carbonator Dock Automation Phase II 14.Replace boiler house APACS DCS w/Delta V 15.Migrate 91682/3 Controls to Delta V 16.Process Vent Header Upgrades 17.Vapor Control System Liquid Knock Out Vessels 18.Mid 116 Unit Sprinkler System 19.Waste Sample Analysis Equipment 20.177 Alcohol Feed Emergency valves 21.Level Indication Equipment for Overfill Prevention 22.East Property Fire Pump Fuel Tank 23.J Tank High Level Protection 24.New Oil Skimmer for API Separators 25.New Process Waste Water Sumps & Pumps 26.Wastewater Lift Station Capacity Increase 27.New Vacuum Truck for Sump Wastewater Removal | A positive use determination for 100% of the FI-10 incinerator with ancillary equipment installed on 156 unit; modifications of the S-17 scrubber on the 156 unit; replacement of the HCl column on 116 unit scrubber; odor reduction system for wastewater treatment plant; automated poly plant flare; installation of flow meters and oxygen analyzers on the 177 unit vent header; installation of HRVOC calorimeters in main bldg and 156 flare vent header; installation of H2S monitoring and warning system for the 121 unit and the poly plant; HRVOC flow metering and sampling equipment for vent headers and cooling tower in main bldg; gas flow meters for 121 flare; process instrumentation and data historian for environmental records retention for 177 carbonator deck; replacement of the advanced process and analysis control system digital control system on boiler house with the Delta V system for environmental records retention; migration of the 91682/3 control to Delta V for improved records retention; process vent header upgrades including emergency vents, flame arrester, and demister pad; replacement knock out pots and associated vapor/liquid control equipment; installation of the sprinkler system on Mid 116 unit for vapor suppression during emergency; installation of the Cleveland flash point analyzer for waste sample analysis; emergency shut down valves to prevent emissions from 177 alcohol feed; level indicators and transmitters for overfill protection; secondary containment for east property fire pump fuel tank; J tank high level indicators; new oil skimmer for API separators; new concrete work for wastewater sumps and new pumps; revision of walls and piping for #2 wastewater lift station; and 2008 model International Model 7400 vacuum truck. The low emission blend unit instrumentation is given a negative determination because it is not 100% pollution control. A Tier III application could be filed for this item. | 2008-04-25 | 12898769.81 | 100
11770 | T1 | Conagra Foods Inc | Conagra International Fertilizer Co | 1200 E Navigation Blvd | Corpus Christi | TX | 78402 | Nueces | Insufficient Information | Insufficient Information | Secondary containment liners inside four tanks. | A positive use determination for 100% of the four tank liners. | 2008-05-21 | 218987 | 100
11771 | T1 | Freescale Semiconductor Inc | Freescale Atmc | 3501 Ed Bluestein Blvd | Austin | TX | 78727 | Travis | CN602689218 | RN100843747 | The following projects: 1. IWT Waste Sulfuric (1007782). 2. Rinse Reclaim Projects (1017078). 3. Z-Building Rinse Reclaim (1043644). 4. RO Reclaim System (1045920). 5. Waste Water Metering Vault (10227645, 67, 72). 6. TPDES RO Discharge (1048922). 7. Copper Waste Treatment (1047946). 8. UPW Sample Reclaim (1047940). 9. Reclaim APRDL CDOs (1047941 and Z-Building Scrubbers (1047942). | A positive use determination for 100% of the following projects: 1. IWT Waste Sulfuric (1007782). 2. Rinse Reclaim Projects (1017078). 3. Z-Building Rinse Reclaim (1043644). 4. RO Reclaim System (1045920). 5. Waste Water Metering Vault (10227645, 67, 72). 6. TPDES RO Discharge (1048922). 7. Copper Waste Treatment (1047946). 8. UPW Sample Reclaim (1047940). 9. Reclaim APRDL CDOs (1047941 and Z-Building Scrubbers (1047942). | 2008-03-28 | 787467 | 100
11772 | T1 | Freescale Semiconductor Inc | Freescale Atmc | 3501 Ed Bluestein Blvd | Austin | TX | 78727 | Travis | CN602689218 | RN100843747 | The following projects: Etch Point of Use (POU) Scrubbers for Tools UACL02 & EH01MTL 06MTL (1015855, 1021659, 1039429, 1007966, 1005941, 1012847, & 1012859); MOS 13 Process Exhaust System Scrubber (1017005); MOS 13 Toxic Gas Monitoring (TGM) Upgrade (1017013); D101EP1 and DI02EPI Exhaust Management and Scrubbing System (1045915.2,1045915.141); DAS Abatement CDO and KOH Feed (1012634, 1043639, 1043641, 1043643), Quantum Unity Thermal Desorber and FTIR Gas Analyzer (1044676, 1036508). | A positive use determination for 100% of the etch POU scrubbers, MOS 13 PES scrubber, TGM upgrade, exhaust management and scrubbing system, DAS abatement, and quantum thermal desorber and FTIR gas analyzer. | 2008-03-28 | 1565667 | 100
11773 | T1 | Freescale Semiconductor Inc | Freescale Oak Hill Fab | 6501 William Canon Dr W | Austin | TX | 78735 | Travis | CN602689218 | RN102752763 | The following projects: Industrial Waste Water Reclaim (1018306, 1018308, 1048305); Sensor Floor Waste Drains, Sumps, and Tanks (1051753.3, 6, 9, 14, 17, 26, 32, 34); Z-Building Floor Upgrades (1009278.6, 7). | A positive use determination for 100% of the industrial waste water reclaim project, sensor floor waste drains, sumps and tanks and the Z-building floor upgrades. | 2008-03-28 | 931983 | 100
11774 | T1 | Engineered Polymer Solutions Inc | Valspar Coatings | 701 Shiloh Rd | Garland | TX | 75042 | Dallas | CN600534630 | RN100215995 | Dust Collection Improvements: replaced 8 vertical drops to the grind tank and the header and the solenoid valves on the header. Waste Water Treatment Improvements: replacement of piping system, decanter pump, agitator, manual ball valves, and actuated bottom out valves and the addition of high level probes. | A positive use determination for 100% of the dust collection and waste water treatment improvements. | 2008-03-28 | 125554 | 100
11775 | T1 | NRG South Texas LP | South Texas Project Electric Gen | 8 Mi W of Wadsworth | Wadsworth | TX | 77483 | Matagorda | CN601658669 | RN107585713 | Inductively Coupled Plasma (ICP) Optical Emission Spectrometer purchased and installed to analyze concentrations of materials used to reduce the production of potential radioactive products in liquid effluents. | A positive use determination of 100% for the Inductively Coupled Plasma Optical Emission Spectrometer. | 2008-03-28 | 78239 | 100
11776 | T1 | NRG South Texas LP | South Texas Project Electric Gen | 8 Mi W of Wadsworth | Wadsworth | TX | 77483 | Matagorda | CN601658669 | RN107585713 | Purchased and installed an Intrinsic High-Purity Germanium Detector. Used to analyze concentrations of potential gamma-emitting radio-nuclides in liquid effluents. | A positive use determination of 100% for the Intrinsic High-Purity Germanium Detector. | 2008-03-28 | 16150 | 100
11777 | T1 | NRG South Texas LP | South Texas Project Electric Gen | 8 Mi W of Wadsworth | Wadsworth | TX | 77483 | Matagorda | CN601658669 | RN107585713 | Purchased and installed a SAM-11 Tool Monitor which is used to detect licensed radioactive material in hand carried items and certain waste materials. Prevent inadvertent removal and disposal of contaminated material. | A positive use determination of 100% for the SAM-11 Tool Monitor. | 2008-03-28 | 35990 | 100
11778 | T1 | Air Liquide Large Industries Us LP | Air Liquide - Corpus Christi Smr | 5880 Up River Rd | Corpus Christi | TX | 78407 | Nueces | CN601662190 | RN103120929 | Natural Gas Knock Out Drum for Reformer. Pressure Swing Absorption (PSA) Waste Gas Piping, Offgas Storage Drums, and Reformer Furnace Burners. Exhaust Stack for furnace flue gas. CEMS Analyzer. Flare Piping. | A positive use determination for 100% of the reformer natural gas knock out drum, waste gas piping for PSA, off gas storage drum, reformer furnace low NOx burners, exhaust stack, CEM analyzer for furnace flue gas, and flare piping. | 2008-03-28 | 2869165 | 100
11779 | T1 | Flint Hills Resources LP | Port Arthur Chemicals | 4241 Savannah Ave | Port Arthur | TX | 77640 | Jefferson | CN603743030 | RN100217389 | Installed instrumentation necessary to monitor the API Separator's internal temperature. | A positive use determination for 100% of the on-line analyzer for the API separator. | 2008-03-28 | 87479 | 100
11780 | T1 | Flint Hills Resources LP | Port Arthur Chemicals | 4241 Savannah Ave | Port Arthur | TX | 77640 | Jefferson | CN603743030 | RN100217389 | The primary and secondary seals on Tank 33752 were replaced. Cathodic Protection was added to the floor of Tank 33752. | A positive use determination for 100% of the primary and secondary seals and the cathodic protection for Tank 33752. | 2008-03-28 | 56775 | 100
11781 | T1 | Praxair Nitrogen Services Inc | Hawkins Air Separation Facility | 178 Private Rd 7651 | Hawkins | TX | 75765 | Wood | CN603772047 | RN106038953 | Installed a continuous emission monitoring system (CEMS) for monitoring emissions of CO and NOx from the gas turbine used to drive process compression equipment. | A positive use determination for 100% of the CEMS for the gas turbine. | 2008-04-17 | 144900 | 100
11782 | T1 | Oncor Electric Delivery Company | Sherry Switching Station | 1901 Sherry St | Arlington | TX | 76010 | Tarrant | Insufficient Information | Insufficient Information | Leaker Management Project: the project at this site consists of the installation of a secondary containment system. | A positive use determination of 100% for the Leaker Management Project. | 2008-03-28 | 100434 | 100
11783 | T1 | Oncor Electric Delivery Company | Duval Substation | 1600 Duval St | Fort Worth | TX | 76105 | Tarrant | Insufficient Information | Insufficient Information | Oil Water Separator Catastrophic Containment Project -- the project at this site consists of the installation of a secondary containment system. An earthen berm was built. An oil/water separator was constructed inside of the berm. | A positive use determination of 100% for the Oil Water Separator Catastrophic Containment Project. | 2008-03-28 | 26946.7 | 100
11784 | T1 | Oncor Electric Delivery Company | Shamburger Switch Substation | 10733 FM 2015 | Tyler | TX | 75703 | Smith | Insufficient Information | Insufficient Information | Leaker Management Project: the project at this site consists of the installation of a secondary containment system. | A positive use determination of 100% for the Leaker Management Project. | 2008-03-28 | 27617.7 | 100
11785 | T1 | Oncor Electric Delivery Company | Nacogdoches Substation | Hwy 21 W | Nacogdoches | TX | 75961 | Nacogdoches | Insufficient Information | Insufficient Information | Leaker Management Project: the project at this site consists of the installation of a secondary containment system. | A positive use determination of 100% for the Leaker Management Project. | 2008-03-28 | 21758 | 100
11786 | T1 | Oncor Electric Delivery Company | Morgan Creek Substation | 3177 Hwy 163 S | Colorado City | TX | 79512 | Mitchell | CN602743148 | RN109633040 | Oil Water Separator Catastrophic Containment Project -- the project at this site consists of the installation of a secondary containment system. An earthen berm was built. An oil/water separator was constructed inside of the berm. | A positive use determination of 100% for the Oil Water Separator Catastrophic Containment Project. | 2008-03-28 | 26888.73 | 100
11787 | T1 | Oncor Electric Delivery Company | Morgan Creek Substation | 3177 Hwy 163 S | Colorado City | TX | 79512 | Mitchell | CN602743148 | RN109633040 | Leaker Management Project: the project at this site consists of the installation of a secondary containment system. | A positive use determination of 100% for the Leaker Management Project. | 2008-03-28 | 29239.1 | 100
11788 | T1 | Oncor Electric Delivery Company | Sandow Switch Substation | 3134 Charles Martin | Rockdale | TX | 76567 | Milam | Insufficient Information | Insufficient Information | Leaker Management Project: the project at this site consists of the installation of a secondary containment system. | A positive use determination of 100% for the Leaker Management Project. | 2008-03-28 | 30922.1 | 100
11789 | T1 | Oncor Electric Delivery Company | Sandow Switch Substation | 3134 Charles Martin | Rockdale | TX | 76567 | Milam | Insufficient Information | Insufficient Information | Oil Water Separator Catastrophic Containment Project -- the project at this site consists of the installation of a secondary containment system. An earthen berm was built. An oil/water separator was constructed inside of the berm. | A positive use determination of 100% for the Oil Water Separator Catastrophic Containment Project. | 2008-03-28 | 31252.1 | 100
11790 | T1 | Oncor Electric Delivery Company | Decordova Ses Substation | 2 Mi NW FM 3210 | Granbury | TX | 76048 | Hood | Insufficient Information | Insufficient Information | Oil Water Separator Catastrophic Containment Project -- the project at this site consists of the installation of a secondary containment system. An earthen berm was built. An oil/water separator was constructed inside of the berm. | A positive use determination of 100% for the Oil Water Separator Catastrophic Containment Project. | 2008-04-01 | 30347.9 | 100
11791 | T1 | Oncor Electric Delivery Company | Decordova Ses Substation | 2 Mi NW FM 3210 | Granbury | TX | 76048 | Hood | Insufficient Information | Insufficient Information | Leaker Management Project: the project at this site consists of the installation of a secondary containment system. | A positive use determination of 100% for the Leaker Management Project. | 2008-04-01 | 28398.7 | 100
11792 | T1 | Oncor Electric Delivery Company | Odessa Ehv Switch Substation | 2200 E I-20, Pool Rd | Odessa | TX | 79766 | Ector | CN602743148 | RN101648319 | Leaker Management Project: the project at this site consists of the installation of a secondary containment system. | A positive use determination of 100% for the Leaker Management Project. | 2008-04-01 | 71837.7 | 100
11793 | T1 | Oncor Electric Delivery Company | Austin Ranch Substation | 2898 Plano Pkwy | The Colony | TX | 75057 | Denton | Insufficient Information | No Regulated Entity at this Location | Leaker Management Project: the project at this site consists of the installation of a secondary containment system. | A positive use determination of 100% for the Leaker Management Project. | 2008-04-01 | 20589.8 | 100
11794 | T1 | Oncor Electric Delivery Company | Witt Road Substation | 4949 Witt Rd | Dallas | TX | 75241 | Dallas | Insufficient Information | Insufficient Information | Oil Water Separator Catastrophic Containment Project -- the project at this site consists of the installation of a secondary containment system. An earthen berm was built. An oil/water separator was constructed inside of the berm. | A positive use determination of 100% for the Oil Water Separator Catastrophic Containment Project. | 2008-04-01 | 23778.7 | 100
11795 | T1 | Oncor Electric Delivery Company | Cedar Hill Substation | 1314 N Joe Wilson | Cedar Hill | TX | 75104 | Dallas | CN602743148 | RN109627091 | Leaker Management Project: the project at this site consists of the installation of a secondary containment system. | A positive use determination of 100% for the Leaker Management Project. | 2008-04-01 | 20692.1 | 100
11796 | T1 | Oncor Electric Delivery Company | Desoto Switch Substation | 1735 S Uhl Rd | Red Oak | TX | 75154 | Dallas | Insufficient Information | Insufficient Information | Leaker Management Project: the project at this site consists of the installation of a secondary containment system. | A positive use determination of 100% for the Leaker Management Project. | 2008-04-01 | 20577.7 | 100
11797 | T1 | Oncor Electric Delivery Company | Coppell South Substation | 560 SW Blvd | Coppell | TX | 75019 | Dallas | Insufficient Information | Insufficient Information | Leaker Management Project: the project at this site consists of the installation of a secondary containment system. | A positive use determination of 100% for the Leaker Management Project. | 2008-04-01 | 20256.5 | 100
11798 | T1 | Oncor Electric Delivery Company | Dialville Substation | 2909 FM 347 N | Dialville | TX | 75761 | Cherokee | Insufficient Information | Insufficient Information | Oil Water Separator Catastrophic Containment Project -- the project at this site consists of the installation of a secondary containment system. An earthen berm was built. An oil/water separator was constructed inside of the berm. | A positive use determination of 100% for the Oil Water Separator Catastrophic Containment Project. | 2008-04-01 | 32129.9 | 100
11799 | T1 | Oncor Electric Delivery Company | Dialville Substation | 2909 FM 347 N | Dialville | TX | 75761 | Cherokee | Insufficient Information | Insufficient Information | Leaker Management Project: the project at this site consists of the installation of a secondary containment system. | A positive use determination of 100% for the Leaker Management Project. | 2008-04-01 | 34465.2 | 100
11800 | T1 | Oncor Electric Delivery Company | Temple Pecan Creek Substation | 5968 FM 438 | Temple | TX | 76501 | Bell | CN602743148 | RN104650494 | Oil Water Separator Catastrophic Containment Project -- the project at this site consists of the installation of a secondary containment system. An earthen berm was built. An oil/water separator was constructed inside of the berm. | A positive use determination of 100% for the Oil Water Separator Catastrophic Containment Project. | 2008-04-01 | 127332.7 | 100
11801 | T1 | Oncor Electric Delivery Company | Temple North Substation | 3768 Pegasus | Temple | TX | 76501 | Bell | CN602743148 | Insufficient Information | Leaker Management Project: the project at this site consists of the installation of a secondary containment system. | A positive use determination of 100% for the Leaker Management Project. | 2008-04-01 | 42262 | 100
11802 | T1 | Oncor Electric Delivery Company | Diboll Substation | FM 304 | Diboll | TX | 75941 | Angelina | Insufficient Information | Insufficient Information | Leaker Management Project: the project at this site consists of the installation of a secondary containment system. | A positive use determination of 100% for the Leaker Management Project. | 2008-04-01 | 43461 | 100
11803 | T1 | Oncor Electric Delivery Company | Crane East Substation | 2003 CR 203-A | Rankin | TX | 79778 | Upton | CN602743148 | RN109631184 | Leaker Management Project: the project at this site consists of the installation of a secondary containment system. | A positive use determination of 100% for the Leaker Management Project. | 2008-04-01 | 19738.4 | 100
11804 | T1 | Oncor Electric Delivery Company | Watson Substation | 2350 Burney Rd | Arlington | TX | 76006 | Tarrant | CN602743148 | RN109627315 | Polymer Drain Catastrophic Containment: Installed an earthen berm with a drain. The drain has expandable polymer installed to filter the water. Upon contact with oil the polymer swells and plugs the drain. | A positive use determination of 100% for the Polymer Drain Catastrophic Containment. | 2008-04-01 | 37709 | 100
11805 | T1 | Oncor Electric Delivery Company | Rogers - Fort Worth Substation | 6800 Will Rogers Blvd | Fort Worth | TX | 76140 | Tarrant | Insufficient Information | Insufficient Information | Polymer Drain Catastrophic Containment: Installed an earthen berm with a drain. The drain has expandable polymer installed to filter the water. Upon contact with oil the polymer swells and plugs the drain. | A positive use determination of 100% for the Polymer Drain Catastrophic Containment. | 2008-04-01 | 32956 | 100
11806 | T1 | Oncor Electric Delivery Company | Bowen Substation | 2618 W Division St | Arlington | TX | 76140 | Tarrant | CN602743148 | RN109631168 | Polymer Drain Catastrophic Containment: Installed an earthen berm with a drain. The drain has expandable polymer installed to filter the water. Upon contact with oil the polymer swells and plugs the drain. | A positive use determination of 100% for the Polymer Drain Catastrophic Containment. | 2008-04-01 | 34971 | 100
11807 | T1 | Oncor Electric Delivery Company | Western Hills Substation | 9100 Westpoint Blvd | Fort Worth | TX | 76108 | Tarrant | Insufficient Information | Insufficient Information | Oil Water Separator Catastrophic Containment Project -- the project at this site consists of the installation of a secondary containment system. An earthen berm was built. An oil/water separator was constructed inside of the berm. | A positive use determination of 100% for the Oil Water Separator Catastrophic Containment Project. | 2008-04-01 | 24027.3 | 100
11808 | T1 | Oncor Electric Delivery Company | Wedgewood Substation | 5500 Granbury Rd | Fort Worth | TX | 76132 | Tarrant | CN602743148 | RN109627323 | Oil Water Separator Catastrophic Containment Project -- the project at this site consists of the installation of a secondary containment system. An earthen berm was built. An oil/water separator was constructed inside of the berm. | A positive use determination of 100% for the Oil Water Separator Catastrophic Containment Project. | 2008-04-01 | 23973.4 | 100
11809 | T1 | Oncor Electric Delivery Company | Wagley Robertson Substation | 9600 Wagley Robertson Rd | Fort Worth | TX | 76131 | Tarrant | Insufficient Information | Insufficient Information | Oil Water Separator Catastrophic Containment Project -- the project at this site consists of the installation of a secondary containment system. An earthen berm was built. An oil/water separator was constructed inside of the berm. | A positive use determination of 100% for the Oil Water Separator Catastrophic Containment Project. | 2008-04-01 | 32802 | 100
11810 | T1 | Oncor Electric Delivery Company | Tate Springs Substation | 5100 W Pleasant Ridge Rd | Arlington | TX | 76016 | Tarrant | Insufficient Information | Insufficient Information | Oil Water Separator Catastrophic Containment Project -- the project at this site consists of the installation of a secondary containment system. An earthen berm was built. An oil/water separator was constructed inside of the berm. | A positive use determination of 100% for the Oil Water Separator Catastrophic Containment Project. | 2008-04-01 | 28634.1 | 100
11811 | T1 | Oncor Electric Delivery Company | Forest Hill Substation | 2601 Joel E Street Rd | Fort Worth | TX | 76140 | Tarrant | Insufficient Information | Insufficient Information | Oil Water Separator Catastrophic Containment Project -- the project at this site consists of the installation of a secondary containment system. An earthen berm was built. An oil/water separator was constructed inside of the berm. | A positive use determination of 100% for the Oil Water Separator Catastrophic Containment Project. | 2008-04-01 | 63679 | 100
11812 | T1 | Oncor Electric Delivery Company | Century Substation | 3912 New York Ave | Arlington | TX | 76014 | Tarrant | Insufficient Information | Insufficient Information | Oil Water Separator Catastrophic Containment Project -- the project at this site consists of the installation of a secondary containment system. An earthen berm was built. An oil/water separator was constructed inside of the berm. | A positive use determination of 100% for the Oil Water Separator Catastrophic Containment Project. | 2008-04-01 | 28919 | 100
11813 | T1 | Oncor Electric Delivery Company | Arlington Substation | 200 S Cooper St | Arlington | TX | 76013 | Tarrant | CN603313842 | No Regulated Entity at this Location | Oil Water Separator Catastrophic Containment Project -- the project at this site consists of the installation of a secondary containment system. An earthen berm was built. An oil/water separator was constructed inside of the berm. | A positive use determination of 100% for the Oil Water Separator Catastrophic Containment Project. | 2008-04-01 | 24470.6 | 100
11814 | T1 | Oncor Electric Delivery Company | Webb Substation | 1450 Ragland Rd | Arlington | TX | 76018 | Tarrant | Insufficient Information | Insufficient Information | Leaker Management Project: the project at this site consists of the installation of a secondary containment system. | A positive use determination of 100% for the Leaker Management Project. | 2008-04-01 | 26737.7 | 100
11815 | T1 | Oncor Electric Delivery Company | Wagley Robertson Substation | 9600 Wagley Robertson Rd | Fort Worth | TX | 76131 | Tarrant | Insufficient Information | Insufficient Information | Leaker Management Project: the project at this site consists of the installation of a secondary containment system. | A positive use determination of 100% for the Leaker Management Project. | 2008-04-01 | 37136 | 100
11816 | T1 | Oncor Electric Delivery Company | Rockwall East Substation | 4507 Hwy 276 | Rockwall | TX | 75032 | Rockwall | Insufficient Information | Insufficient Information | Leaker Management Project: the project at this site consists of the installation of a secondary containment system. | A positive use determination of 100% for the Leaker Management Project. | 2008-04-01 | 37523.2 | 100
11817 | T1 | Oncor Electric Delivery Company | Dalrock Substation | 9000 Hwy 66 | Rowlett | TX | 75089 | Rockwall | Insufficient Information | Insufficient Information | Leaker Management Project: the project at this site consists of the installation of a secondary containment system. | A positive use determination of 100% for the Leaker Management Project. | 2008-04-01 | 20687.7 | 100
11818 | T1 | Oncor Electric Delivery Company | Rice Substation | 400 North Austin | Rice | TX | 75155 | Navarro | CN602743148 | RN109632950 | Leaker Management Project: the project at this site consists of the installation of a secondary containment system. | A positive use determination of 100% for the Leaker Management Project. | 2008-04-01 | 24618 | 100
11819 | T1 | Oncor Electric Delivery Company | Lamar Blossom Substation | R On Young L On FM 194 | Blossom | TX | 75416 | Lamar | Insufficient Information | Insufficient Information | Oil Water Separator Catastrophic Containment Project -- the project at this site consists of the installation of a secondary containment system. An earthen berm was built. An oil/water separator was constructed inside of the berm. | A positive use determination of 100% for the Oil Water Separator Catastrophic Containment Project. | 2008-04-01 | 32445.5 | 100
11820 | T1 | Oncor Electric Delivery Company | Lamar Blossom Substation | R On Young L On FM 194 | Blossom | TX | 75416 | Lamar | Insufficient Information | Insufficient Information | Leaker Management Project: the project at this site consists of the installation of a secondary containment system. | A positive use determination of 100% for the Leaker Management Project. | 2008-04-01 | 24988.7 | 100
11821 | T1 | Oncor Electric Delivery Company | Martin Springs Substation | N Hwy 11 On CR 2307 | Sulphur Springs | TX | 75482 | Hopkins | Insufficient Information | Insufficient Information | Leaker Management Project: the project at this site consists of the installation of a secondary containment system. | A positive use determination of 100% for the Leaker Management Project. | 2008-04-01 | 24321 | 100
11822 | T1 | Oncor Electric Delivery Company | Ennis Southeast Substation | 700 Rudd Rd | Ennis | TX | 75119 | Ellis | Insufficient Information | Insufficient Information | Oil Water Separator Catastrophic Containment Project -- the project at this site consists of the installation of a secondary containment system. An earthen berm was built. An oil/water separator was constructed inside of the berm. | A positive use determination of 100% for the Oil Water Separator Catastrophic Containment Project. | 2008-04-01 | 20730.6 | 100
11823 | T1 | Oncor Electric Delivery Company | Ennis South Substation | 100 Lake Bardwell Rd | Ennis | TX | 75119 | Ellis | Insufficient Information | Insufficient Information | Leaker Management Project: the project at this site consists of the installation of a secondary containment system. | A positive use determination of 100% for the Leaker Management Project. | 2008-04-01 | 20258.7 | 100
11824 | T1 | Oncor Electric Delivery Company | Waxahachie North Substation | 800 W 281 Bypass | Waxahachie | TX | 75165 | Ellis | Insufficient Information | Insufficient Information | Leaker Management Project: the project at this site consists of the installation of a secondary containment system. | A positive use determination of 100% for the Leaker Management Project. | 2008-04-01 | 40155.5 | 100
11825 | T1 | Oncor Electric Delivery Company | Ennis Substation | 1400 N Sherman | Ennis | TX | 75119 | Ellis | Insufficient Information | Insufficient Information | Leaker Management Project: the project at this site consists of the installation of a secondary containment system. | A positive use determination of 100% for the Leaker Management Project. | 2008-04-01 | 45481.7 | 100
11826 | T1 | Oncor Electric Delivery Company | Desoto Hampton Substation | 1121 N Hampton Rd | Desoto | TX | 75115 | Dallas | CN603313842 | Insufficient Information | Oil Water Separator Catastrophic Containment Project -- the project at this site consists of the installation of a secondary containment system. An earthen berm was built. An oil/water separator was constructed inside of the berm. | A positive use determination of 100% for the Oil Water Separator Catastrophic Containment Project. | 2008-04-01 | 39950 | 100
11827 | T1 | Oncor Electric Delivery Company | Schroeder Road Substation | 12505 Schroeder Rd | Dallas | TX | 75243 | Dallas | Insufficient Information | Insufficient Information | Leaker Management Project: the project at this site consists of the installation of a secondary containment system. | A positive use determination of 100% for the Leaker Management Project. | 2008-04-01 | 28618 | 100
11828 | T1 | Oncor Electric Delivery Company | Record Crossing Substation | 1615 Record Crossing | Dallas | TX | 75235 | Dallas | Insufficient Information | Insufficient Information | Leaker Management Project: the project at this site consists of the installation of a secondary containment system. | A positive use determination of 100% for the Leaker Management Project. | 2008-04-01 | 27485 | 100
11829 | T1 | Oncor Electric Delivery Company | Parkerville Substation | 550 W Parkerville Rd | Dallas | TX | 75115 | Dallas | Insufficient Information | Insufficient Information | Leaker Management Project: the project at this site consists of the installation of a secondary containment system. | A positive use determination of 100% for the Leaker Management Project. | 2008-04-01 | 17277.7 | 100
11830 | T1 | Oncor Electric Delivery Company | Duncanville Substation | 314 W Camp Wisdom Rd | Duncanville | TX | 75137 | Dallas | Insufficient Information | Insufficient Information | Leaker Management Project: the project at this site consists of the installation of a secondary containment system. | A positive use determination of 100% for the Leaker Management Project. | 2008-04-01 | 23071 | 100
11831 | T1 | Oncor Electric Delivery Company | Desoto Hampton Substation | 1121 N Hampton Rd | Desoto | TX | 75115 | Dallas | CN603313842 | Insufficient Information | Leaker Management Project: the project at this site consists of the installation of a secondary containment system. | A positive use determination of 100% for the Leaker Management Project. | 2008-04-01 | 41488.7 | 100
11832 | T1 | Oncor Electric Delivery Company | Dealey Substation | 317 Dealey St | Dallas | TX | 75203 | Dallas | Insufficient Information | Insufficient Information | Leaker Management Project: the project at this site consists of the installation of a secondary containment system. | A positive use determination of 100% for the Leaker Management Project. | 2008-04-01 | 29274 | 100
11833 | T1 | Oncor Electric Delivery Company | Central Expressway #2 Substation | 11101 N Central Expy | Dallas | TX | 75230 | Dallas | CN603313842 | Insufficient Information | Leaker Management Project: the project at this site consists of the installation of a secondary containment system. | A positive use determination of 100% for the Leaker Management Project. | 2008-04-01 | 23497 | 100
11834 | T1 | Oncor Electric Delivery Company | Central Expressway Substation | 11101 N Central Expy | Dallas | TX | 75230 | Dallas | CN603313842 | Insufficient Information | Leaker Management Project: the project at this site consists of the installation of a secondary containment system. | A positive use determination of 100% for the Leaker Management Project. | 2008-04-01 | 23497 | 100
11835 | T1 | Oncor Electric Delivery Company | Balch Springs Substation | 2200 Beltline Rd | Mesquite | TX | 75181 | Dallas | CN603313842 | No Regulated Entity at this Location | Leaker Management Project: the project at this site consists of the installation of a secondary containment system. | A positive use determination of 100% for the Leaker Management Project. | 2008-04-01 | 41286 | 100
11836 | T1 | Oncor Electric Delivery Company | Abrams Road #2 Substation | 6416 Trammel Dr | Dallas | TX | 75214 | Dallas | CN602743148 | RN109628651 | Leaker Management Project: the project at this site consists of the installation of a secondary containment system. | A positive use determination of 100% for the Leaker Management Project. | 2008-04-01 | 20910 | 100
11837 | T1 | Oncor Electric Delivery Company | Abrams Road Substation | 6416 Trammel Dr | Dallas | TX | 75214 | Dallas | CN602743148 | RN109628651 | Leaker Management Project: the project at this site consists of the installation of a secondary containment system. | A positive use determination of 100% for the Leaker Management Project. | 2008-04-01 | 20172 | 100
11838 | T1 | Oncor Electric Delivery Company | Henrietta Substation | 806 S Graham | Henrietta | TX | 76365 | Clay | Insufficient Information | Insufficient Information | Leaker Management Project: the project at this site consists of the installation of a secondary containment system. | A positive use determination of 100% for the Leaker Management Project. | 2008-04-01 | 20577.7 | 100
11839 | T1 | Oncor Electric Delivery Company | Killeen Fort Hood Substation | Ft Hood Rd/Tank Destroyer | Killeen | TX | 76544 | Bell | Insufficient Information | Insufficient Information | Leaker Management Project: the project at this site consists of the installation of a secondary containment system. | A positive use determination of 100% for the Leaker Management Project. | 2008-04-08 | 27710 | 100
11840 | T1 | NRG Texas LP | W A Parish | 2500 Y U Jones Rd | Thompsons | TX | 77481 | Fort Bend | CN603207218 | RN100888312 | Upgrade to Intelligent Sootblowing System (Units 5 & 6): The water cannons and sonic horns associated with the sootblowing system remove slag from boiler tubes, thus lowering furnace temperatures and reducing NOx emissions. This upgrade will allow the system to remove slag from the pindents. | A positive use determination of 100% for the project to upgrade the Intelligent Sootblowing System for Units 5 & 6. | 2007-02-05 | 535241 | 100
11841 | T1 | NRG Texas Power, LLC | WA Parish Generating Plant | 2500 Y.U. Jones Road | Thompson | TX | 77481 | Fort Bend | CN603207218 | RN100888312 | upgrades to the pulse jet air injection system and the integrated instrumentation and controls for the Unit 7 baghouse dust collector. | The following property is used 100% for pollution control and is installed to meet or exceed federal or state regulations: upgrades to the pulse jet air injection system and the integrated instrumentation and controls for the Unit 7 baghouse dust collector. | 2012-05-15 | 958369 | 100
11842 | T1 | Eastman Chemical Company | Eastman Chemical Texas Operations | 300 Kodak Blvd | Longview | TX | 75603 | Harrison | CN601214406 | RN100219815 | This project modified or replaced 6 process/product pumps in the DAC-C and Eastotac areas. New double seals with seal fluid pots were installed on 3 pumps; new pumps & motors with new double seals and seal pots were provided for 2 pumps; and a pump and motor were replaced and a new gas seal provided for 1 pump. | A positive use determination of 100% for the project to modify or replace the six pumps. The project includes the installation of new double seals with seal fluid pots on 3 pumps, the replacement of two pumps with new pumps with double seals and seal pots, the replacement pump with a new gas seal. Since these pumps are considered to be process/production pumps, the motors are considered to be production equipment and are not eligible for a positive use determination. | 2008-04-17 | 614000 | 100
11843 | T1 | Eastman Chemical Company | Eastman Chemical Texas Operations | 300 Kodak Blvd | Longview | TX | 75603 | Harrison | CN601214406 | RN100219815 | Material Handling: Railcar Spots: Bldg. 55 Area: Provided secondary containment structures to meet or exceed the requirements to prevent oil & other chemical spills at railcar & storage vessels from reaching surface waters. | A positive use determination of 100% for the project to construct secondary containment improvements at the Building 55 Loading Areas. | 2008-04-14 | 462000 | 100
11844 | T1 | Eastman Chemical Company | Eastman Chemical Texas Operations | 300 Kodak Blvd | Longview | TX | 75603 | Harrison | CN601214406 | RN100219815 | Material Handling: Railcar Spots: Bldg. 53 Area: Provided secondary containment structures to meet or exceed the requirements to prevent oil & other chemical spills at railcar & storage vessels from reaching surface waters. | A positive use determination of 100% for the project to construct secondary containment improvements at the Building 53 Rail Loading Areas. | 2008-04-14 | 750000 | 100
11845 | T1 | TST Inc | Texas TST | 13 Industrial Dr | Sweetwater | TX | 79556 | Nolan | CN601599244 | RN102297579 | Shredder with dust collector. | A positive use determination for 100% of the dust collector. A negative use determination for the shredder. This shredder is considered to be production equipment and not pollution control property. | 2008-04-17 | 1225377 | 100
11846 | T1 | Knust - Sbo | Knust - Sbo | 3110 Dunvale | Houston | TX | 77063 | Harris | CN603078312 | RN102145612 | The following items: Chip/Screw Conveyors; Filtration Systems; Oil Separator/Containment Bins; Coolant Pumps; and Smog Hogs | A positive use determination for 100% of the chip conveyors, filtration systems, oil separator and containment bins, coolant pumps, and smog hogs. | 2008-06-09 | 553500 | 100
11847 | T1 | John Soules Food Inc | John Soules Foods Inc | 10150 FM 14 | Tyler | TX | 75706 | Smith | CN601010762 | RN102848546 | Waste Water Treatment, Balers/Shredders for waste and scrap, and Exhaust/Filter System for the charbroiler. | A positive use determination for 100% of the waste water treatment system, balers and shredders, and the exhaust stack and filter for the charbroiler system. | 2008-04-18 | 1048087.88 | 100
11848 | T1 | Walnut Creek Mining Company | Walnut Creek Mining Company | 10949 N Tdiwell Prairie | Bremond | TX | 76629 | Robertson | CN600126346 | RN100212752 | Diversion Ditch (CDC-61) for control of surface run-off from mining disturbance. Diversion Ditch (CDC-64) diverts run-off from undisturbed areas. | A positive use determination for 100% of two diversion ditches (CDC-61 and CDC-64). | 2008-04-17 | 98641 | 100
11849 | T1 | Mark West Energy East Tx Gas Co LP | East Texas Gathering & Processing System | Various Locations | Panola County | TX |  | Panola | Insufficient Information | Insufficient Information | Fifty-seven lean burn compressor engines located in Panola County. | A positive use determination of 20% for the fifty seven lean burn gas fired compressor engines. | 2008-03-25 | 69071875 | 20
11850 | T2 | Mark West Javelina Company | Javelina Plant | 5438 Union St | Corpus Christi | TX | 78407 | Nueces | CN603319880 | RN102190139 | C5 Hydrotreating Project | Returned for failure to respond to a deficiency letter. | 2012-03-05 | 3555310 | 100
11851 | T1 | Sandow Power Company LLC | Sandow SES | PO Box 1111 | Rockdale | TX | 76567 | Milam | CN603256405 | RN105369805 | UPDATED: Dry Flue Gas Desulfurization Systems (2) and Baghouses (2): used to remove sulfur dioxide and particulate matter from the boiler flue gas. Lime Systems (2): handling and processing equipment used to prepare lime for use in removing SO2 from boiler flue gas. Flue Gas Stack (2): used to disperse flue gas. | A positive use determination of 100% for the two Dry Flue Gas Desulfurization Systems, the two Baghouses, and the two Lime Systems. A positive use determination of 100% of the incremental cost difference between the stack height required for production purposes and the stack height required for pollution control purposes for the two Flue Gas Stacks. | 2008-06-09 | 126028991 | 100
11852 | T1 | Oak Grove Management Company LLC | Oak Grove Steam and Electric Station | 8127 Oak Grove Rd | Franklin | TX | 77856 | Robertson | CN602881955 | RN100216191 | The following items: Wet Flue Gas Desulfurization Systems; Limestone Systems; Selective Catalytic Reduction Systems; Ammonia Injection Systems; Fly Ash Collection & Handling Systems; Flue Gas Stacks; Oil/Water Separator; Sanitary Sewer System; Waste Water Conveyances, Pumps, Sumps, Tanks & Basins; Plant Drains; Reclaim Water Storage Tank; Bottom Ash Collection and Treatment System; and Cathodic Protection. | A positive use determination of 100% for the Wet Flue Gas Desulfurization Systems; Limestone Systems; Selective Catalytic Reduction Systems; Ammonia Injection Systems; Fly Ash Collection & Handling Systems; Oil/Water Separator; Sanitary Sewer System; Waste Water Conveyances, Pumps, Sumps, Tanks & Basins; Plant Drains; Reclaim Water Storage Tank; Bottom Ash Collection and Treatment System; and Cathodic Protection. A positive use determination of 100% for the incremental cost difference between the stack height required for production purposes and the stack height required for pollution control purposes for the Flue Gas Stack. | 2008-03-25 | 474085513 | 100
11853 | T1 | Decordova Power Company LLC | Decordova Ses | 4950 Power Plant Ct | Granbury | TX | 76048 | Hood | CN603264433 | RN100664812 | Design and install nitrogen oxide (NOx) State Implementation Plan (SIP) Induced Flue Gas Recirculation (IFGR) and Overfire Air System (OFA). Design and install Secondary Fuel Oil Containment System at the fuel oil truck unloading station. | A positive use determination of 100% for the Induced Flue Gas Recirculation System, the Overfire Air System, and the Secondary Fuel Oil Containment System. | 2008-04-16 | 2199353 | 100
11854 | T2 | Luminant Generation Company LLC | Monticello Ses | 1574 Monticello Plant Road | Mount Pleasant | TX | 75455 | Titus | CN603256413 | RN102285921 | The following items: MO1-Economizer Hopper/Ductwork Replacement; MO1-Horizontal Reheater Efficiency; MO2-Fly Ash Piping Replacement; MO2-Economizer Hopper/Ductwork Replacement; MO2 Horizontal Reheater Efficiency; MO2 Mercury Compliance Monitoring Equipment; MO3 Fuel Batch Blending; MO3 3A Scrubber Tower Headers Replacement; MO9 Fly Ash Silo Unloader; MO9 Fuel Batch Blending; and MO9 Sanitary Sewage Plant Replacement. | A positive use determination of 100% for the MO1 & MO2 Economizer Hopper/Ductwork Replacement; the MO1 & MO2 Horizontal Reheater Efficiency Project; MO2 Ash Piping Replacement; the Mercury Compliance Monitoring Equipment; the Fly Ash Silo Unloader Replacement; the MO3 3A Scrubber Tower Headers Replacement; the MO3 and MO9 Fuel Batch Blending; and the MO9 Sanitary Sewage Plant Replacement. | 2008-08-01 | 27983660 | 100
11855 | T2 | Luminant Generation Company LLC | Martin Lake Ses | 8850 FM 2658 N | Tatum | TX | 75691 | Rusk | CN603256413 | RN102583093 | ML1: Pump Motors A & B Module Replacement; Windbox & Burner Panel Replacement; Economizer Ash Transport System; Furnace Soot Blowing Equipment Replacement; Water Cannon Replacement; Mercury Compliance Monitoring Equipment; Boiler Area Drainage & Trench Drainage; Dewatering Bins Overflow Piping Replacement. ML2: Pump Motors A & B Module Replacement; Alloy Bowls A & B Module Replacement; Economizer Ash Transport System; Oil Guns Instrumentation; Windbox & Burner Panel Project; Furnace Soot Blowing Equipment Replacement; Draft Equipment Expansion Joint Replacement; Water Cannon Replacement; Boiler Area Drainage & Trench Drainage, Dewatering Bins Overflow Piping Replacement. ML3: SO2 Motor Replacement; 3B Fly Ash Transport System; Economizer Ash Transport System; Windbox & Burner Panel Replacement Project; Oil Guns Installation; Furnace Soot Blowing Equipment Replacement; Water Cannon Replacement; Boiler Area Drainage. ML9: Fly Ash Silo Unloader Replacements; Station Sump Pump Replacement; Soot Blowing Air Compressors Drainage System Installation; Clinker TAZ Machine; Oil Storage Building Installation. | A positive use determination of 100% for the Windbox Replacement; Economizer Ash Transport System; Furnace Soot Blowing Equipment Replacement; Water Cannon Replacement; Mercury Compliance Monitoring Equipment; Boiler Area Drainage & Trench Drainage; Dewatering Bins Overflow Piping Replacement. ML2: Pump Motors A & B Module Replacement; Alloy Bowls A & B Module Replacement; Economizer Ash Transport System; Oil Guns Instrumentation; Windbox Replacement Project; Furnace Soot Blowing Equipment Replacement; Draft Equipment Expansion Joint Replacement; Water Cannon Replacement; Boiler Area Drainage & Trench Drainage, Dewatering Bins Overflow Piping Replacement. ML3: SO2 Monitor Replacement; 3B Fly Ash Transport System; Economizer Ash Transport System; Windbox Replacement Project; Oil Guns Installation; Water Cannon Replacement; Boiler Area Drainage. ML9: Fly Ash Silo Unloader Replacements; Station Sump Pump Replacement; Soot Blowing Air Compressors Drainage System Installation; Clinker TAZ Machine; Oil Storage Building Installation. | 2008-08-01 | 60053788 | 100
11856 | T2 | Big Brown Power Company, LLC | Big Brown Steam Electric Station | #2 FM Road 2570 | Fairfield | TX | 75840 | Freestone | CN603263872 | R101198059 | BB1: Additional Long Retracts; Precipitator NUVA Feeder Replacement; Boiler Soot Blower Control System Installation. BB9: Auxiliary Boiler NCMS; Purchase Baghouse Opacity Monitor; Dust Control Transfer Chutes Upgrade; Lignite Retention Pond Pump Motor Rewind. | A positive use determination of 100% for the BB1: Additional Long Retracts; the Precipitator NUVA Feeder Replacement; the Boiler Soot Blower Control System Installation; the BB9: Auxiliary Boiler NCMS; the Purchase of the Baghouse Opacity Monitor; the Dust Control Transfer Chutes Upgrade; and the Lignite Retention Pond Pump Motor Rewind. | 2008-05-20 | 5595400 | 100
11857 | T2 | Hensley Industries | Hensley Industries | 2108 Joe Field Rd | Dallas | TX | 75229 | Dallas | CN600396493 | RN100689934 | Ecosorb Odor Reducing System Phase IV. Stack silencers, reduction cladding, insulated doors and building panels for noise reduction. | A positive use determination of 100% for the Ecosorb Odor Reducing System Phase IV. A Negative determination for the stack silencers, reduction cladding, insulated doors and building panels installed for noise reduction. The regulation listed for this equipment is not considered to be an environmental regulation under Section 11.31 of the Texas Tax Code. | 2008-05-22 | 156352.7 | 100
11858 | T1 | Hensley Industries | Hensley Industries | 2108 Joe Field Rd | Dallas | TX | 75229 | Dallas | CN600396493 | RN100689934 | D20 Pelletizer System For Furnace Dust. D30 Pelletizer System For Sand Baghouse Dusts. Mold Wash Drum Safety Cabinets. Alcohol Containment Systems, IBC Pallets. | A positive use determination of 100% for the D20 (asset #13330) and D30 Pelletizer Systems, the Mold Wash Drum Safety Cabinets, the Alcohol Containment Systems, and the IBC Pallets (asset #13339). | 2008-04-17 | 100241 | 100
11859 | T1 | Hensley Industries | New Target Foundry | 2108 Joe Field Rd | Dallas | TX | 75229 | Dallas | CN600396493 | RN100689934 | New Target Foundry: Sand Plant Bag House; Pouring & Cooling Bag House; Central Dust Vacuum System; Sand Plant, Pouring & Cooling Capture Hoods & Ducts; Mold Wash Overspray Capture Hood. | A positive use determination of 100% for the Sand Plant Bag House; Pouring & Cooling Bag House; Central Dust Vacuum System; Pouring & Cooling Capture Hoods & Ducts for the Sand Plant; and the Mold Wash Overspray Capture Hood. | 2008-04-14 | 1760981.1 | 100
11860 | T1 | Hensley Industries | Finishing Building | 2108 Joe Field Rd | Dallas | TX | 75229 | Dallas | CN600396493 | RN100689934 | Refurbished Baghouses B-10 with new bag filters. Installed new hood and duct work from the north arc wash station to Baghouses B-10 and B-16. Installed new ductwork from existing uncontrolled exhaust B-12 to Baghouse B-2. | A positive use determination of 100% for the new bag filters installed to Refurbished Bag House B-10; the new hood and duct work from north arc wash station to Bag Houses B-10 & B-16; and the new duct work from existing uncontrolled exhaust B-12 to Bag House B-2. | 2008-04-17 | 1600000 | 100
11861 | T1 | Deer Park Refining Limited Partnership | Shell Deer Park - Refinery | 5900 Hwy 225 | Deer Park | TX | 77536 | Harris | CN602641664 | RN100211879 | Project to upgrade the pump seals in HRVOC service at the Deer Park Refinery. | A positive use determination of 100% for the project to upgrade the pump seals for pumps in HRVOC service. | 2008-04-16 | 2400000 | 100
11862 | T1 | Deer Park Refining Limited Partnership | Shell Deer Park - Refinery | 5900 Hwy 225 | Deer Park | TX | 77536 | Harris | CN602641664 | RN100211879 | This project includes the installation of the second Selective Catalytic Reduction system on the heat recovery steam generator in Cogeneration Facility Unit 1 & 2. Equipment includes SCR Reactor & Catalyst; NH3 Vaporizer/Injection Skid; NH3 Storage System; NH3 Injection Grid; and Two NOx Analyzers. | A positive use determination of 100% for the second selective catalytic reduction system and associated equipment. | 2008-04-25 | 1600000 | 100
11863 | T1 | Deer Park Refining Limited Partnership | Shell Deer Park - Refinery | 5900 Hwy 225 | Deer Park | TX | 77536 | Harris | CN602641664 | RN100211879 | Installed Low NOx Burners on five furnaces. | A positive use determination of 100% for the Low NOx Burners installed in the five furnaces in Olefin's Plant No. 3. | 2008-04-17 | 4932000 | 100
11864 | T1 | Valero Refining Company - Texas | Valero Houston Refinery | 9701 Manchester | Houston | TX | 77012 | Harris | CN600127468 | RN105070981 | The following Projects: HRVOC Regulations (HO03-009): CEMS, Flow Meters, and pressure and temperature sensors were installed; Acid Neutralization Pit Replacement (HO002-45): pit, piping and junction boxes; SRU CEMS Analyzer Building (11028207): new building; WWTU Hydraulic (HO06-008): upgraded WWTP to process 1,500 gallons per minute; Product Storage Tank Roof Replacement: new external roofs for Tanks 226 & 225; QQQ Audit Compliance (HO07-085): plugs, gas trap, seal covers, and piping modifications.. | A positive use determination of 100% for the pollution control property installed as part of these projects: HRVOC Regulations (HO03-009): continuous emission monitors and flow meters were installed on Flares 30FL-1, 2, & 5 and cooling towers 27CWT-2, 27CWT-3, 23CWT-7 & 42CWT-10 and pressure and temperature sensors were installed on the flares and return water lines; Acid Neutralization Pit Replacement (HO002-45): replaced 300' of piping, 3 junction boxes, and acid waste neutralization pit; SRU CEMS Analyzer Building (11028208): constructed a building which will house the continuous emission monitoring equipment; Waste Water Treatment Unit Hydraulic (HO06-008: Update system by adding discharge piping from the secondary clarifier, FGS water discharge piping, spillback control on diversion pump PU-1546, Dissolved Air Flotation feed flow meter & control valve, storm water transfer pump, and 12"diameter discharge; Product Storage Tank Roof Replacement (HO04-047 & HO04-082): the new external seals installed as part of the installation of new external floating roofs in tanks 226 & 225; and the QQQ Audit Compliance (HO07-085): installed plugs in 7 process hub drains, gas traps in 26 catch basins and process hub drains, seals covers, and latches on 6 junction boxes, removed the piping connection between the sludge receiver sump & the API Separator, and rerouted one storm sewer line to the process sewer. | 2008-04-30 | 7395826 | 100
11865 | T1 | Diamond Shamrock Refining Company LP | Three Rivers Refinery | 301 Leroy St | Three Rivers | TX | 78071 | Live Oak | CN600135370 | RN100542802 | Refinery Compliance NSPS Sub QQQ: installed covers on 18 junction boxes & turn down piping & water seals on 42 catch basins. Crude Heater CEMS Analyzers: new CEMS installed on 100-H-1 & 100-H-2 Crude Feed Heaters. Storm Water Surge Tank #9: installed a new 75,000 gallon surge tank with an internal floating roof and oil skimmer. Benzene NESHAPS: installed covers on 5 tanks. Irrigation Facility Runoff Elimination: constructed earthen berms and 8 water detention ponds with liners, overflow weirs, pumps, and piping. WWT Plant Flare H2S Analyzer: monitors for H2S concentration. Sand Filters F-6801/F6802: installed two new filters. New Irrigation Pivot (#6): installed sprinkler, associate piping, new detention pond, and earthen berms. Low NOx Burner Replacement: replaced burners on 4 heaters. Injection Well Waste Water Disposal: constructed new well. | A positive use determination of 100% for the following projects: Refinery Compliance NSPS Sub QQQ: installed covers on 18 junction boxes & turn down piping & water seals on 42 catch basins; Crude Heater CEMS Analyzers: new CEMS installed on 100-H-1 & 100-H-2 Crude Feed Heaters; Storm Water Surge Tank #9: installed a new 75,000 gallon surge tank with an internal floating roof and oil skimmer; Benzene NESHAPS: installed covers on storm water surge tank (680-Tk-8), three DAF tanks at the WWTP, and Desalter Make-Up Drum (100-D-3), Irrigation Facility Runoff Elimination: constructed earthen berms and 8 water detention ponds with liners, overflow weirs, pumps, and piping; WWT Plant Flare H2S Analyzer: installed monitor for H2S concentration; Sand Filters F-6801/F6802: installed two new sand filters; New Irrigation Pivot Sprinkler (#6): installed sprinkler, associate piping, new detention pond, and earthen berms; Low NOx Burner Replacement: replaced burners on heaters H-13, H-1401, H-51, & H-80; and Injection Well Waste Water Disposal: consisting of drilling, installation, and commissioning. | 2008-04-25 | 24380934 | 100
11866 | T1 | Valero Refining Company - Texas | Texas City Refinery | 1301 Loop 197 S | Texas City | TX | 77590 | Galveston | CN600127468 | RN100238385 | Amine Reliability; Waste Water Treatment Improvement; FCC NOx Reduction; HRVOC Monitoring; Rapid HF Acid Dump Project; CEMS Installation Heaters H-18-23; Outfall Pumps; CEMS Installation Heater H-50; Low NOx Burners Heaters H-44 & H-34; and Low NOx Burners Heaters H-13, H-1401, H-51, and H-80. | A positive use determination of 100% for the Wastewater Treatment Improvement Project 20036472 consisting of new lift station pumps with variable speed drives, new 12 inch transfer line, two new covered API oil and water separators, API tank effluent and solids pumps, and associated piping and valves; the FCC NOx Reduction Project 20036471 consisting of a wet scrubbing system that includes reactor towers, ozone generators, and related support equipment; the HRVOC Monitoring Project 20031049 consisting of the installation of a VOC analyzer, flow meters, shelters, and fuel loops for flares 1, 2, 3, 4, and 5, installation of VOC analyzers and ultrasonic flow meters for cooling towers 1, 3, 5, and 6, and installation of one VOC analyzer each for cooling towers 4 and 8; CEMS for Heaters H18 and H23 Project 20028535: individual CEMS analyzers installed on Crude Feed Heaters H18 and H23; Outfall Pumps Project 20036960: two new pumps were added to clarifier recycle tank D621; CEMS for Heater H50 Project 20028724: CEMS analyzer was installed on Crude Feed Heater H50; the project to replace the burners on heaters H44 and H34 with Ultra Low NOx burners; and the project to replace the burners on heaters H13, H1401, H51 & H80 with Ultra Low NOx burners. The Applicant was informed that the Amine Reliability Project needed to be filed as a Tier III. The applicant did not follow through so this project is being withdrawn from consideration. The HF Acid Dump Project 20037961 has been withdrawn from consideration. The applicant was unable to provide sufficient information on which to base a determination. | 2009-03-19 | 59779881 | 100
11867 | T1 | Premcor Refining Group Inc | Port Arthur Refinery | 1801 S Gulfway Dr | Port Arthur | TX | 77640 | Jefferson | CN600127468 | RN102584026 | Relief Valves to Flares: installs a new steel platform over the top of the old GFU 241/242 control room to allow new vent piping to be routed and connected to Pressure Safety Valves which will be relocated to this platform for ease of maintenance. A new flare header along with supporting steel was installed to connect the GFU 241 flare header to the main flare header. | A positive use determination of 100% for the project to connect the relief valves to the flares. | 2008-04-16 | 6511144 | 100
11868 | T1 | Diamond Shamrock Refining Company LP | McKee Refinery | 6701 FM 119 | Sunray | TX | 79086 | Moore | CN600124861 | RN100210517 | Acid Plant SO2 Scrubber; Underground Flare Line; Waste Water Treatment Plant Vapor Recovery; Waste Water Trash Box; Asphalt Tank Vent Controls; Asphalt Spill Containment; HAZMAT Response Vehicle; H2S & Hydrocarbon Monitoring; Flare Accumulator Pumps; West Tank Farm Cathodic Protection; LDAR Equipment Replacement; Lift Station #7 Upgrade; and Flare Flow Meters. | A positive use determination of 100% for the Acid Plant SO2 Scrubber; Underground Flare Line; Waste Water Treatment Plant Vapor Recovery; Waste Water Trash Box; Asphalt Tank Vent Controls; Asphalt Spill Containment; HAZMAT Response Vehicle; H2S & Hydrocarbon Monitoring; Flare Accumulator Pumps; West Tank Farm Cathodic Protection; LDAR Equipment Replacement; Lift Station #7 Upgrade; and Flare Flow Meters. | 2008-03-25 | 14923742 | 100
11869 | T1 | Rio Nogales Power Project LP | Rio Nogales Generating Station | 711 Rio Nogales Dr | Seguin | TX | 78155 | Guadalupe | CN600129845 | RN100218742 | SCR System - HRSG Spool Piece/Spacer: | Withdrawn by applicant | 2008-05-08 | 150000 | 100
11870 | T1 | Tenaska Gateway Partners Ltd | Tenaska Gateway Generation Station | Sh 315, PO Box 697 | Mount Enterprise | TX | 75681 | Rusk | CN600790679 | RN101514214 | A contingency basin was constructed as a secondary control device. River Station Containment: concrete pad with curbing was installed at the bleach unloading area. Three rubber containment systems were installed in the chemical offloading area. Dry Low NOx Component Additions for turbines. | A positive use determination for 100% of the contingency basin, river station containment, 3 rubber containment systems and the dry low NOx combustion components. | 2008-04-16 | 2235000 | 100
11871 | T1 | Tenaska Frontier Partners Ltd | Tenaska Frontier Generation Stat | 17500 Hwy 30 | Shiro | TX | 77876 | Grimes | CN600135081 | RN100245539 | Storm Water Retention Pond: used to control rain water. Earthen Containment Berms: surround these chemical areas: Phosphoric Acid Tote Storage, De-mineralization Chemical Storage, and Fuel Gas Heater Storage. Dry Low NOx Component Additions: Dry Low NOx Combustion System for gas turbines. | A positive use determination for 100% of the storm water retention pond, earthen containment berms, and dry low NOx combustion system. | 2008-04-17 | 2034000 | 100
11872 | T1 | ISP Water Management Services LLC | Joint Waste Water Treatment Plant | 2701 Spur 136 | Port Neches | TX | 77651 | Jefferson | CN602496937 | RN103123220 | PurOx System in replacement of the existing surface aerators. New equipment consists of electrical substation, electrical cables, controls and control panels, oxygen transfer station and related piping, and oxygen injection units. | A positive use determination for 100% of the PurOx oxygen injection system. | 2008-04-18 | 600000 | 100
11873 | T1 | Napoleon Investments LLC | Napoleon Investments LLC | 29714 FM 2978 Rd | Magnolia | TX | 77354 | Montgomery | Insufficient Information | Insufficient Information | Installed two paint booths, one blast booth and a preparation room. | A positive use determination for 100% of the two paint booths and the preparation room and 50% for the blast booth. | 2008-04-18 | 966811.41 | 100
11874 | T1 | Altura Power LP | Twin Oaks Power Station | 13065 Plant Rd | Bremond | TX | 76629 | Robertson | CN601490311 | RN100226570 | Installed the MobotecUSA Rotating Over Fired Air (ROFA) and Rotating Ammonia Injection System (ROTAMix). | A positive use determination for 100% of the MobotecUSA rotating overfire air system and the rotating ammonia injection system. | 2008-04-14 | 4250000 | 100
11875 | T1 | Calabrian Corporation | Calabrian Corporation | 5500 Hwy 366 | Port Neches | TX | 77651 | Jefferson | CN600884829 | RN101645018 | Concrete pads were constructed to collect and divert storm water from molten sulfur unloading area at the Sulfur Dioxide Production Unit and the Sodium Metabisulfite Production Unit. | A positive use determination for 100% of the concrete pads for storm water diversion. | 2008-04-14 | 63454 | 100
11876 | T1 | Calabrian Corporation | Calabrian Corporation | 5500 Hwy 366 | Port Neches | TX | 77651 | Jefferson | CN600884829 | RN101645018 | A waste water filtration system was installed at the waste water treatment ponds. | A positive use determination of 100% for the Orival (Model ORG-040-LE-S) mechanical self cleaning waste water filtration system. | 2008-04-14 | 8105 | 100
11877 | T2 | Clayton Williams Energy Inc | Big Bill Simpson Plant | 10442 CR 225 | Buffalo | TX | 75831 | Leon | CN600414163 | Insufficient Information | Installed an Acid Gas Plant which is designed to treat sour gas. | Returned for failure to respond to a deficiency letter. | 2008-07-11 | 675000 | 100
11878 | T1 | Kw Industries Inc | Kw Industrial Blvd | 909 Industrial Blvd | Sugarland | TX | 77478 | Fort Bend | CN601395692 | RN100620061 | Installed a Wheelabrator Shot Blast Machine and Bag House Filtration System. Installed a Phosphate pretreatment online waste treatment equipment. Installed a self-contained powder booth and equipment. Installed a Con Vault 1000 gallon above ground diesel storage tank. | A positive use determination of 100% for the concrete vault constructed around the 1000 gallon diesel storage tank and a positive use determination of 100% for the incremental cost difference between the cost of the existing paint booth and the cost of the powder paint booth. A negative determination for the Wheelabrator Dust Collector and Phosphate Waste System. These item were taxable on January 1, 1994. The Texas Constitution sets the eligibility date as having not been taxable on or before 1/1/94. | 2008-04-25 | 196500 | 100
11879 | T1 | Delek Refining Ltd | Tyler Refinery | 425 Mcmurrey Dr | Tyler | TX | 75702 | Smith | CN602831232 | RN100222512 | Installing a vent gas scrubber to collect a number of sour gas streams from various locations at the refinery. The streams will be treated by an amine contactor system to remove H2S and then routed to the #2 flare. New equipment includes pumps, piping, knock out drum, amine contactor, and Continuous Emission Monitor. | A positive use determination of 100% for the pumps, piping, knock out drum, amine contactor, and Continuous Emission Monitor installed in order to reduce sulfur emissions from the #2 Flare. | 2008-06-09 | 933200 | 100
11880 | T1 | Baker Petrolite | Baker Petrolite Baypark | 13200 Bay Park Rd | Pasadena | TX | 77507 | Harris | CN600127195 | RN100223536 | The following projects: Installed insulation on T-263 and C-201 (H2S Scrubbers). Installed steam heat tracing on H2S Scrubber. Installed heat exchanger for H2S Scrubber. Installed controls and redundancy for Z-714 Vapor Combustor. | A positive use determination of 100% for the insulation installed on H2S Scrubbers T-263 and C-201, the steam heat tracing installed on the H2S Scrubber, the heat exchanger for the H2S Scrubber, and the controls and redundancy installed for the Z-714 Vapor Combustor. | 2008-04-25 | 189087 | 100
11881 | T1 | Mont Belvieu Caverns LLC | Mont Belvieu North Storage | 1027 FM 1942 | Mont Belvieu | TX | 77580 | Chambers | CN603211277 | RN102323268 | This project consists of one 4.0 million barrel HDPE double lined brine pond, instrumentation, pond piping, electrical substation and associated equipment. The current scope of the project includes the construction of one 35ft x 70ft concrete pump pit, and installation of one 600 hp transfer pump. Also included is 3,500' of 30" HDPE piping from the new pond to North Storage. | A negative determination for the equipment and installation costs of the Brine Storage Pond Project. This equipment is considered to be production equipment and not pollution control property. | 2008-05-20 | 23000000 | 100
11882 | T1 | Lyondell Chemical Company | Lyondell Channelview Plant | 2502 Sheldon Rd | Channelview | TX | 77530 | Harris | CN600344402 | RN100633650 | Purchased an infrared FLIR ThermaCam GasFind Camera for use in detecting gas leaks. | A positive use determination of 100% for the FLIR ThermaCam GasFind Camera. | 2008-04-18 | 114000 | 100
11883 | T1 | Lyondell Chemical Company | Lyondell Channelview Plant | 2502 Sheldon Rd | Channelview | TX | 77530 | Harris | CN600344402 | RN100633650 | Replaced continuous flare tips and pilots at the 1,4-Butanediol (BDO), Methyl Tertiary Butyl Ether (MTBE) and propylene (POSM) 1 Units. This will ensure compliance with air quality standards. | A positive use determination of 100% for the flare tips and pilots replaced at BDO, MTBE, and POSM 1 units. | 2008-04-18 | 1315000 | 100
11884 | T1 | Equistar Chemicals LP | Equistar Mont Belvieu | 11815 Highway 146 | Mont Belvieu | TX | 77580 | Chambers | insufficient Information | Insufficient Information | Replaces wiring to product injection and other pumps, relocating them from underground cable banks to above-ground cable trays to eliminate insect damage. | A negative determination. The property listed in this application does not qualify as pollution control property. | 1999-03-30 | 85000 | 100
11885 | T1 | Viridis Energy | Viridis Coastal Plains | 21000 State Route 6 | Alvin | TX | 77511 | Galveston | CN601281835 | RN102663085 | Gas Conditioning Skid: Piping system to collect air contaminants and remove moisture to be burned in control device. Tank system to collect gas an remove moisture to be burned in a control device. Gas Emission Analyzer for conditioning system. | Returned for failure to respond to a deficiency letter. | 2008-07-07 | 380000 | 100
11886 | T1 | Viridis Energy | Viridis Bluebonnet | 10050 Beaumont Hwy | Houston | TX | 77078 | Harris | CN601281835 | RN100891969 | Gas Conditioning Skid and Gas Emission Analyzer | Returned for failure to respond to a deficiency letter. | 2008-07-07 | 380000 | 100
11887 | T1 | Viridis Energy | Viridis Conroe | 2525 North Loop 336 E | Conroe | TX | 77301 | Montgomery | CN601281835 | RN103048435 | Gas Conditioning Skid and Gas Emission Analyzer | Returned for failure to respond to a deficiency letter. | 2008-07-07 | 380000 | 100
11888 | T1 | Viridis Energy | Viridis Security | 19248 Hwy 105 | Cleveland | TX | 77327 | Montgomery | CN601281835 | RN103771234 | Gas Conditioning Skid and Gas Emission Analyzer | Returned for failure to respond to a deficiency letter. | 2008-07-07 | 380000 | 100
11889 | T1 | Viridis Energy | Viridis Baytown | 4791 Tri-City Beach Rd | Baytown | TX | 77520 | Chambers | CN601281835 | RN102663085 | Gas Conditioning Skid and Gas Emission Analyzer | Returned for failure to respond to a deficiency letter. | 2008-07-07 | 380000 | 100
11890 | T1 | Viridis Energy | Viridis Atascosita | 3623 Wilson Rd | Humble | TX | 77396 | Harris | CN601281835 | RN100216142 | Gas Conditioning Skid and Gas Emission Analyzer and Temperature Spring Absorber. | Returned for failure to respond to a deficiency letter. | 2008-07-07 | 1466171 | 100
11891 | T1 | Millennium Petrochemicals Inc | Millennium La Porte | 1350 Miller Cut-Off Rd | La Porte | TX | 77571 | Harris | CN602625402 | RN100224450 | Installation of equipment and related instrumentation for required closed dome loading, consisting of overfill protection (automatic shut off valves), and enhanced leak/spill protection at loading racks, involving one VAM tank truck loading spot and 12 rail car loading spots. To ensure safe and environmentally sound loading operations, the modifications are required. The system will consist of a micro motion flow meter, automatic shut-off valve, control system, flexible loading arms with non drip couplings, independent overfill protection, and emergency system shut down switch. | A positive use determination of 100% for the following property which was installed or upgraded in order to facilitate closed dome loading: overfill protection (automatic shut off valves), enhanced leak/spill protection at loading racks involving one VAM tank truck loading spot and 12 rail car loading spots, a micro motion flow meter, automatic shut-off valve, control system, flexible loading arms with non drip couplings, independent overfill protection, and emergency system shut down switch. | 2008-05-21 | 1170000 | 100
11892 | T1 | Delek Refining Ltd | Tyler Refinery | 425 Mcmurrey Dr | Tyler | TX | 75702 | Smith | CN602831232 | RN100222512 | Installed a new tail gas incinerator and a sour water stripper as part of a 35 ton/day sulfur recovery unit. | A positive use determination of 100% for the Tail Gas Incinerator and the Sour Water Stripper. | 2008-04-25 | 6373918 | 100
11893 | T1 | Arkema Inc | Arkema Beaumont Plant | 2810 Gulf States Rd | Beaumont | TX | 77701 | Jefferson | CN600124044 | RN100216373 | Installed additional waste piping from the acrolein process unit to the thermal oxidizer. | A positive use determination of 100% for the additional waste piping which was installed between the acrolein process unit and the thermal oxidizer. | 2008-04-25 | 79120 | 100
11894 | T1 | Arkema Inc | Arkema Beaumont Plant | 2810 Gulf States Rd | Beaumont | TX | 77701 | Jefferson | CN600124044 | RN100216373 | Replaced the thermal oxidizer exhaust stack. | A positive use determination of 100% for the replacement stack for the thermal oxidizer. | 2008-04-25 | 368192 | 100
11895 | T1 | Dupont | Dupont Sabine River Works | 3055 FM 1006 | Orange | TX | 77630 | Orange | CN600128284 | RN100542711 | Units C, D & G (CDG) Miscellaneous Organic NESHAPS (MON) Compliance: Install large diameter duct work and booster blowers to transport dryer emissions and route them to an existing Regenerative Thermal Oxidizer. A nitrogen purge and educator collection system, which includes an additional packing cup on the compressor rod packing case, was installed to collect packing leaks on Unit D #3 Purge Compressor and C Unit #3 Make-up Compressor. | A positive use determination of 100% for the Units C, D & G (CDG) Miscellaneous Organic NESHAPS (MON) Compliance project which installed large diameter duct work and booster blowers to collect dryer emissions and route them to an existing Regenerative Thermal Oxidizer and the nitrogen purge and educator collection system, which includes an additional packing cup on the compressor rod packing case, was installed to collect packing leaks on Unit D #3 Purge Compressor and C Unit #3 Make-up Compressor. | 2008-04-14 | 3650000 | 100
11896 | T1 | Freescale Semiconductor Inc | Freescale Atmc | 3501 Ed Bluestein Blvd | Austin | TX | 78727 | Travis | CN602689218 | RN100843747 | Reclaim RO Phase II (1049587, 1050513, 1051930): Phase II of RO reclaim increased the capacity of the system by 100 gpm. Modifications on various wet hood tools in the factory, allowing water from these tools to be reclaimed, and adding UV carbon treatment to the RO system successfully increased the capacity of the system. | A positive use determination of 100% for the Phase II of the Reclaim Reverse Osmosis Project. | 2008-04-17 | 240053 | 100
11897 | T1 | Sfpp LP | El Paso Breakout Station | 11620 Railroad Dr | El Paso | TX | 79934 | El Paso | CN602684730 | RN104368030 | Two tanks installed with secondary seals and internal floating roofs. The seals and internal floating roofs will control the emission of VOCs from the tanks. | A positive use determination of 100% for the internal floating roofs and the secondary seals installed in the two new tanks. | 2008-05-21 | 662695 | 100
11898 | T1 | Holcim (US) Inc | Holcim (Texas) LP | 1800 Dove Lane | Midlothian | TX | 76065 | Ellis | CN601231459 | RN100219286 | The replacement of bags in a baghouse. The replacement of the Line 1 Main Baghouse Fan. The construction of the Line 2 Waste Bypass Baghouse Stack. The replacement of the Line 1 Scrubber Vessel. | A positive use determination of 100% for the project to replace the bags in the 422-BFI Baghouse; the project to replace the Main Baghouse Fan in 421-FN1; the construction of the L2 Bypass Baghouse Stack; and the replacement of the Line 1 Scrubber Vessel. | 2008-04-14 | 648079 | 100
11899 | T1 | Galperti Inc | Galperti Inc | 160 Southbelt Industrial | Houston | TX | 77047 | Harris | CN601724446 | RN103203378 | Paint booth system designed to prevent the release of paint particles into the air. | A positive use determination of 100% for the roll out media filters, hooded door system, overspray curtains, and additional docking. | 2008-08-06 | 306830 | 100
11900 | T1 | Valmont Industries | Valmont Industries | 2551 Valmont Dr | Brenham | TX | 77833 | Washington | CN602698755 | RN100634278 | Installed two new paint booths with filtration systems. | A positive use determination for 100% of the filtration system associated with the two new paint booths. | 2008-04-16 | 250000 | 100
11901 | T1 | Hilmar Cheese Company Inc | Hilmar Cheese Company Inc | 12400 Us Highway 385 | Dalhart | TX | 79022 | Dallam | CN602995342 | RN104968912 | Installed a large baghouse used to capture whey protein particulates from the process air stream. Installed a baghouse dust collector, dust hoods, and ductwork to capture fugitive dust from the bagging operation. Installed pumps, piping, and electrical controls used to distribute recycled wastewater. Constructed a wastewater treatment facility consisting of Anaerobic digestion equipment; Aerobic digestion equipment; Irrigation delivery system; Equalizer Tanks, sump & pipeline; Chemical Reclaim System; Biogas Flare & Scrubber; and Head Tank & Transfer System. | A positive use determination of 100% for the dust hoods, and ductwork installed to capture fugitive dust from the bagging operation; the pumps, piping, and electrical controls installed to distribute recycled wastewater; the wastewater treatment facility consisting of anaerobic digestion equipment, aerobic digestion equipment, irrigation delivery system; equalizer tanks: sump & pipeline; the chemical reclaim system; the Biogas Flare & Scrubber; and the Head Tank & Transfer System. | 2008-05-08 | 6769293 | 100
11902 | T1 | HCC Properties Ltd | HCC Properties Ltd | 12400 Us Highway 385 | Dalhart | TX | 79022 | Dallam | CN602995342 | RN104968912 | Environmental Paving: Primary access road, industrial road and primary parking area were paved. Wastewater Treatment Facility: constructed the process area holding ponds (three anaerobic digesters, two aerobic digesters, and the large recycled irrigation storage pond), installed a clay liner in all ponds, installed interconnecting piping, installed fencing around the wastewater treatment facility. | A positive use determination of 100% for the waste water treatment facility consisting of three anaerobic digesters, two aerobic digesters, a large recycled irrigation storage pond, clay liners installed in all ponds, interconnecting piping, and the fencing. A positive use determination of 100% for the industrial roadway which surrounds the plant. A negative determination for the paving of the plant access road and the parking lot. Both of these items are excluded from consideration by the definition of item M-8 on the Equipment and Categories List. | 2008-05-08 | 5085424 | 100
11903 | T1 | Freescale Semiconductor Inc | Freescale Oak Hill Fab | 6501 William Canon Dr W | Austin | TX | 78735 | Travis | CN602689218 | RN102752763 | Chiller Heat Recovery. | Withdrawn by applicant | 2008-09-26 | 123846 | 100
11904 | T1 | Houston Refining LP | Houston Refining | 12000 Lawndale | Houston | TX | 77012 | Harris | CN601313083 | RN100218130 | CO Incinerator with Flue Gas Ductwork for the fluid catalytic cracking unit (FCCU) regenerator exhaust. | A positive use determination for 100% of the thermal oxidizer and flue gas ductwork. | 2008-05-22 | 15712373 | 100
11905 | T3 | Delek Refining Ltd | Delek Refining Ltd Tyler | 425 Mcmurrey Dr | Tyler | TX | 75702 | Smith | CN602831232 | RN100222512 | The refinery installed a Claus unit as part of a 35 ton/day sulfur recovery unit. This application is solely for the Claus unit. | A positive use determination for 72.7% of a Claus unit that is associated with a 35 ton/day sulfur recovery unit. | 2008-08-06 | 11879979 | 100
11906 | T1 | Kaneka Texas Corporation | Kaneka - Pasadena Plant | 6161 Underwood Rd | Pasadena | TX | 77507 | Harris | CN604059352 | RN100218841 | Boiler 5 pollution control items: 9ppm Low NOx Burner, PLC Computer, Two oxygen analyzers, Flue Gas Recycle Duct, CEMs Analyzer System. Regenerative thermal oxidizer items: mist eliminator, duct burner, particulate filter, RTO chamber, thermal oxidizer, and support equipment. | A positive use determination for 100% of the boiler 5 items which includes the cost difference between the low NOx burners and the previous burners. Also a positive use determination for 100% of the thermal oxidizer project. | 2008-04-14 | 4284351 | 100
11907 | T1 | Bastrop Energy Partners LP | Bastrop Generation Plant | 125 Old Bastrop Rd | Cedar Creek | TX | 78612 | Bastrop | CN600615470 | RN101056851 | Due to erosion damage, wall repairs were made to restore the integrity of the run-off pond in 2007. In addition the topography of the pond was improved. The GE combustion turbines include a proprietary Dry Low-NOx 2.6 Combustion System. The additional components include fuel nozzle assemblies, flame detectors, O2 and CO sensors, and other various components of the Dry Low-NOx burner system. | A positive use determination for 100% of the run-off pond repairs and a dry low NOx combustion system. | 2008-04-14 | 5684058 | 100
11908 | T1 | Frontera Generation Ltp | Frontera Generation Plant | 320 S Goodwin Rd | Mission | TX | 78572 | Hidalgo | CN601235534 | RN102344645 | Chemical resistant epoxy coating for sulfuric acid containment pits. The GE combustion turbines include a proprietary Dry Low-NOx 2.6 Combustion System for the GE combustion turbines that include fuel nozzle assemblies, flame detectors, O2 and CO sensors, and other various components of the Dry Low-NOx burner system. | A positive use determination for 100% of the epoxy coating for the sulfuric acid containment pits and the dry low NOx combustion system. | 2008-05-29 | 5037444 | 100
11909 | T1 | Paris Generating LP | Paris Generation Plant | 301 Lake Crook Rd | Paris | TX | 75460 | Lamar | CN603039223 | RN100216555 | Two new continuous emission monitoring systems (CEMS) for each of the Heat Recovery Steam Generators (HRSG) Stacks to monitor for NOx. Includes a 480V electric power feed for each system and new fiber optic cables. | A positive use determination for 100% of two Continuous Emission Monitoring Systems for the Heat Recovery Steam Generator stacks and for a 480 Volt electric power feed and fiber optic cables for each monitor. | 2008-04-14 | 380000 | 100
11910 | T1 | Capitol Aggregates Ltd | Capitol Cement Division | 11551 Nacogdoches Rd | San Antonio | TX | 78217 | Bexar | CN602272114 | RN103756656 | Installed a Selective Non-Catalytic Reduction System in order to reduce NOx emissions. The system consists of a storage tank, piping, pumps, injection nozzles and a control system. | A positive use determination of 100% for the selective non-catalytic reduction system. | 2008-04-14 | 1136360 | 100
11911 | T1 | AES Deepwater Inc | AES Deepwater | 701 Light Company Rd | Pasadena | TX | 77506 | Harris | CN600128847 | RN100216837 | In order to meet the Houston Area SIP for NOx the following equipment was installed: Low NOx Burners, Selective Catalytic Reduction System, Upgrades to the Electrostatic Precipitator, and Upgrades to the Flyash Systems controls and handling equipment. | A positive use determination of 100% for the Selective Catalytic Reduction System, the upgrades to the Electrostatic Precipitator, and the upgrades to the Flyash Systems controls and handling equipment. A positive use determination of 100% for the incremental cost difference between the previously used burners and the newly installed burners. | 2008-05-23 | 21915950 | 100
11912 | T1 | Altura Cogen LLC | Altura Cogen LLC | 2330 Sheldon Rd | Channelview | TX | 77532 | Harris | CN603473067 | RN100210863 | Power Systems Manufacturing Low Emissions Combustion System consisting of fuel nozzle assemblies, combustion liners, combustion flow sleeves, and transition pieces. | A positive use determination for 100% of the low emissions combustion system, consisting of fuel nozzle assemblies, combustion liners, combustion flow sleeves, and transition pieces. | 2008-06-03 | 1655000 | 100
11913 | T1 | Stolthaven (Houston) Inc | Stolthaven | 15630 Jacintoport Blvd | Houston | TX | 77015 | Harris | CN600124820 | RN100210475 | Installed internal floating roofs and secondary seals in tanks A12-6, B30-4, EQ02, Q30-13 & Q30-14. Constructed a storm water drainage system for tanks and chemical sewer system. Paving (3,059 sq ft), concrete work and site preparation of storm water collection and containment. | A positive use determination of 100% for the internal floating roofs and secondary seals installed in tanks A12-6, B30-4, EQ02, Q30-13 & Q30-14; the storm water drainage system for tanks and chemical sewer system which was constructed; and the 3,059 sq ft of paving, concrete work and site preparation for storm water collection and containment. | 2008-05-20 | 543381 | 100
11914 | T4 | Tenaska Gateway Partners, Ltd. | Tenaska Gateway Generation Station | Sh 315 | Mount Enterprise | TX | 75681 | Rusk | CN600790679 | RN101514214 | This facility has three combustion turbine generators coupled with three thermally efficient heat recovery steam generators (HRSGs). This application is a Tier IV application seeking a partial use determination for the three HRSGs and the enhanced steam turbines. | The following positive use determination was issued on 5/1/2008: A positive use determination of 100% pollution control for the Heat Recovery Steam Generators. A negative determination is issued for the steam turbine. The use of the steam turbine does not provide an environmental benefit at the site and is not considered to be pollution control equipment. The determination was appealed on 5/19/2008. The application was remanded to the executive director for further review on 6/29/2012. The following negative determination was issued on 7/10/2012: Heat recovery steam generators are used solely for production and, therefore, are not eligible for a positive use determination. | 2014-09-24 | 48038346 | 100
11915 | T4 | Tenaska Frontier Partners Ltd | Tenaska Frontier Generation Stat | 17500 Hwy 30 | Shiro | TX | 77876 | Grimes | CN600135081 | RN100245539 | This facility has three combustion turbine generators coupled with three thermally efficient heat recovery steam generators (HRSGs). This application is a Tier IV application seeking a partial use determination for the three HRSGs and the enhanced steam turbines. To generate the equivalent amount of power using combustion turbines they would have needed to install a Selective Catalytic Reduction System. The application requests a partial determination. | A positive use determination of 100% for the three Heat Recovery Steam Generators. A negative determination is issued for the steam turbine. The use of the steam turbine does not provide an environmental benefit at the site. The steam turbine is not considered to be pollution control equipment. | 2008-05-01 | 55180797 | 100
11916 | T4 | FPLE Forney LP | FPLE Forney Power Plant | 900 W Broad St | Forney | TX | 75126 | Kaufman | CN603392911 | RN100213420 | This facility has six thermally efficient heat recovery steam generators (HRSGs) and two enhanced steam turbine. This application is a Tier IV application seeking a partial use determination for the HRSGs and the enhanced steam turbines. | A positive use determination of 100% for the six Heat Recovery Steam Generators. A negative determination is issued for the steam turbine. The use of the steam turbine does not provide an environmental benefit at the site. The steam turbine is not considered to be pollution control equipment. | 2008-05-01 | 129888649 | 100
11917 | T4 | Lamar Power Partners | Fple Paris Power Plant | Hwy 137 1 Mi S of 286 | Paris | TX | 75461 | Lamar | CN600129969 | RN100218882 | This facility has four thermally efficient heat recovery steam generators (HRSGs) and two enhanced steam turbine. This application is a Tier IV application seeking a partial use determination for the HRSGs and the enhanced steam turbines. | A positive use determination of 100%for the four Heat Recovery Steam Generators. A negative determination is issued for the steam turbine. The use of the steam turbine does not provide an environmental benefit at the site. The steam turbine is not considered to be pollution control equipment. | 2008-05-01 | 69950017 | 100
11918 | T1 | Rio Grande Valley Sugar Growers Inc | Rio Grande Valley Sugar - Plant | 2.4 Mi W Off Hwy 107 | Santa Rosa | TX | 78593 | Hidalgo | CN600505630 | RN100825405 | The following projects: Modular Electrostatic Precipitator, Cyclone Dust Collector, Over Fire Air System, Low-NOx Burners, and Ash Handling System. | A positive use determination for 100% of the electrostatic precipitator, cyclone dust collector, overfire air system, ash handling system, and the cost difference between the low NOx burners and the old burners. | 2008-04-14 | 2597233 | 100
11919 | T1 | Diamond Shamrock Leasing | Valero Energy North Campus | One Valero Way | San Antonio | TX | 78249 | Bexar | CN600881148 | RN104878475 | Constructed two storm water detention ponds using a total land area of 16,770 square feet. Installed an irrigation system which uses cooling tower blow down. | A positive use determination for 100% of the storm water detention pond and the irrigation system using reclaimed water. | 2008-05-29 | 874500 | 100
11920 | T1 | Sunoco Partners Marketing & Terminals | Nederland Marine Terminal | Hwy 347 N | Nederland | TX | 77627 | Jefferson | CN601403199 | RN100214626 | Installed four new 600,000 barrel floating roofs for tank numbers 1558, 1559, 1560, and 1561. Property includes levees, floating roofs, tank seals, leg seals, gauge pole seals and secondary bottom containment, and miscellaneous ancillary and functionally related equipment, as applicable. | A positive use determination for 100% of the following equipment associated with storage tank numbers 1558, 1559, 1560, and 1561: levees, tank seals, leg seals, gauge pole seals and secondary bottom containment, and miscellaneous ancillary and functionally related equipment. The floating roofs are withdrawn from this determination and will be submitted as a separate Tier III application. | 2008-06-24 | 9088000 | 100
11921 | T4 | Rio Nogales Power Project LP | Rio Nogales Power Project | 711 Rio Nogales Dr | Seguin | TX | 78155 | Guadalupe | CN600129845 | RN100218742 | This facility has three combustion turbine generators coupled with three thermally efficient heat recovery steam generators (HRSGs) and one steam turbine. This application is a Tier IV application seeking a partial use determination for the three HRSGs and the enhanced steam turbines. | A positive use determination of 100% for the three Heat Recovery Steam Generators. A negative determination is issued for the steam turbine. The use of the steam turbine does not provide an environmental benefit at the site. The steam turbine is not considered to be pollution control equipment. | 2008-05-01 | 55819209 | 100
11922 | T1 | Molded Fiberglass Co Texas/LP | Molded Fiberglass Co Texas/LP | 3333 North I-35 | Gainesville | TX | 76240 | Cooke | CN600127005 | RN100213735 | Installed a new paint booth. | A positive use determination for 100% of the pollution control equipment for a new paint booth. | 2008-08-06 | 543268 | 100
11923 | T1 | Kirby Inland Marine LP | Kirby Inland Marine, LP | 18350 Market Street | Channelview | TX | 77530 | Harris | CN600611206 | RN103786240 | Installed vapor control equipment and overfill protection on barges. Purchased barges with double hulls. | A positive use determination for 100% of the vapor control and overfill protection on the barges and for 30% of the double-hulled barges. | 2008-05-22 | 39565273 | 100
11924 | T1 | Canal Barge Company Inc | Canal Barge Company Inc | 1801 Engineers Rd. | Belle Chasse | LA | 70037 | Harris | CN605190974 | RN109628578 | Installed vapor control equipment and overfill protection on barges. Purchased barges with double hulls. | A positive use determination for 100% of the vapor control and overfill protection on the barges and for 30% of the double-hulled barges. Only the barges that are owned by Canal Barge are eligible for a positive determination. The leased barges are given a negative determination. | 2008-06-27 | 8471393 | 100
11925 | T2 | Navasota Wharton Energy Partners LP | Colorado Bend | 3821 S State Hwy 60 | Wharton | TX | 77488 | Wharton | CN603806928 | RN104772538 | 1 & 13: Demisters. 2 & 14: CEMS. 3 & 15: SCRs. 16: Steam Injection. 4 & 17: New stacks for HRSGs. 5 & 18: New stack for auxiliary boiler. 6 & 19: Boiler Blowdown (water recycling). 7 & 20: Oil/Water Separators. 8 & 21: Dielectric Coatings. 9 & 22: Secondary containment for generator step-up transformers. 10 & 23: Secondary containment for chemical and oil waste. 26 & 27: Secondary containment for combustion turbines. Tier II items: 11 & 24: Dry Low NOx Combustion Systems. | A positive use determination of 100% for the Demisters, Continuous Emission Monitors, Selective Catalytic Reduction System, the water steam injection system, the boiler blowdown water recycling system, the oil/water separators, the dielectric coatings, the secondary containment and the Dry Low NOx Combustion System excluding the Low NOx Burners. A positive use determination of 100% of the incremental cost difference between the stack height required for production purposes and the stack height required for pollution control purposes for the new stacks for the HRSGs and the auxiliary boiler. | 2008-08-01 | 43923581 | 100
11926 | T4 | Navasota Wharton Energy Partners, LP | Colorado Bend Facility | 3821 South State Hwy 60 | Wharton | TX | 77488 | Wharton | CN603806928 | RN104772538 | This facility has four thermally efficient heat recovery steam generators (HRSGs) and two steam turbines. This application is a Tier IV application seeking a partial use determination for the HRSGs and the enhanced steam turbines. | The following positive use determination was issued on 5/1/2008: A positive use determination of 100% pollution control for the Heat Recovery Steam Generators. A negative determination is issued for the steam turbine. The use of the steam turbine does not provide an environmental benefit at the site and is not considered to be pollution control equipment. The determination was appealed on 5/19/2008. The application was remanded to the executive director for further review on 6/29/2012. The following negative determination was issued on 7/10/2012: Heat recovery steam generators including the condenser and ancillary pump system are used solely for production and, therefore, are not eligible for a positive use determination. | 2014-09-24 | 89040636 | 100
11927 | T4 | Navasota Odessa Energy Partners LP | Quail Run | 2950 E Interstate 20 | Odessa | TX | 79766 | Ector | CN603018771 | RN105008999 | This facility has four thermally efficient heat recovery steam generators (HRSGs) and two steam turbines. This application is a Tier IV application seeking a partial use determination for the HRSGs and the enhanced steam turbines. | A positive use determination of 100% for the four Heat Recovery Steam Generators. A negative determination is issued for the steam turbine. The use of the steam turbine does not provide an environmental benefit at the site. The steam turbine is not considered to be pollution control equipment. | 2008-05-01 | 76153474 | 100
11928 | T2 | Navasota Odessa Energy Partners LP | Quail Run | 2950 E Interstate 20 | Odessa | TX | 79766 | Ector | CN603018771 | RN105008999 | 1 & 19: Demisters. 2 & 20: CEMS. 3 & 21: SCRs. 4 & 22: Steam Injection. 5 & 23: New stacks for HRSGs. 6 & 24: New stacks for auxiliary boiler. 7. Sumps, pumps, piping for wastewater control. 8 & 26: Boiler Blowdown (water recycling). 9. Wastewater treatment facilities. 10. Evaporation Pond. 11 & 27: Oil/Water Separators. 12: Wastewater monitors. 13: Wastewater building. 14 & 28 Dielectric Coatings. 15 & 29. Secondary containment for generator step-up transformers. 16 & 30 Secondary containment chemical and oil waste. 33 & 34 Secondary containment for combustion turbines. 25: Wastewater clarifier. Tier II items: 17 & 31 Dry Low NOx Combustion Systems. | A positive use determination of 100% for the demisters, the Continuous Emission Monitoring Systems, the Selective Catalytic Reduction Systems, the water/steam injection, the sumps, pumps, piping for wastewater control, the boiler blowdown (water recycling), the wastewater treatment facilities, the Evaporation Pond, the Oil/Water Separators, the wastewater monitors, the wastewater building, the Dielectric Coatings, the secondary containment, the wastewater clarifier, and the Dry Low NOx Combustion Systems excluding the Low NOx Burners. A positive use determination of 100% of the incremental cost difference between the stack height required for production purposes and the stack height required for pollution control purposes for the new stacks for the HRSGs and the auxiliary boiler. | 2008-08-01 | 53388491 | 100
11929 | T1 | Rowan Drilling Company Inc | Rowan Drilling Rig #67 | Robertson County |  | TX |  | Robertson | CN603315433 | Insufficent Information | Four Caterpillar Low NOx Engines. MUD Recycling Unit consisting of Shaker Units, Desander, Desilter, and Degreaser. Surface Blowout Preventer. | A positive use determination of 100% for the Shaker Units, Desander, Desilter, and Degreaser tanks and the Surface Blowout Preventer. A positive us determination of 20% for the 4 Caterpillar Low NOx Engines. | 2008-06-09 | 2534892 | 100
11930 | T1 | Rowan Drilling Company Inc | Rowan Drilling Rig #77 | Robertson County |  | TX |  | Robertson | CN603315433 | Insufficent Information | Four Caterpillar Low NOx Engines. Shaker Units, Desander, Desilter, and Degreaser. Surface Blowout Preventer. | A positive use determination of 100% for the Shaker Units, Desander, Desilter, and Degreaser tanks and the Surface Blowout Preventer. A positive us determination of 20% for the 4 Caterpillar Low NOx Engines. | 2008-06-09 | 2534892 | 100
11931 | T1 | Buffalo Marine Service Inc | Buffalo Marine | 8201 E Erath St | Houston | TX | 77012 | Harris | CN600307524 | RN100597723 | Barges 407, 408, 802, and 803 were constructed with double hulls and overfill protection equipment. This includes overfill sensors, overfill alarms, spill containment rails, drip pans, gauges (liquid level, stick, and pressure), sight glasses, and zinc tank coatings. | A positive use determination for 100% of the vapor control and overfill protection on the barges and for 30% of the double-hulled barges. | 2008-06-09 | 4217219 | 100
11932 | T3 | Teppco Crude Oil Pipeline LP | Katy Station | 6000 FM 1463 | Katy | TX | 77494 | Fort Bend | Insufficient Information | Insufficient Information | Project to construct a 180,000 barrel crude storage tank. Pollution control items consist of Automatic Tank Gauging, Berms, Groundwater Intercept System -- claymax liner, Cathodic Protection Ground Bed Station, Deep Well Anodes, Observation Monitoring Wells, Inorganic Zinc Primer, Roll-Off Waste Bins, Stormwater Drainage System, and External Floating Roof with Rim Mounted Secondary Seals. | A positive use determination of 100% for the Automatic Tank Gauging, Berms, Claymax Liner, Cathodic Protection Ground Bed Station, Deep Well Anodes, Observation Monitoring Wells, Stormwater Drainage System, the Inorganic Zinc Primer, and the External Floating Roof with Rim Mounted Secondary Seals. | 2009-02-24 | 1906600 | 100
11933 | T1 | Teppco Crude Oil Pipeline LP | Midland Tank Farm | 4500 E Hwy 80 | Midland | TX | 79706 | Midland | Insufficient Information | Insufficient Information | Various items consisting of berms, claymax liner, external floating roof and secondary seals were constructed as part of a newly constructed 180,000 barrel tank. | Withdrawn by applicant | 2008-08-12 | 1531600 | 100
11934 | T1 | American Acryl LP | American Acryl LP | 12100 Port Rd | Pasadena | TX | 77507 | Harris | CN600731756 | No Regulated Entity at this Location | Installed replacement valves and flow-meters on its liquid waste tank. The inside of the tanks was relined. | A positive use determination of 100% for the replacement valves, flow meters and the relining of the liquid waste tank. | 2008-06-03 | 298089 | 100
11935 | T1 | American Acryl LP | American Acryl LP | 12100 Port Rd | Pasadena | TX | 77507 | Harris | CN600731756 | No Regulated Entity at this Location | Installed continuous emission monitors (CEMS) on its thermal oxidizer. | A positive use determination of 100% for the continuous emission monitoring system installed on the thermal oxidizer. | 2008-05-29 | 53043 | 100
11936 | T1 | General American Transportation Corp | Gatx | Hwy 79 W | Hearbe | TX | 77859 | Robertson | CN600510770 | RN105446751 | Constructed an enclosed paint booth (18' x 21' x 80' Col-Met). | A positive use determination of 100% for the incremental cost difference between the new paint booth and the replaced paint booth. The applicant is responsible for providing cost data to the appraisal district. | 2008-05-29 | 94349 | 100
11937 | T1 | Freescale Semiconductor Inc | Freescale Oak Hill Fab | 6501 William Canon Dr W | Austin | TX | 78735 | Travis | CN602689218 | RN102752763 | Oak Hill Process Exhaust System Scrubber (1046210, 1045661) is a vertical counter current acid scrubber. PEV Upgrades (1023892) new exhaust piping and several fans were added to existing system. D22ANITR/D09CNITR Scrubbers (1006466.5, 1020982.5) point of use scrubbers installed on two nitride furnaces. TEOS Scrubber (1041705.4, 1041705.5, 1041705.7) Tetraethylorthosilicate scrubber installed in MOS 11. ECP Reverse Osmosis Reclaim (1044486) RO reclaim water and various wastewater streams were piped over to the ECP Cooling Towers. D06EPI VOC Abatement (1015295.1) the removal system consists of a gas fired heater scrubber which removes VOCs from two diffusion tools. | A positive use determination for 100% of the PES scrubber, PEV upgrades, CNITR scrubbers, TEOS scrubber, RO reclaim, and VOC abatement. | 2008-06-09 | 1749302 | 100
11938 | T1 | Sequa Corp. Precoat Metals Div. | Precoat Metals | 16402 Jacintoport Blvd | Houston | TX | 77015 | Harris | CN602858490 | RN100217926 | Waste Water Treatment Upgrade: Installed a Programmable Logic Controller to control the waste water treatment functions. | A positive use determination for 100% of the programmable logic controller used in wastewater treatment. | 2008-08-19 | 37938 | 100
11939 | T1 | Stmicroelectronics Inc | St Carrollton | 1310 Electronics Dr | Carrollton | TX | 75006 | Dallas | CN600358881 | RN100649011 | The following equipment: Point of Use Scrubbers, Fugitive Emission Leak Checkers, Infrastructure Upgrades, Toxic Gas Detection System, Industrial Wastewater Treatment Plant Upgrade, Scrubber Yard Construction, Double Containment Chemical Piping, VOC Thermal Oxidizer, and Support Equipment including Chillers & Vacuum Pumps. | A positive use determination for 100% of the Point of Use Scrubbers, Fugitive Emission Leak Checkers, Toxic Gas Detection System, Industrial Wastewater Treatment Plant Upgrade, Scrubber Yard Construction, incremental cost difference between the Double Walled Chemical Piping and single walled piping, and VOC Thermal Oxidizer. The Infrastructure Upgrades, Chillers, and Vacuum Pumps are withdrawn from the application by the applicant. | 2008-06-27 | 24742000 | 100
11940 | T1 | Akzo Nobel Polymer Chemicals LLC | Akzo Noble Polymer Plant | Bay Park Road | Pasadena | TX | 77536 | Harris | CN600125496 | RN104262704 | Building C Dike, Tanker Secondary Containment, MEKP Process Breezeway, Cell & Control System. | A positive use determination for 100% of the Building C dike, tanker secondary containment, and MEKP process breezeway. A negative determination for the control system which is used for process operation. | 2008-06-03 | 560889 | 100
11941 | T1 | Akzo Nobel Polymer Chemicals LLC | Akzo Noble Polymer Plant | Bay Park Road | Pasadena | TX | 77536 | Harris | CN600125488 | RN104262704 | MPP Exhaust fan P1210 for vent gas control. | A positive use determination for 100% of the MPP exhaust fan P1210. | 2008-06-09 | 65067 | 100
11942 | T4 | Odessa-Ector Power Partners | Odessa-Ector Power Partners | 2200 E I-20 Service Rd S | Odessa | TX | 79766 | Ector | CN602798365 | RN100223882 | This facility has four combustion turbine generators coupled with four thermally efficient heat recovery steam generators (HRSGs) and one steam turbine. This application is a Tier IV application seeking a partial use determination for the HRSGs and the enhanced steam turbines. | A positive use determination of 100% for the four Heat Recovery Steam Generators. A negative determination is issued for the steam turbine. The use of the steam turbine does not provide an environmental benefit at the site. The steam turbine is not considered to be pollution control equipment. | 2008-05-01 | 119556705 | 100
11943 | T4 | Guadalupe Power Partners LP | Guadalupe Power Partners | 5740 Weil Rd | Marion | TX | 78124 | Guadalupe | CN600132120 | RN100225820 | This facility has four combustion turbine generators coupled with four thermally efficient heat recovery steam generators (HRSGs) and one steam turbine. This application is a Tier IV application seeking a partial use determination for the HRSGs and the enhanced steam turbines. | A positive use determination of 100% for the four Heat Recovery Steam Generators. A negative determination is issued for the steam turbine. The use of the steam turbine does not provide an environmental benefit at the site. The steam turbine is not considered to be pollution control equipment. | 2008-05-01 | 112508929 | 100
11944 | T1 | Akzo Nobel Polymer Chemicals LLC | Akzo Nobel Deer Park Site | 730 Battleground Rd | Deer Park | TX | 77536 | Harris | CN600125488 | RN102177391 | SPCC Drainage Improvement Project: property includes re-grading, earthen berms, and cub areas to improve drainage to permitted outfall. Also installed valves to isolate plant drainage system at eleven points. | A positive use determination for 100% of the SPCC Drainage Improvement Project. | 2008-06-09 | 105803 | 100
11945 | T1 | Akzo Nobel Polymer Chemicals LLC | Akzo Nobel Deer Park Site | 730 Battleground Rd | Deer Park | TX | 77536 | Harris | CN600125488 | RN102177391 | Installed piping to route emissions from T-670 to the flare. Construct parallel vent line from TEAL unit to the scrubber prior to the flare. Replaced Magnesium Alkyl (BEM) Settler Agitators and associated seals. | A positive use determination for 100% of the piping from T-670 to the flare, the parallel vent line from TEAL unit to scrubber, and the cost difference between the original and replacement seals on the magnesium alkyl agitators. A negative determination for the agitators which are production equipment and not on the ECL. | 2008-06-09 | 523315 | 100
11946 | T1 | Akzo Nobel Polymer Chemicals LLC | Akzo Nobel Deer Park Site | 730 Battleground Rd | Deer Park | TX | 77536 | Harris | CN600125488 | RN102177391 | T-1452, PAC Scale Tank in solvent recovery unit. Upgrade to tank farm vent system. | The PAC scale tank has previously been granted a positive determination and the tank farm vent system upgrade is not primarily pollution control. The application is being withdrawn by the applicant. | 2008-06-09 | 172837 | 100
11947 | T1 | Sartomer Inc C/O Ata | Sartomer Inc Goodyear Plant | 11455 Ih 10 | Beaumont | TX | 77705 | Jefferson | CN600590046 | RN104751169 | Replaced a flare tip, and associated equipment, which was malfunctioning. Constructed diking around the molten storage tank. Overhead Heat Exchanger. (Removed by applicant) | A positive use determination of 100% for the Flare Tip Replacement and associated equipment and the Molten Storage Tank Diking. | 2008-06-09 | 489832 | 100
11948 | T1 | Sanyo Chemical Texas Industries LLC | Sanyo Chemical | 10536 Bay Area Blvd | Pasadena | TX | 77507 | Harris | CN603312471 | RN105442149 | Two cyclone separators, two vent bag filters, conveyors and super sack uploader, two cyclone rotary valves, rotary valves, filter separator, dust collector, manual dump station hopper, sump tank, sump pump, filter press with hopper, waste water receiver, two waste water transfer pumps, waste water tank, and magnetic separator. | A positive use determination of 100% for the two vent bag filters, the two cyclone rotary valves, the rotary valves, the filter separator, the dust collector, the manual dump station hopper, the sump tank, the sump pump, the filter press with hopper, the waste water receiver, the two waste water transfer pumps, the waste water tank, and the magnetic separator. A negative determination for the two cyclone separators, the conveyors and super sack uploader. This property is considered to be production equipment and is not eligible for a positive use determination. | 2008-06-24 | 1393627 | 100
11949 | T1 | Hobas Pipe USA | Hobas Pipe Houston Plant | 1413 Richey Road | Houston | TX | 77073 | Harris | CN600127757 | RN102540812 | Slab and covering for new boiler. Dust collector for saw. Dust collector for fitting shop. Extension for oxidizer equipment and additional motor. Ductwork for oxidizer. Catalyst pumps. Chemical warehouse. Shed covering for diesel tank. | A positive use determination for 100% of the boiler slab and covering; the saw and fitting shop dust collectors; the extension equipment, motor, and ductwork for the thermal oxidizer; and the diesel tank covering. A negative determination for the catalyst pumps and chemical warehouse. | 2008-06-27 | 823896 | 100
11950 | T1 | Zeon Chemicals | Texas Plant | 11235 Choate Rd | Pasadena | TX | 77507 | Harris | CN600311260 | RN100601566 | 42 sq ft extension of process waste drainage trench around newly installed process equipment in the Dryer Building. Upgraded storm water valves which separate the plant rain water runoff system from the public storm water drainage system. Upgraded the hydrocarbon gas detection system which is used to identify hydrocarbon leaks throughout the process area. Installed an Oxygen Analyzer for detecting oxygen concentration in a distillation system which operates under a vacuum and positive pressure conditions. | A positive use determination of 100% for the 42 sq ft extension to the process waste water drainage ditch and the upgrade to the storm water valves. A negative determination for the upgrade to the gas detector system and the installation of the oxygen analyzer. These two items are considered to be safety equipment and not pollution control property. | 2008-04-25 | 135920 | 100
11951 | T3 | Goodyear Tire & Rubber Company | Goodyear Chemical Plant | 2000 Goodyear Dr | Houston | TX | 77017 | Harris | CN600616049 | RN100870898 | Purchased and installed Parallel Vacuum Condensers. C & D Flash Tank Environmental. Plant 2 BD Compressor Upgrade. | A positive use determination of 98% for the new flash tank piping. A positive use determination of 100% for the incremental cost difference between the cost of the new zero emission Plant 2 BD Compressor and the cost of a similar sized compressor without the zero emission capability. A negative use determination for the parallel vacuum condenser. | 2008-10-01 | 450337 | 100
11952 | T1 | Goodyear Tire & Rubber Company | Goodyear Chemical Plant | 2000 Goodyear Dr | Houston | TX | 77017 | Harris | CN600616049 | RN100870898 | Tradewaste Acid Tank used to control pH limits. API Separator and pH Control for maintaining pH limits. | A positive use determination for 100% of the tradewaste acid tank, API separator, and pH control. | 2008-06-03 | 60109 | 100
11953 | T1 | Alcoa Inc | Alcoa Texarkana | 300 Alumax Dr | Texarkana | TX | 75501 | Bowie | CN601543242 | RN100215250 | Low-NOx replacement burners in a sidewell melting furnace for pollution control purpose. Baghouse, blowers, and piping for the removal of particulate matter from two sidewell melting furnaces. | A positive use determination for 100% of the incremental cost difference between the low-NOx replacement burners and the old burners and 100% of the baghouse, blowers, and piping for two sidewall melting furnaces. | 2008-06-03 | 1533882 | 100
11954 | T1 | Alcoa Inc | Howmet Wichita Falls Casting | 6200 Central Fwy. N. | Wichita Falls | TX | 76305 | Wichita | CN601423452 | RN100638071 | Four Torit Dust Collectors, two AGFA SI Processors, and one X-Ray Film Processor. | A positive use determination for 100% of the four Torit dust collectors. The AGFA SI processors and x-ray film processor are withdrawn from the application. | 2008-08-06 | 229298 | 100
11955 | T1 | San Miguel Electric Cooperative Inc | San Miguel Power Plant | 6200 FM 3387 | Christine | TX | 78012 | Atascosa | CN600132278 | RN100226539 | 1. Site Drainage. 2. Upgrade dust suppression system. 3. Control and Optimize NOx & CO emissions. 4. Common duct replacement. 5. Scrubber outlet dust. 6. Replace A & D Scrubber inlet guillotine dampers. 7. Scrubber upgrades to meet CAIR. 8. Replace quencher to absorber cross-over. 9. Replace absorber tank bottoms. 10. Convert quencher divider wall to stainless. 11. Monitor ash levels in ESP Hoppers. 12. Upgrade vacuum filter drums and trough. | A positive use determination of 100% for the Site Drainage Improvement, the upgrade for the dust suppression system, the installation of the automatic operators to adjust the amount of air going through each over-fire air port, the common duct replacement, the upgrade to the scrubber outlet duct, the replacement of the A & D scrubber inlet guillotine dampers, the installation of the hi-chrome pumps for the scrubber, the replacement of the quencher to absorber cross-over with more suited material, the replacement of the absorber tank bottoms, the conversion of the quencher divider wall into stainless steel, the installation of the Smart Ash System, and the upgrade to the vacuum filter drums and trough. | 2008-06-03 | 6976284 | 100
11956 | T1 | McKinney LFG LLC | McKinney Landfill | 500 Old Mill Rd | Mckinney | TX | 75069 | Collin | CN603277302 | RN102289980 | A series of wells will be drilled into the landfill and connected via a piping system and routed to an installed flare that will destroy the methane produced from the landfill. | A positive use determination of 100% for the system installed to collect and the flare installed to destroy methane gas. | 2008-06-09 | 850000 | 100
11957 | T1 | Aristech Chemical Corporation | Aristech La Porte Plant | 8811 Strang Rd | La Porte | TX | 77501 | Harris | CN600132096 | RN102888328 | PK502-C Off Gas to Flare Gas Recovery System: Installed jumper pipe to tie off gas header from PK502-C to the B-Line's Flare Gas Recovery System. Upgrade Lower Explosive Limit Detectors at C-Line PND Control Room: Consisting of three new detectors and new controller. Atmospheric Pressure Safety Valve Monitoring Project: Pressure transmitters were installed on the vent gas streams correlating to PSV-2659, PSV-2663, PSV-4010, PSV-4011, PSV-8708. Off Gas Line Strainers: Four new strainers and one new check valve. C Line Flare Area Dikes and Drains to Z-1924-C Sump. Natural Gas Flow Control to B-Line Flare: installed a new control valve. | A positive use determination of 100% for the jumper pipe installed to tie the off gas header from PK502-C to the B-Line's Flare Gas Recovery System; the three new detectors and new controller installed for detecting the lower explosive limit at the new control room and the new pressurization scrubber; the pressure transmitters installed on the vent gas streams correlating to PSV-2659, PSV-2663, PSV-4010, PSV-4011, PSV-8708, the four Off Gas Line Strainers and the check valve; the C Line Flare Area Dikes and Drains to Z-1924-C Sump; and the new Natural Gas Flow Control valve installed to the B-Line Flare. | 2008-06-09 | 255815 | 100
11958 | T1 | Sunoco Partners Marketing & Terminals | Sunoco Bayport Chemical Plant | 9802 Fairmont Pkwy | Pasadena | TX | 77507 | Harris | CN601179914 | RN103773206 | D1401 A/B Relief Device. PP Area Hydrocarbon Detectors. Monomer Efficiency/HRVOC Awareness. BM0542 Sight Glass Replacement | A positive use determination of 100% for the two new PSVs with the outlets routed to the flare; the 14 hydrocarbon detectors for the Polypropylene area; and the PC and Monitor purchased and installed for tracking HRVOC emissions. A negative determination for the Sight Glass Replacement Project. This equipment is not listed on the Equipment and Categories List and is not considered to be pollution control property. | 2008-04-25 | 920232 | 100
11959 | T1 | Chevron Phillips Chemical Co LP | Chevron Phillips Clemens Terminal | 2611 CR 314 | Brazoria | TX | 77422 | Brazoria | Insufficient Information | Insufficient Information | Brine Disposal Project: Constructed an approximately 700,000 bbl brine pond. Property includes: HDPE Double-lined pond including leak detection and recovery system. New 500 KVA electrical substation, transformer and switchgear. Interconnecting pipe to sweet and sour brine systems. Fresh water line for dilution of existing brine discharge. New flow control valve and piping for the transfer of brine from CT-12 to CT-11 before discharge into the river. Instrumentation and control cabling from new pump station to the existing Clemens RIE building. Preparation of brine pond sub-grade including stabilization of non-hazardous sludge. Installation of River Flow Monitoring System. A new brine pump station consisting of three 75 HP centrifugal pumps, one 3 HP sump pump, suction piping header, piping to allow transfer of brine into new storage pond and pressure control on pump discharge. | A positive use determination for 100% of the brine disposal project. | 2008-06-09 | 5123008 | 100
11960 | T1 | Chevron Phillips Chemical Co LP | Chevron Phillips Port Arthur | 2001 S Gulfway Dr | Port Arthur | TX | 77640 | Jefferson | CN600303614 | RN100825249 | Relocate FB203 Overflow Piping. 1. An EBV was installed on the fill line for GB-204. 2. An overflow line from the vent on top of FGB-203 to the waste water hub. 3. A berm was constructed around the waste water hub. | Returned for failure to respond to a deficiency letter. | 2008-07-11 | 47791 | 100
11961 | T1 | Chevron Phillips Chemical Co LP | Chevron Phillips Orange | 5309 FM 1006 | Orange | TX | 77630 | Orange | CN600303614 | RN100215615 | GP RX Loop Gas to Flare Control Valve upgrade. Facility sewage treatment plant. | This property was issued a positive determination under 07-12255 and 07-12256, so this application is being withdrawn. | 2008-10-01 | 292675 | 100
11962 | T1 | Chevron Phillips Chemical Co LP | Cheveron Phillips Chemical Borger | State Spur 119 North | Borger | TX | 79008 | Hutchinson | CN600303614 | RN105915854 | New H2S Flare Knockout Pot for ECPU. Replace Mercaptan Scrubber System. L Battery Replacement. Upgrade to Ryton Sump Piping. Replace B Train Dryer Bag Filter. | This application was resubmitted as five separate applications. All of the property items were issued positive determinations under 07-12250 through 07-12254. This application is being withdrawn. | 2008-10-01 | 403251 | 100
11963 | T2 | Gentex Power Corporation | Lost Pines | Hwy 21 NE 4.5 Mi | Bastrop | TX | 78602 | Bastrop | CN600411581 | RN100723915 | New stack construction for Heat Recovery Steam Generator. Hoods, Duct and Collection System Connected to final control devices. Water recycling systems for boiler blowdown. Dry Low NOx Combustion System. | A positive use determination of 100% for the new stack constructed for the HRSG, the exhaust duct between the combustion turbines and the HRSG, and the additional costs related to the installation of the Dry-Low NOx Combustion System which was installed on the combustion generators. This determination does not include the Low NOx Burners. A negative use determination for the Boiler Blowdown system. This property is not considered to be pollution control property. | 2008-04-25 | 6296295 | 100
11964 | T4 | Gentex Power Corporation | Lost Pines | Hwy 21 NE 4.5 Mi | Bastrop | TX | 78602 | Bastrop | CN600411581 | RN100723915 | This facility has two thermally efficient heat recovery steam generators (HRSGs) and one steam turbine. This application is a Tier IV application seeking a partial use determination for the HRSGs and the enhanced steam turbines. | A positive use determination of 100% for the two Heat Recovery Steam Generators. A negative determination is issued for the steam turbine. The use of the steam turbine does not provide an environmental benefit at the site. The steam turbine is not considered to be pollution control equipment. | 2008-05-01 | 94696587 | 100
11965 | T4 | Calpine Corporation | Calpine Magic Valley Generation | 3333 N Mcoll Rd | Edinburg | TX | 78539 | Hidalgo | CN601427073 | RN100209576 | This facility has two thermally efficient heat recovery steam generators (HRSGs) and one steam turbine. This application is a Tier IV application seeking a partial use determination for the HRSGs and the enhanced steam turbines. | A positive use determination of 100% for the two Heat Recovery Steam Generators. A negative determination is issued for the steam turbine. The use of the steam turbine does not provide an environmental benefit at the site. The steam turbine is not considered to be pollution control equipment. | 2008-05-01 | 60634382 | 100
11966 | T4 | Freestone Power Generation LP | Freestone Energy Center | 13.6 Mi N On FM 488 | Fairfield | TX | 75840 | Freestone | CN600124176 | RN102333853 | This facility has four thermally efficient heat recovery steam generators (HRSGs) and two steam turbines. This application is a Tier IV application seeking a partial use determination for the HRSGs and the enhanced steam turbines. | The following positive use determination was issued on 5/1/2008: A positive use determination of 100% pollution control for the Heat Recovery Steam Generators. A negative determination is issued for the steam turbine. The use of the steam turbine does not provide an environmental benefit at the site and is not considered to be pollution control equipment. The determination was appealed on 5/19/2008. The application was remanded to the executive director for further review on 6/29/2012. The following negative determination was issued on 7/10/2012: Heat recovery steam generators are used solely for production and, therefore, are not eligible for a positive use determination. | 2014-09-24 | 62267059 | 100
11967 | T4 | Deer Park Energy Center LP | Deer Park Energy Center | 5665 Hwy 225 | Houston | TX | 77536 | Harris | CN603598624 | RN100222033 | This facility has four thermally efficient heat recovery steam generators (HRSGs) and one steam turbine. This application is a Tier IV application seeking a partial use determination for the HRSGs and the enhanced steam turbines. | A positive use determination of 100% for the four Heat Recovery Steam Generators. A negative determination is issued for the steam turbine. The use of the steam turbine does not provide an environmental benefit at the site. The steam turbine is not considered to be pollution control equipment. | 2008-05-01 | 72889393 | 100
11968 | T4 | Corpus Christi Cogeneration LP | Corpus Christi Cogeneration | 3952 Buddy Lawrence Dr | Corpus Christi | TX | 78407 | Nueces | CN600131726 | RN100224302 | This facility has two thermally efficient heat recovery steam generators (HRSGs) and one steam turbine. This application is a Tier IV application seeking a partial use determination for the HRSGs and the enhanced steam turbines. | A positive use determination of 100% for the two Heat Recovery Steam Generators. A negative determination is issued for the steam turbine. The use of the steam turbine does not provide an environmental benefit at the site. The steam turbine is not considered to be pollution control equipment. | 2008-05-01 | 32639722 | 71
11969 | T4 | Brazos Valley Energy, LP | Brazos Valley Energy | 3440 Lockwood Rd | Richmond | TX | 77469 | Fort Bend | Insufficient Information | Insufficient Information | This facility has two thermally efficient heat recovery steam generators (HRSGs) and one steam turbine. This application is a Tier IV application seeking a partial use determination for the HRSGs and the enhanced steam turbines. | The following positive use determination was issued on 5/1/2008: A positive use determination of 100% pollution control for the Heat Recovery Steam Generators. A negative determination is issued for the steam turbine. The use of the steam turbine does not provide an environmental benefit at the site and is not considered to be pollution control equipment. The determination was appealed on 5/19/2008. The application was remanded to the executive director for further review on 6/29/2012. The following negative determination was issued on 7/10/2012: Heat recovery steam generators are used solely for production and, therefore, are not eligible for a positive use determination. | 2014-09-24 | 56913424 | 100
11970 | T4 | Baytown Energy Center LP | Baytown Energy Center LP | 8605 FM 1405 Road | Baytown | TX | 77521 | Chambers | CN600376073 | RN100226067 | This facility has three thermally efficient heat recovery steam generators (HRSGs) and one steam turbine. This application is a Tier IV application seeking a partial use determination for the HRSGs and the enhanced steam turbines. | A positive use determination of 100% for the three Heat Recovery Steam Generators. A negative determination is issued for the steam turbine. The use of the steam turbine does not provide an environmental benefit at the site. The steam turbine is not considered to be pollution control equipment. | 2008-05-01 | 58409809 | 100
11971 | T4 | Borger Energy Associates LP | Blackhawk Station | 119 N. Spur Co-Gen Place | Borger | TX | 79008 | Hutchinson | CN600129092 | RN100217298 | This facility has two thermally efficient heat recovery steam generators (HRSGs). This application is a Tier IV application seeking a partial use determination for the two HRSGs. | The following positive use determination was issued on 5/1/2008: A positive use determination of 100% for the Heat Recovery Steam Generators. The determination was appealed on 5/19/2008. The application was remanded to the executive director for further review on 6/29/2012. A negative determination was issued on 7/10/2012. | 2014-09-24 | 13906514 | 100
11972 | T4 | GS Electrical Generating Coop & Denver | Mustang Station Units 1, 2, & 3 | 1937 CR 390 | Denver City | TX | 79323 | Yoakum | CN602718116 | RN104418967 | This facility has two thermally efficient heat recovery steam generators (HRSGs) and one steam turbine. This application is a Tier IV application seeking a partial use determination for the HRSGs and the enhanced steam turbines. | A positive use determination of 100% for the two Heat Recovery Steam Generators. A negative determination is issued for the steam turbine. The use of the steam turbine does not provide an environmental benefit at the site. The steam turbine is not considered to be pollution control equipment. | 2008-05-01 | 53362714 | 100
11973 | T2 | Borger Energy Associates LP | Borger Energy Blackhawk Station | 119 N. Spur Co-Gen Place | Borger | TX | 79008 | Hutchinson | CN600129092 | RN100217298 | Dry-Low NOx Combustion System was installed. | A positive use determination of 100% for the additional costs related to the installation of the Dry-Low NOx Combustion System which was installed on the combustion turbines. This positive determination does not include the Low NOx Burners. | 2008-06-24 | 5597838 | 100
11974 | T2 | GS Electrical Generating Coop & Denver | Mustang Station Units 1, 2, & 3 | 1937 CR 390 | Denver City | TX | 79323 | Yoakum | CN602718116 | RN104418967 | Installed Dry-Low Nox Combustion System. | A positive use determination of 100% for the additional costs related to the installation of the Dry-Low NOx Combustion System which was installed on the combustion turbines. This positive determination does not include the Low NOx Burners. | 2008-08-01 | 22705435 | 100
11975 | T2 | Yoakum Electric Generating Coop | Mustang Station Units 4 & 5 | 1937 CR 390 | Denver City | TX | 79323 | Yoakum | CN603228875 | RN101286433 | Installed Dry-Low Nox Combustion System. | A positive use determination of 100% for the additional costs related to the installation of the Dry-Low NOx Combustion System which was installed on the combustion turbines. This positive determination does not include the Low NOx Burners. | 2008-08-01 | 16543298 | 100
11976 | T1 | American Rice Inc | American Rice | 505 Port Rd | Freeport | TX | 77591 | Brazoria | CN600294581 | RN101734267 | Dust Collection Equipment for raw grain silos, rough rice mill, and conveying sections. | A positive use determination for 100% of the Dust Collection Equipment for raw grain silos, rough rice mill, and conveying sections. | 2008-06-03 | 532000 | 100
11977 | T1 | Albemarle Corp | Albemarle Pasadena Plant | 1000 N South St | Pasadena | TX | 77503 | Harris | CN600129589 | RN102983962 | The following items: Piping-MP1 Scrubber Improvements, MP1 Nitrogen Stripping piping and instrumentation. F4502 Low NOx Burners/ Houston Boiler Upgrade; Houston Boiler Upgrade. | Returned for failure to respond to a deficiency letter. | 2008-07-11 | 322719.66 | 100
11978 | T1 | Albemarle Catalysts Co | Albemarle Bayport Catalysts Plant | 13000 Bay Park Rd | Pasadena | TX | 77507 | Harris | CN602686180 | RN100211523 | Tanks, piping, instrumentation, electrical, foundations and platforms. Biosan sump pumps. | Returned for failure to respond to a deficiency letter. | 2008-07-11 | 688663.35 | 100
11979 | T1 | Albemarle Catalysts Co | Albemarle Bayport Catalysts Plant | 13000 Bay Park Rd | Pasadena | TX | 77507 | Harris | CN602686180 | RN100211523 | Dust and VOC control | Returned for failure to respond to a deficiency letter. | 2008-07-11 | 2010604.38 | 100
11980 | T1 | Big Tex Trailer Manufacturing Inc | Big Tex Trailer Manufacturing Inc | 850 I-30 E | Mt Pleasant | TX | 75455 | Titus | CN600615967 | RN100214568 | Regenerative Thermal Oxidizer. Three Paint Booths. Exhaust Fan. Air Tech Spray Systems (filter). Dryer - Radiant ER29. Drying Bay Duct Work. Air Curtains. Paint Drying Booth. | A positive use determination for 100% of the regenerative thermal oxidizer, and the pollution control equipment associated with the paint booths including exhaust fans, particulate filters, air curtains, and related ductwork. A negative determination for the paint and drying booths. | 2008-05-29 | 1036788 | 100
11981 | T2 | Brazos Valley Energy LP | Brazos Valley Energy | 3440 Lockwood Rd | Richmond | TX | 77469 | Fort Bend | Insufficient Information | Insufficient Information | Dry Low NOx Combustion System: Installed on combustion turbines. Required to meet air permit requirement for NOx for combustion turbine systems. | A positive use determination of 100% for the additional costs related to the installation of the Dry-Low NOx Combustion System which was installed on the combustion turbines. This determination does not include the Low NOx Burners. | 2008-05-21 | 13800000 | 100
11982 | T2 | Deer Park Energy Center LP | Deer Park Energy Center | 5665 Hwy 225 | Houston | TX | 77536 | Harris | CN603598624 | RN100222033 | Dry Low NOx Combustion System: Installed on combustion turbines. Required to meet air permit requirement for NOx for combustion turbine systems. | A positive use determination of 100% for the additional costs related to the installation of the Dry-Low NOx Combustion System which was installed on the combustion turbines. This positive determination does not include the Low NOx Burners. | 2008-04-25 | 4664960 | 100
11983 | T2 | Freestone Power Generation LP | Freestone Power Generation LP | 1366 FM 488 | Fairfield | TX | 75840 | Freestone | CN600124176 | RN102333853 | Dry Low NOx Combustion System: Installed on combustion turbines. Required to meet air permit requirement for NOx for combustion turbine systems. | A positive use determination of 100% for the Dry-Low NOx Combustion System which was installed on the combustion turbines. This positive determination does not include the Low NOx Burners. | 2008-05-21 | 18205753 | 100
11984 | T2 | Baytown Energy Center LP | Baytown Energy Center LP | 8605 FM 1405 Road | Baytown | TX | 77521 | Chambers | CN600376073 | RN100226067 | Dry Low NOx Combustion System: Installed on combustion turbines. Required to meet air permit requirement for NOx for combustion turbine systems. | A positive use determination of 100% for the additional costs related to the installation of the Dry-Low NOx Combustion System which was installed on the combustion turbines. This positive determination does not include the Low NOx Burners. | 2008-06-03 | 3477150 | 100
11985 | T2 | Corpus Christi Cogeneration | Corpus Christi Cogeneration | 3952 Buddy Lawrence Dr | Corpus Christi | TX | 78407 | Nueces | CN600131726 | RN100224302 | Dry Low NOx Combustion System: Installed on combustion turbines. Required to meet air permit requirement for NOx for combustion turbine systems. | A positive use determination of 100% for the additional costs related to the installation of the Dry-Low NOx Combustion System which was installed on the combustion turbines. This positive determination does not include the Low NOx Burners. | 2008-08-01 | 10723527 | 100
11986 | T2 | Calpine Construction Co LP | Calpine Magic Valley Generation | 3333 N Mcoll Rd | Edinburg | TX | 78539 | Hidalgo | CN601427073 | RN100209576 | Dry Low NOx Combustion System: Installed on combustion turbines. Required to meet air permit requirement for NOx for combustion turbine systems. | A positive use determination of 100% for the additional costs related to the installation of the Dry-Low NOx Combustion System which was installed on the combustion turbines. This positive determination does not include the Low NOx Burners. | 2008-06-03 | 6807151 | 100
11987 | T2 | Pasadena Cogeneration | Pasadena Cogeneration I & Ii | 955 Phillips Rd | Pasadena | TX | 77506 | Harris | CN601228604 | RN100222041 | Dry Low NOx Combustion System: Installed on combustion turbines. Required to meet air permit requirement for NOx for combustion turbine systems. Installed during both Phase I and Phase II. | A positive use determination of 100% for the additional costs related to the installation of the Dry-Low NOx Combustion System which was installed on the combustion turbines. This positive determination does not include the Low NOx Burners. | 2008-06-03 | 5242932 | 100
11988 | T1 | Duratherm Inc | Duratherm | 2710 Avenue S | San Leon | TX | 77539 | Galveston | CN603349820 | RN100890235 | Direct Mercury Analyzer to measure mercury levels in samples. Re-classed Horizontal Tanks used for the storage of waste and oil recycling. Upgrade Unit 1 Thermal Desorber used as an incinerator/distillation recycling system. | A negative determination. Equipment used to provide a service of pollution control is excluded from consideration under 11.31(A) of the Texas Tax Code. | 2008-06-26 | 1219296 | 100
11989 | T1 | Greif Brothers Corporation | Greif La Porte | 10800 Strang Rd | La Porte | TX | 77571 | Harris | CN600272215 | RN103997177 | #1 Oven Rebuild Project: replaced Maxxon burners and internal baffle plates in 3 paint fume incinerators that combust emissions from the drying ovens. | A positive use determination for 100% of the Maxxon burner and internal baffle plate replacement in 3 incinerators. | 2008-08-08 | 105902 | 100
11990 | T1 | Lcy Elastomers LP | Lcy Elastomers | 4803 Decker | Baytown | TX | 77520 | Harris | CN602579542 | RN102325974 | Replace Piping in Wastewater Discharge. New electric valves installed to monitor flow through the wastewater system. Plant Piping Replacement. New Cooling Tower Cell. Boiler Controls. A & B Boiler Refurbishment. | A positive use determination for 100% of the wastewater discharge piping replacement and new electric valves in the wastewater system. A negative determination for the plant piping replacement, cooling tower cell, boiler controls, and A & B boiler refurbishment. This is production equipment and does not qualify as pollution control property. | 2008-07-03 | 1200007 | 100
11991 | T1 | Grant Prideco | Grant Prideco Navasota | FM 1277 Miller Ind Park | Navasota | TX | 77868 | Grimes | CN600788962 | Insufficient Information | Street Sweeper and 3 Dust Collectors. | A positive use determination for 100% of the street sweeper and 3 dust collectors. | 2008-06-16 | 168053 | 100
11992 | T1 | Texas Polymer Services Inc | Texas Polymer Services | 6522 Ih 10 W | Orange | TX | 77632 | Orange | CN601362601 | RN101824506 | Installed a cement slab in lab area for storage of Nitrogen Bottles. Two water filtration systems. Installed a product convey line to Plant 2. Ultrasonic Cleaning System. Powerfill Conveying System for High Intensity Mixer. Dust Collector for Blending Room. Pulse-Jet Dust Collection System Mounted on the Unloading Frame. Moisture Analyzer for QA Lab. Flexicon Screw Conveyor. | A positive use determination for 100% of the two water filtration systems, the dust collector for blending room, and pulse-jet dust collection system mounted on the unloading frame. A negative determination is given to the cement slab in the lab area, the three conveyors, the ultrasonic cleaning system, and the moisture analyzer because they are more related to production rather than pollution control. | 2008-06-16 | 167874 | 100
11993 | T1 | Halliburton Energy Services | Alvarado Mfg. Center | 3101 CR 401 | Alvarado | TX | 76009 | Johnson | CN601551203 | RN105114995 | Truck wash facility. 132,000 sq. ft. of concrete paving for vehicular traffic areas. Chemical Storage Area - Secondary Containment. Conveyor Belt (equipment Only). TCC Containment. Chemical; Liquid Management System. Mountain Movers. Sanitary Waste Pump. | A positive use determination for 100% of the truck wash facility (excluding the building), the secondary containment for chemical storage tanks, and the sanitary waste pump. A negative determination for the 132,000 square feet of paving and the truck wash building. The conveyor belt, TCC containment lab, chemical liquid management system, and mountain movers have been withdrawn by the applicant. | 2008-09-26 | 8961597 | 100
11994 | T4 | Freeport Energy Center | Freeport Energy Center, LP | 2301 N, Brazosport Blvd. | Freeport | TX | 77451 | Brazoria | CN604767533 | RN108146523 | This facility has thermally efficient heat recovery steam generators (HRSGs) and steam turbines. This application is a Tier IV application seeking a partial use determination for the HRSGs and the enhanced steam turbines. | The following positive use determination was issued on 5/1/2008: A positive use determination of 100% pollution control for the Heat Recovery Steam Generators. A negative determination is issued for the steam turbine. The use of the steam turbine does not provide an environmental benefit at the site and is not considered to be pollution control equipment. The determination was appealed on 5/19/2008. The application was remanded to the executive director for further review on 6/29/2012. The following negative determination was issued on 7/10/2012: Heat recovery steam generators including the condenser and ancillary pump system are used solely for production and, therefore, are not eligible for a positive use determination. | 2014-09-24 | 41300000 | 98
11995 | T2 | The Dow Chemical Company | Freeport Plant | 2301 N Brazosport Blvd | Freeport | TX | 77541 | Brazoria | CN600356976 | RN102692258 | Installed backflow preventer on N2 to Chlorine Taffy Pot. | A positive use determination of 100% for the backflow preventer installed between N2 and the Chlorine Taffy Pot. | 2009-04-14 | 170000 | 100
11996 | T1 | The Dow Chemical Company | Freeport Plant | 2301 N Brazosport Blvd | Freeport | TX | 77541 | Brazoria | CN600356976 | RN102692258 | Installed a replacement pressure transmitter for recycle gas compressors. | A positive use determination of 100% for the replacement pressure transmitter. | 2009-04-28 | 65000 | 100
11997 | T1 | The Dow Chemical Company | Light Hydrocarbon 7 | 2301 N Brazosport Blvd | Freeport | TX | 77541 | Brazoria | CN600356976 | RN102692258 | Installed NOx emission monitoring analyzers. | A positive use determination of 100% for the continuous emissions monitoring system for NOx which were installed for the five ethylene furnace stacks. | 2009-04-14 | 827912 | 100
11998 | T1 | The Dow Chemical Company | Light Hydrocarbon 7 | 2301 N Brazosport Blvd | Freeport | TX | 77541 | Brazoria | CN600356976 | RN102692258 | Installed a lower explosive limit hydrocarbon monitor at the dimethyl disulfide process area storage and one at the high pressure feed and product tanks for the ethylene furnaces. Installed a monitoring camera for the flare operations and a monitoring camera for the furnace area. | A positive use determination of 100% for the two lower explosion limit monitors and the two monitoring cameras. | 2009-04-14 | 167603 | 100
11999 | T1 | The Dow Chemical Company | Light Hydrocarbon 7 | 2301 N Brazosport Blvd | Freeport | TX | 77541 | Brazoria | CN600356976 | RN102692258 | Installed Ultra Low NOx burners on furnaces. | A positive use determination of 100% of the incremental costs difference between the new Ultra Low NOx Burners and the cost of the burners which were replaced. | 2009-03-31 | 1378369 | 100
12000 | T4 | Frontera Generation Ltp | Frontera Generation Plant | 320 S Goodwin Rd | Mission | TX | 78572 | Hidalgo | CN601235534 | RN102344645 | This facility has two combustion turbine generators coupled with two thermally efficient heat recovery steam generators (HRSGs) and one steam turbine. This application is a Tier IV | A positive use determination of 100% for the two Heat Recovery Steam Generators. A negative determination is issued for the steam turbine. The use of the steam turbine does not provide an environmental benefit at the site. The steam turbine is not considered to be pollution control equipment. | 2008-05-01 | 51735737 | 100
12001 | T4 | Bastrop Energy Partners LP | Bastrop Generation Plant | 125 Old Bastrop Rd | Cedar Creek | TX | 78612 | Bastrop | CN600615470 | RN101056851 | This facility has two combustion turbine generators coupled with two thermally efficient heat recovery steam generators (HRSGs) and one steam turbine. This application is a Tier IV application seeking a use determination for the HRSGs and the steam turbine. The application requests a Tier IV determination. | A positive use determination of 100% for the two Heat Recovery Steam Generators. A negative determination is issued for the steam turbine. The use of the steam turbine does not provide an environmental benefit at the site. The steam turbine is not considered to be pollution control equipment. | 2008-05-01 | 36602348 | 100
12002 | T4 | Valero Refining Company - Texas | Valero Houston Refinery | 9701 Manchester Dr | Houston | TX | 77012 | Harris | CN600127468 | RN105070981 | Sulfur Recovery Unit - Train C | Applicant requested that this application be withdrawn. | 2008-08-06 | 12000000 | 100
12003 | T4 | NRG Texas Power, LLC | WA Parish Generating Plant | 2500 Y.U. Jones Road | Thompson | TX | 77481 | Fort Bend | CN603207218 | RN105292197 | upgrades to the integrated instrumentation and controls for the Unit 5 baghouse dust collector. | The following property is used 100% for pollution control and is installed to meet or exceed federal or state regulations: upgrades to the integrated instrumentation and controls for the Unit 5 baghouse dust collector. | 2012-05-15 | 522217 | 100
12004 | T4 | NRG Texas Power, LLC | WA Parish Generating Plant | 2500 Y.U. Jones Road | Thompson | TX | 77481 | Fort Bend | CN603207218 | RN100888312 | water nozzles and booster pumps for the Unit 8 bottom ash hopper. | The following property is used 100% for pollution control and is installed to meet or exceed federal or state regulations: water nozzles and booster pumps for the Unit 8 bottom ash hopper. | 2012-05-15 | 116019 | 100
12005 | T4 | NRG Texas Power, LLC | WA Parish Generating Plant | 2500 Y.U. Jones Road | Thompson | TX | 77481 | Fort Bend | CN603207218 | RN105292197 | roof for Unit 8 flue gas desulfurization scrubber waste building. | The following property is used 100% for pollution control and is installed to meet or exceed federal or state regulations: roof for Unit 8 flue gas desulfurization scrubber waste building. | 2012-05-15 | 124641 | 100
12006 | T2 | NRG Texas Power, LLC | WA Parish Generating Plant | 2500 Y.U. Jones Road | Thompson | TX | 77481 | Fort Bend | CN603207218 | RN100888312 | absorber piping and mist eliminators for the Unit 8 flue gas desulfurization system. | The following property is used 100% for pollution control and is installed to meet or exceed federal or state regulations: absorber piping and mist eliminators for the Unit 8 flue gas desulfurization system. | 2012-05-15 | 754424 | 100
12007 | T2 | Pasadena Refining System, Inc. | Pasadena Refining System, Inc. | 111 Red Bluff Rd | Pasadena | TX | 77506 | Harris | CN602779951 | RN100716661 | Installed a ConocoPhillips proprietary SZorb Sulfur Removal Technology is a gasoline desulfurization unit. | Returned for failure to respond to a deficiency letter. | 2012-03-05 | 83848840 | 100
12008 | T1 | Pasadena Refining System Inc | Pasadena Refining System Inc | 111 Red Bluff Rd | Pasadena | TX | 77506 | Harris | CN602779951 | RN100716661 | Sulfur and metal analyzer. | A negative determination for the sulfur and metal analyzer. Descriptions of the property have been contradictory and indicate that the analyzers are used for product quality control. | 2008-08-19 | 163056 | 100
12009 | T1 | Pasadena Refining System Inc | Pasadena Refining System Inc | 111 Red Bluff Rd | Pasadena | TX | 77506 | Harris | CN602779951 | RN100716661 | Selective Catalytic Reduction for atmospheric crude heater (CH1). Ultra Low NOx Burners for the following units: hydrotreater charge heater (RH1), hydrotreater stripper reboiler (RH2), and coker heater (KH1). | A positive use determination for 100% of the selective catalytic reduction for CH1 and the incremental cost difference between the old burners and the ultra low NOx burners for RH1, RH2, and KH1. | 2008-08-19 | 53207391 | 100
12010 | T1 | Sandy Lake Rd Development Co | Western Extrusion Valley Storage | 1785 Capital Pkwy | Carrollton | TX | 75057 | Dallas | Insufficent Information | Insufficent Information | A water detention facility is under construction as of 1/1/08 to hold and slowly release rainwater runoff. | Withdrawn by applicant | 2008-06-16 | 0 | 100
12011 | T1 | Dallas Fort Worth Rail Terminal LLC | Dallas Fort Worth Rail Terminal LLC | 4500 Euless South Main Rd | Euless | TX | 76040 | Tarrant | Insufficient Information | Insufficient Information | Vapor Recovery System for ethanol unloading station. | A positive use determination for 100% of the vapor recovery system for the ethanol unloading station. | 2008-06-24 | 102865 | 100
12012 | T1 | Stewart & Stevenson LLC | Stewart & Stevenson | 4501 CR 1310 S | Odessa | TX | 79765 | Midland | CN603146853 | RN105028294 | Paint Booth Pollution Control Equipment: filtration housing, filters, vapor recovery compressor and condenser, testing monitors, and fire suppression. Dust Collection for Blast Equipment: particulate silo, vacuum recovery, filtration, and monitors. | A positive use determination for 100% of the paint booth pollution control equipment consisting of the filtration housing, filters, vapor recovery compressor and condenser, and testing monitors and the Blast Equipment pollution control property consisting of a particulate silo, vacuum recovery, filtration, and monitors. A negative determination is issued for the fire suppression equipment. | 2008-08-19 | 780199 | 100
12013 | T1 | CMC Steel Texas | CMC Steel Texas | 1 Steel Mill Dr | Seguin | TX | 78156 | Guadalupe | CN600129001 | RN102413689 | Slag Quenching Building and Equipment includes: Water deluge system with four pumps, new piping, water recirculation system, and a 7,500 gallon water reservoir. Concrete floor with serviceable sediment pit and slag retaining walls. Exoskeleton building. | A negative determination. This equipment is process equipment. | 2008-10-01 | 521966 | 100
12014 | T1 | Houston Biodiesel LLC | Houston Biodiesel Plant | 11815 Port Rd | Seabrook | TX | 77586 | Harris | CN603110826 | RN105598726 | Installing a wet vent gas scrubber to remove methanol vapors. | A positive use determination for 100% of the wet vent gas scrubber for methanol vapors. | 2008-08-06 | 819700 | 100
12015 | T4 | Pasadena Cogeneration | Pasadena Cogeneration I & Ii | 955 Phillips Rd | Pasadena | TX | 77506 | Harris | CN601228604 | RN100222041 | This facility has three thermally efficient heat recovery steam generators (HRSGs) and one steam turbine. This application is a Tier IV application seeking a partial use determination for the HRSGs and the enhanced steam turbine. | A positive use determination of 100% for the three Heat Recovery Steam Generators. A negative determination is issued for the steam turbine. The use of the steam turbine does not provide an environmental benefit at the site. The steam turbine is not considered to be pollution control equipment. | 2008-05-01 | 115023980 | 100
12016 | T4 | Channel Energy Center LP | Channel Energy Center LP | 12000 Lawndale Lcr Gt 5 | Pasadena | TX | 77017 | Harris | Insufficient Information | Insufficient Information | This facility has two thermally efficient heat recovery steam generators (HRSGs) and one steam turbine. This application is a Tier IV application seeking a partial use determination for the HRSGs and the enhanced steam turbine. | A positive use determination of 100% for the two Heat Recovery Steam Generators. A negative determination is issued for the steam turbine. The use of the steam turbine does not provide an environmental benefit at the site. The steam turbine is not considered to be pollution control equipment. | 2008-05-01 | 54211148 | 100
12017 | T1 | Lattimore Materials Company LP | Lattimore Rockwall Ready Mix | 2640 Sh 276 | Rockwall | TX | 75087 | Rockwall | CN603943606 | RN101844439 | Installed a steel secondary containment for a 1,000 gallon diesel fuel tank (15-5672). | A positive use determination for 100% of the secondary containment system for the 1000 gallon diesel fuel tank. The tank itself is withdrawn from the application. | 2008-06-16 | 1495.64 | 100
12018 | T1 | Lattimore Materials Company LP | Lattimore Mansfield Ready Mix | 2538 Chamber St | Venus | TX | 76084 | Johnson | CN600316129 | RN100250190 | 18,400 sq. ft. of paving in stockpile area to minimize material handling emissions. | A positive use determination for 100% of the 18,400 square feet of paving in the stockpile area. | 2008-07-03 | 11825.32 | 100
12019 | T1 | Lattimore Materials Company LP | Lattimore Cleburne Sand Plant | 5116 FM 2174 | Glenrose | TX | 76043 | Hood | CN600316129 | RN103917761 | Concrete Batch Water Rewash Circuit. | A positive use determination for 100% of the concrete batch water rewash circuit. | 2008-06-09 | 93520.34 | 100
12020 | T1 | Lattimore Materials Company LP | Lattimore Schertz Ready Mix Plant | 19347 Ih 35 N | New Braunsfel | TX | 78132 | Comal | CN600316129 | RN104435557 | Constructed a concrete lined water retention pond. Installed a Schwing RA-20 concrete reclaimer. Constructed a slurry pit with paddles and a pump. | A positive use determination for 100% of the concrete lined retention pond, Schwing RA-20 concrete reclaimer, and slurry pit with paddles and pump. | 2008-06-09 | 415008 | 100
12021 | T1 | Lattimore Materials Company LP | Lattimore Blue Mound Ready Mix | 800 E Loop 820 | Fort Worth | TX | 76108 | Tarrant | CN600316129 | RN101730943 | Installed slurry paddles in the slurry pit. | A positive use determination for 100% of the slurry paddles in the slurry pit. | 2008-06-09 | 30054.65 | 100
12022 | T1 | Lattimore Materials Company LP | Lattimore Crowley Ready Mix Plant | 10501 Cleburne Rd | Crowley | TX | 76036 | Tarrant | CN600316129 | RN104577713 | Installed steel secondary containment for a 1,000 gallon diesel fuel tank. Installed a water pump in the slurry pond. | A positive use determination for 100% of the secondary containment system for the 1000 gallon diesel fuel tank and the water pump for the slurry pit. The tank itself is withdrawn from the application. | 2008-06-24 | 4237 | 100
12023 | T1 | Lattimore Materials Company LP | Lattimore Rosser Sand Plant | 11300 FM 1390 | Scurry | TX | 75158 | Kaufman | CN600316129 | RN105614523 | Installed a 12,000 gallon double-walled diesel fuel tank. | A positive use determination for 100% of the difference between the cost of a single-walled tank and the double-walled tank. | 2008-06-09 | 10027.11 | 100
12024 | T1 | Lattimore Materials Company LP | Lattimore Forney Ready Mix | 14755 W Hwy 80 | Forney | TX | 75126 | Kaufman | CN600316129 | RN101917078 | Installed a 12,000 gallon double-walled diesel fuel tank. | A positive use determination of 100% of the incremental cost difference between the cost of a single-walled tank and the cost of the same size double-walled tank. | 2008-06-09 | 10027.11 | 100
12025 | T1 | Lattimore Materials Company LP | Lattimore Lewisville Ready Mix | 987 E Main | Lewisville | TX | 75067 | Denton | CN600316129 | RN100241454 | Installed a 10,000 gallon double-walled diesel fuel tank. Installed steel secondary containment for a 1,000 gallon diesel fuel tank. | A positive use determination for 100% of the secondary containment system for the 1000 gallon diesel fuel tank. The 1000 gallon tank itself is withdrawn from the application. A positive use determination for 100% of the cost difference between the 10,000 gallon double-walled storage tank and a single-walled tank. | 2008-06-24 | 10654.18 | 100
12026 | T1 | Lattimore Materials Company LP | Lattimore Denton Ready Mix | 1512 S I-35 W | Denton | TX | 76201 | Denton | CN600316129 | RN102070026 | Constructed a small water pit to collect and treat truck wash water and storm water runoff. | A positive use determination for 100% of the small water pit used to collect and treat truck wash water and storm water runoff. | 2008-06-09 | 229999.06 | 100
12027 | T1 | Lattimore Materials Company LP | Lattimore Dt Dallas Ready Mix | 1005 Forrest Ave | Dallas | TX | 75215 | Dallas | CN600316129 | RN102296936 | Installed a fuel probe and monitoring system at the diesel fuel tank. | A positive use determination for 100% of the fuel probe and monitoring system at the diesel fuel tank. | 2008-06-09 | 19432.8 | 100
12028 | T1 | Lattimore Materials Company LP | Lattimore Coppell Ready Mix | 1800 Beltline Rd E | Coppell | TX | 75019 | Dallas | CN600316129 | RN102535440 | Constructed a water retention pit for the recycling of storm and process water. | A positive use determination for 100% of the water retention pit. | 2008-06-09 | 87472.11 | 100
12029 | T1 | Lattimore Materials Company LP | Lattimore Dallas Ready Mix | 10361 Bickham | Dallas | TX | 75220 | Dallas | CN600316129 | RN102941473 | Installed a 12,000 gallon double-walled diesel fuel tank and secondary containment for a 1000 gallon fuel tank . | A positive use determination for 100% of the secondary containment system for the 1000 gallon diesel fuel tank. The 1000 gallon tank itself is withdrawn from the application. A positive use determination for 100% of the cost difference between the 12,000 gallon double-walled storage tank and a single-walled tank. | 2008-06-09 | 2221.55 | 100
12030 | T1 | Lattimore Materials Company LP | Lattimore Plano Ready Mix | 1200 Ave H | Plano | TX | 75074 | Collin | CN600316129 | RN102459864 | Installed a rubber lining in the material bins. Installed secondary containment for a 1,000 gallon diesel fuel tank. | A positive use determination for 100% of the secondary containment for the 1,000 gallon diesel tank. A negative determination for the rubber bin liners because they are not contained on the ECL and do not qualify under Tier I. | 2008-06-24 | 7732.29 | 100
12031 | T1 | Lattimore Materials Company LP | Lattimore Prosper Ready Mix | 890 S Dallas Pkwy | Prosper | TX | 75078 | Collin | CN600316129 | RN101741163 | Installed a rubber lining in the material bins. Installed secondary containment for a 1,000 gallon diesel fuel tank. | A positive use determination for 100% of the secondary containment for the 1,000 gallon diesel tank. A negative determination for the rubber bin liners because they are not contained on the ECL and do not qualify under Tier I. | 2008-06-24 | 9765.3 | 100
12032 | T1 | Lattimore Materials Company LP | Lattimore Mckinney Ready Mix | 1000 E University | Mckinney | TX | 75069 | Collin | CN600316129 | RN100249770 | Installed a rubber lining in the material bins. Installed secondary containment for a 1,000 gallon diesel fuel tank. Installed a 12,000 gallon double-walled diesel fuel tank. | A positive use determination for 100% of the secondary containment for the 1,000 gallon diesel tank and the cost difference between a double-walled and a single-walled 12,000 gallon diesel fuel tank. A negative determination for the rubber bin liners because they are not contained on the ECL and do not qualify under Tier I. | 2008-06-24 | 20021.91 | 100
12033 | T1 | Lattimore Materials Company LP | Lattimore Royce City Ready Mix | 2200 E County Line Rd | Royce City | TX | 75189 | Rockwall | CN600316129 | RN104025689 | Installed secondary containment for a 1,000 gallon diesel fuel tank. Installed a 12,000 gallon diesel fuel tank. | A positive use determination for 100% of the secondary containment system for the 1000 gallon diesel fuel tank and 100% of the cost difference between the 12,000 gallon double-walled storage tank and a single-walled tank. | 2008-06-09 | 16616 | 100
12034 | T1 | Lattimore Materials Company LP | Lattimore Melissa Ready Mix Plant | 7790 Hwy 5 N | Melissa | TX | 75450 | Collin | CN600316129 | RN102933504 | Installed a 10,000 gallon double-walled diesel fuel tank. | A positive use determination for 100% of the difference between the cost of a single-walled tank and the double-walled tank. | 2008-06-09 | 13859.33 | 100
12035 | T1 | Acme Brick Company Inc | Acme Brick - Garrison Plant #677 | 257 Brickyard Rd | Garrison | TX | 75946 | Nacogdoches | CN600124549 | RN100220789 | 1. Gas Powered Mobile Sweeper. 2. Paving of plant roadways - 79,427 sq. ft. 3. Components of a Dust Collection System consisting of duct work, conveyors and hoods. | A positive use determination for 100% of the gas powered mobile sweeper; 79,427 sq. ft. of roadway paving; and ductwork, conveyors, and hoods for a dust collection system. | 2008-06-27 | 521615 | 100
12036 | T1 | Acme Brick Company Inc | Acme Brick - Lubbock Plant #703 | 1508 Erksine Rd | Lubbock | TX | 79403 | Lubbock | CN600124549 | RN102458635 | Paving of plant roadways - 24,255 sq. ft. | A positive use determination for 100% of the 24,255 sq. ft. of concrete for plant roadways. | 2008-06-24 | 163565 | 100
12037 | T1 | Acme Brick Company Inc | Acme Brick - Port Neches Plant #713 | 1600 Main St | Port Neches | TX | 77651 | Jefferson | CN600124549 | RN102570785 | Waste Water Recovery System: Used to segregate storm water from process water. | Withdrawn by applicant | 2008-07-07 | 13800 | 100
12038 | T1 | Acme Brick Company Inc | Acme Brick - Elgin Plant | FM Road 696 | Elgin | TX | 76205 | Bastrop | CN600124549 | RN100225846 | Duct work, dust filter system, conveyors, and hoods for the saw room dust collection system and a 10,000 cfm baghouse. | A positive use determination for 100% of the duct work, conveyors, and hoods for the saw room dust collection system and a 10,000 cfm baghouse. | 2008-06-24 | 38694 | 100
12039 | T1 | Acme Brick Company Inc | Acme Brick - Denton Plant | 220 East Daniels | Denton | TX | 76205 | Denton | CN600124549 | RN100210046 | Dust Hog SBD 8-2 Dust Collector and B Grinding Dust Collector. | A positive use determination for 100% of the Dust Hog SBD 8-2 Dust Collector and the B Grinding Dust Collector. | 2008-06-24 | 213468 | 100
12040 | T1 | Acme Brick Company Inc | Acme Brick Malakoff #679 & #680 | 700 Bartlett Rd | Malakoff | TX | 75148 | Henderson | CN600124549 | RN106262769 | 1. Gas Powered Mobile Sweeper. 2. Paving of plant roadways and outdoor brick storage area of 193,127 sq. ft.. 3. Dust Collection System: baghouses, duct work, hoods and conveyors that are components of the dust collection system. | A positive use determination for 100% of the gas powered sweeper; paving of 193,127 sq. ft. of plant roadways and brick storage areas; and the dust collection system. | 2008-06-27 | 1451760 | 100
12041 | T1 | Greif Brothers Corporation | Greif La Porte | 10700 Strang Rd | La Porte | TX | 77571 | Harris | CN600272215 | RN103997177 | Installed an Oxidizer Unit which will be used for paint fumes from a paint booth, shell lining booth, and parts lining booth. | A positive use determination for 100% of the thermal oxidizer unit. | 2008-08-06 | 338083 | 100
12042 | T1 | Kuraray America Inc | Septon Company Of America | 11414 Choate Rd | Pasadena | TX | 77507 | Harris | CN603315953 | RN100666916 | Free Flow Improvement I: The V-2104-2 baghouse and vent piping and increased the size of the container vent piping line. | A positive use determination for 100% of the Free Flow Improvement project for the V-2104-2 baghouse and vent piping. | 2008-06-16 | 33513 | 100
12043 | T1 | Kuraray America Inc | Evalca | 11500 Bay Area Blvd | Pasadena | TX | 77507 | Harris | CN603315953 | RN100212216 | Extruder: new technology reduces emissions. | Withdrawn by applicant | 2008-07-30 | 5857164 | 100
12044 | T1 | Reedhycalog LP | Reed Hycalog | 500 Conroe Park | Conroe | TX | 77040 | Montgomery | CN601548217 | RN105441141 | Closed Loop Cleaning Systems. Grinding Booths. Grit Blast Cabinets. | A negative determination for the closed loop cleaning system, the grinding booths, and the grit blast cabinets. This equipment does not satisfy the requirements for any property items on the Equipment and Categories List and is not used exclusively for pollution control. | 2008-07-03 | 135494
12045 | T1 | Cardell Cabinetry | Cardell Cabinetry | 3251 N Pan Am Expy | San Antonio | TX | 78219 | Bexar | CN601105786 | RN100221910 | Installation of PM2 Dust Collector. Acquired used Norfab Dust Collector. Associated duct work. | A positive use determination for 100% of the dust collection equipment. | 2008-05-29 | 100202 | 100
12046 | T1 | BRT Service Center LP | ATS Pasadena Cleaning Facility | 5100 Underwood Rd | Pasadena | TX | 77507 | Harris | CN601506157 | RN104104658 | Foundations and retaining walls for the flare, scrubber systems and carbon absorption units (Area C); the concrete pad and retaining walls for the wastewater collection, storage and treatment system (Area B); and the foundations and retaining walls for the hazardous waste storage drums (Area A). Wastewater Lift Station and Piping System - includes the sump, lift station and pipeline that collects and transports wastewater to an offsite wastewater treatment facility. | A positive use determination for 100% of the foundations and retaining walls for Areas A, B, and C and the wastewater lift station and piping system. | 2008-08-19 | 1174434 | 100
12047 | T1 | Metl Span LLC | Metl Span LLC | 1497 N Kealy St | Lewisville | TX | 75057 | Denton | CN603255803 | RN100770247 | Installed the following: 1) Dust Collector. 2) Dust Collector for the mineral wool line. 3) Piping for dust collection system. | A positive use determination of 100% for the Dust Collector, the Dust Collector for the mineral wool line, and the piping for dust collection system. | 2008-06-03 | 183151 | 100
12048 | T1 | Delek Refining Ltd | Delek Refining Ltd Tyler | 425 Mcmurrey Dr | Tyler | TX | 75702 | Smith | CN602831232 | RN100222512 | Major modifications to sewers and drains to segregate process and stormwater. | A positive use determination for 100% of the modifications to the sewer and drain systems. | 2008-06-03 | 2996069 | 100
12049 | T1 | Delek Refining Ltd | Delek Refining Ltd Tyler | 425 Mcmurrey Dr | Tyler | TX | 75702 | Smith | CN602831232 | RN100222512 | Sour Water Holding Tank Modifications included restriction orifices at each sour water drain site, flash drum to limit amount of gas entering tank, and new internal floating tank roof. | A positive use determination for 100% of the sour water holding tank modifications. | 2008-06-03 | 204300 | 100
12050 | T1 | Delek Refining Ltd | Delek Refining Ltd Tyler | 425 Mcmurrey Dr | Tyler | TX | 75702 | Smith | CN602831232 | RN100222512 | Replaced corroded stormwater drainage piping from Alky Unit to Area 50 sump. | A positive use determination for 100% of the replacement storm water drainage piping from Alky Unit to Area 50 sump. | 2008-06-16 | 200000 | 100
12051 | T1 | Delek Refining Ltd | Delek Refining Ltd Tyler | 425 Mcmurrey Dr | Tyler | TX | 75702 | Smith | CN602831232 | RN100222512 | Refinery modified its existing hydrocarbon recovery system to remove subsurface hydrocarbons and to mitigate the further spread of such subsurface contaminants. Modifications included pumps, piping, and installation costs. | A positive use determination for 100% of the pumps, piping, and installation costs to modify the existing hydrocarbon recovery system for subsurface remediation. | 2008-06-16 | 78920 | 100
12052 | T1 | Delek Refining Ltd | Delek Refining Ltd Tyler | 425 Mcmurrey Dr | Tyler | TX | 75702 | Smith | CN602831232 | RN100222512 | Refinery paved oil dirt roads in the plant process area with asphalt to prevent oil dirt particles from washing into the stormwater containment basin, API Separator, of Black Fork Creek that flows through the plant. | Withdrawn by applicant | 2008-08-19 | 157452 | 100
12053 | T1 | Delek Refining Ltd | Delek Refining Ltd Tyler | 425 Mcmurrey Dr | Tyler | TX | 75702 | Smith | CN602831232 | RN100222512 | Refinery installed seal and box modifications for the benzene waste system, internal floating roofs for three benzene waste tanks, seals for the API separator, and sumps to comply with benzene NESHAPS requirements. | A positive use determination for 100% of the seal and box modifications for the benzene waste system, internal floating roofs for three benzene waste tanks, seals for the API separator, and sumps to comply with benzene NESHAPS requirements. | 2008-07-03 | 555000 | 100
12054 | T1 | Delek Refining Ltd | Delek Refining Ltd Tyler | 425 Mcmurrey Dr | Tyler | TX | 75702 | Smith | CN602831232 | RN100222512 | Installed extensive drainage modifications and environmental retaining walls, curbs, and slabs in the Cat Unit, caustic area, and API separator area. | A positive use determination for 100% of the drainage modifications and environmental retaining walls, curbs, and slabs in the Cat Unit, caustic area, and API separator area. | 2008-07-03 | 680000 | 100
12055 | T1 | Delek Refining Ltd | Delek Refining Ltd Tyler | 425 Mcmurrey Dr | Tyler | TX | 75702 | Smith | CN602831232 | RN100222512 | Installed a hydrocarbon recovery system to remove subsurface hydrocarbons and to mitigate the further spread of such subsurface contamination. Recovery system includes 15 monitoring wells, 33 recovery wells, piping and control systems. | A positive use determination for 100% of the hydrocarbon recovery system to remove subsurface contaminants consisting of 15 monitoring wells, 33 recovery wells, piping and control systems. | 2008-06-16 | 381034 | 100
12056 | T1 | Delek Refining Ltd | Delek Refining Ltd Tyler | 425 Mcmurrey Dr | Tyler | TX | 75702 | Smith | CN602831232 | RN100222512 | Installed a flame system purge gas scrubber and piping to remove caustic and installed five hydrogen sulfide monitors. | A positive use determination for 100% of the flame system purge gas scrubber and five hydrogen sulfide monitors. | 2008-06-16 | 700000 | 100
12057 | T1 | Delek Refining Ltd | Delek Refining Ltd Tyler | 425 Mcmurrey Dr | Tyler | TX | 75702 | Smith | CN602831232 | RN100222512 | Installed a hydrocarbon recovery system to remove subsurface hydrocarbons and to mitigate the further spread of such subsurface contamination. Recovery system includes plume investigation activities and testing, recovery wells, pumps, and piping. | A positive use determination for 100% of the plume investigation activities and testing, recovery wells, pumps, and piping for the hydrocarbon recovery system. | 2008-06-16 | 1004918 | 100
12058 | T1 | ISP Elastomers LP | Esbr Port Neches Plant | 1215 Main St | Port Neches | TX | 77651 | Jefferson | CN600131874 | RN105722987 | Boiler 1A, 1B, and 1C stacks were raised. Stack elevations for Dryer 6D-1-A Line, Dryer 6D-3-C Line and Dryer 6D-4-D Line were increased. Dryer stacks A , B , C, and D were repaired. A pipeline was installed to route the butadiene absorber vent gas to the small flare. Natural gas flow totalizing meters were installed on Boiler 1 through 4. | A positive use determination of 100% for the increased stacks for Boiler 1A, 1B, 1C, Dryer 6D-1-A Line, Dryer 6D-3-C Line and Dryer 6D-4-D Line; repairs made to Dryer stacks A , B , C, and D; the pipeline installed to route the butadiene absorber vent gas to the small flare; and the natural gas flow totalizing meters which were installed on Boilers 1 through 4. | 2008-06-09 | 551005 | 100
12059 | T1 | Age Refining | Age Refining | 7811 South Presa | San Antonio | TX | 78223 | Bexar | CN602695066 | RN101485183 | Low NOx Burners: These burners will ignite and remove high btu by-product gases, natural gas or hydrogen, by running the gas through a burner thereby reducing the peak flame temperature. | A positive use determination of 100% of the incremental cost difference between the previous burners and the new Low NOx Burners. | 2008-06-24 | 1255200 | 100
12060 | T1 | ISP Elastomers LP | Esbr Port Neches Plant | 1215 Main St | Port Neches | TX | 77651 | Jefferson | CN600131874 | RN105722987 | Constructed a 180 day storage area for waste lab solvent materials. Includes a sump, oil separator and curbing. | Withdrawn by applicant | 2008-07-11 | 57400 | 100
12061 | T1 | ISP Elastomers LP | Esbr Port Neches Plant | 1215 Main St | Port Neches | TX | 77651 | Jefferson | CN600131874 | RN105722987 | Installed a bag filter (dust collector) on the carbon black vent. | A positive use determination of 100% for the bag filter installed on the carbon black vent. | 2008-06-09 | 543160 | 100
12062 | T1 | ISP Elastomers LP | Esbr Port Neches Plant | 1215 Main St | Port Neches | TX | 77651 | Jefferson | CN600131874 | RN105722987 | The following tanks had gauging, ultrasonic level transmitters, alarms, and shutdown controls installed to prevent overflow events: 6D Oil Tanks, 6C Latex Tanks, 6CC Latex Tanks, and 6D Latex Tanks. | A positive use determination of 100% for the gauging, ultrasonic level transmitters, alarms, and shutdown controls installed on the 6D Oil Tanks, 6C Latex Tanks, 6CC Latex Tanks, and 6D Latex Tanks in order to prevent overfill events | 2008-06-09 | 145218 | 100
12063 | T1 | Goodyear Tire & Rubber Company | Goodyear Chemical Plant | Ih 10 @ Smith Rd | Beaumont | TX | 77720 | Jefferson | CN600616049 | RN102561925 | Projects: Budene Heat Exchanger Repairs, Utilities Refrigeration Exchanger Repairs, Correct Fixed Equipment Corrosion, Isoprene Pump Upgrades, Isoprene/Natsyn Heat Exchanger Upgrade, and Budene Heat Exchanger Upgrades. | A positive determination for 100% of the incremental cost difference between the cost of the original isoperene pumps and the replacement pumps. A negative determination is given for the heat exchanger repairs and upgrades and the corrosion repairs which are considered to be maintenance and repair of process equipment. | 2008-06-16 | 1882752 | 100
12064 | T1 | Alcoa World Alumina LLC | Alcoa World Alumina | State Highway 35 | Point Comfort | TX | 77978 | Calhoun | CN601452329 | RN102705381 | R-55 and R-56 Vapor Hoods for pan filters. | A positive use determination of 100% for the R-55 and R-66 vapor hoods for pan filters. | 2008-06-24 | 360389.94 | 100
12065 | T1 | Alcoa Inc | Alcoa Rockdale | 5 M S On FM 1786 | Rockdale | TX | 76567 | Milam | CN605253749 | RN103785846 | Replaced Spent Pot Liners. | Withdrawn by applicant | 2008-10-01 | 5746245 | 100
12066 | T1 | Ash Grove Texas LP | Ash Grove Texas LP | 2450 Collins Rd | Denton | TX | 76208 | Denton | CN604252080 | RN105371702 | Maintenance performed to the storm water drainage system at the plant. Installed 12" drain culverts and headwalls at plant entrance. Installed curtex and grass seed for erosion prevention. | A positive use determination for 100% of the storm water drainage system maintenance, the 12" drain culverts and headwalls, and erosion prevention curtex and grass seed. | 2008-07-30 | 61274 | 100
12067 | T1 | Ash Grove Texas LP | Ash Grove Texas LP | 900 Gifco Rd | Midlothian | TX | 75065 | Ellis | CN604252080 | RN100225978 | Two Finish Mill Tunnel Dust Collectors and a Dustmaster Mixer. | A positive use determination for 100% of two finish mill tunnel dust collectors and a dustmaster mixer. | 2008-06-24 | 258226 | 100
12068 | T1 | Bayer Crop Science LLC | Bayer Crop Science LP | 103 Erskine St | Lubbock | TX | 79403 | Lubbock | CN601682701 | RN102925088 | Baghouse Dust Collector System: Stern Vent, Ductwork, and Dust/Lint Bag Filter. | A positive use determination for 100% of the baghouse dust collector system including stern vent, ductwork, and dust/lint bag filter. | 2008-06-24 | 68661.73 | 100
12069 | T1 | Bayer Crop Science LLC | Bayer Crop Science LP - Idalou | Rte 2, Box 233, Us 82 E | Idalou | TX |  | Lubbock | Insufficient Information | Insufficient Information | Baghouse Dust Collector with Rotary Airlock and Fan installed as part of system. | A positive use determination for 100% of the baghouse dust collector with rotary airlock and fan. | 2008-06-03 | 173062.35 | 100
12070 | T1 | Bayer Environmental Services | Bayer Crop Science LP - Pasadena | 3310 Pasadena Blvd | Pasadena | TX |  | Harris | CN601682701 | RN102521820 | Dust Collection System: used to collect particulate. | A positive use determination for 100% of the dust collection system. | 2008-06-24 | 57682 | 100
12071 | T1 | Bayer MaterialScience LLC | Bayer MaterialScience - Baytown Plant | 8500 West Bay Area Rd | Baytown | TX |  | Chambers | CN603578188 | RN100209931 | Two Carbon Absorbers for abatement of VOC streams and Freon. Multi-Gas Data Logging Monitors to demonstrate emission compliance. | A positive use determination for 100% of the carbon absorbers and multi-gas data logging monitors. | 2008-09-26 | 77329 | 100
12072 | T1 | Hanson Aggregates North America Inc | Hanson Aggregates Chico | FM 1810 | Chico | TX | 76426 | Wise | CN600686000 | RN105187587 | Installed a receiving end assembly for a scrubber. | A positive use determination for 100% of the receiving end assembly for a scrubber. | 2008-06-24 | 260495.84 | 100
12073 | T1 | Hanson Aggregates North America Inc | Hanson Aggregates Bridgeport Plant | CR 1340 | Bridgeport | TX |  | Wise | CN600686000 | RN102339348 | Installed covers over two 6X16 triple deck shaker screens in order to control dust. | A positive use determination for 100% of the covers over two 6X16 triple deck shaker screens for control of particulate matter. | 2008-09-26 | 106000 | 100
12074 | T1 | Hanson Aggregates North America Inc | Hanson Aggregates Servtex | 21303 FM 2252 | New Braunfels | TX | 78132 | Comal | CN600686000 | RN102541612 | Scrubber #1 Drive W/400 HP Mtr, Scrubber #2 Drive W/400HP Motor, Scrubber Feed Pump A 5880 GPM, Scrubber Feed Pump B 5880 GPM, Scrubber Feed Pump C 5880 GPM, Scrubber Discharge to Red Sand, Scrubber Discharge 400HP Motor. | A positive use determination for 100% of the 2 scrubber drive motors, 3 scrubber feed pumps, scrubber discharge, and scrubber discharge motor. | 2008-06-24 | 1559336 | 100
12075 | T1 | Hanson Aggregates North America Inc | Hanson Aggregates Stafford | Hwy 90 Aw To Cr302 | Altair | TX |  | Colorado | CN600686000 | RN102150356 | Purchased a water truck. | A positive use determination for 100% of the water truck for control of dust on plant roads. | 2008-06-16 | 51258.81 | 100
12076 | T1 | Hanson Aggregates North America Inc | Hanson Aggregates New Perch Hill Plant | Hwy 101 | Bridgeport | TX |  | Wise | CN601122526 | RN102413937 | The following items: Scrubbing Station Building. Rinse Station Building. Wash Screen Uflow Pump & Seal. Rinse Screen Uflow Pump & Recirculation Pump. | A positive use determination for 100% of the wash screen Uflow pump w/seals, rinse screen Uflow pump, and rinse screen recirculation pump. The scrubbing station building and the rinse station building have been withdrawn by the applicant. | 2008-08-08 | 2867828 | 100
12077 | T1 | Houston Cement Company | Houston Cement Company | 9550 Clinton Dr | Houston | TX | 77060 | Harris | CN602843054 | RN102415353 | Environmental Paving - new paving to access road and vehicular traffic areas (114,063 sq. ft.) The dock improvements and parking areas are excluded. | A positive use determination for the 114,063 sq. ft. of paving for the access road and vehicular traffic areas. The dock improvements and parking areas are excluded from this determination. | 2008-08-19 | 101159.68 | 100
12078 | T1 | Houston Cement Company | Houston Cement Company | 156 Clinton Dr | Houston | TX | 77029 | Harris | CN602843054 | RN104795745 | Dust Collection Equipment for particulate emissions from transfer of cement from ships to storage silos and from storage silos to delivery trucks. | A positive use determination for 100% of the dust collection equipment for transfer of cement from ships to storage silos and from storage silos to delivery trucks. | 2008-08-06 | 195900 | 100
12079 | T1 | Johns Manville | Johns Manville Cleburne | 200 W Industrial Blvd | Cleburne | TX | 76031 | Johnson | CN601719065 | RN100213719 | Roadway and storm water control system. Trench on HERM West Wall for storm water control. | A positive use determination for 100% of the new storm water retention control systems described as roadway and storm water control and trench on HERM west wall for storm water control. | 2008-07-03 | 52342.75 | 100
12080 | T1 | Kimberly-Clark | Kimberly-Clark | Loop 286 SW & FM 137 | Paris | TX | 75460 | Lamar | CN600306716 | RN104885033 | Vacuum and exhaust duct collection system, two baghouses, and five emission sampling devices. | A positive use determination for 100% of the vacuum and exhaust duct collection system, two baghouses, and five emission sampling devices. | 2008-08-06 | 1252128 | 100
12081 | T1 | Lanxess Buna LLC | Lanxess Buna - Orange Plant | PO Box 1006 | Orange | TX | 77631 | Orange | CN603160508 | CN603160508 | Buna Stripper modifications, including metering equipment. | A positive use determination for 100% of the Buna stripper modifications and metering equipment. | 2008-08-06 | 38214.7 | 100
12082 | T1 | Lanxess Corporation | Lanxess - Orange Plant | PO Box 2000 | Orange | TX | 77631 | Orange | CN602665556 | RN100825363 | CoBR Stripper and Scrubber modifications. Stripper: wastewater stripper agitator, steam control valves, and wastewater interchanger retube. Scrubber: vent gas scrubber tank, pumps, and flowmeters. | A positive use determination for 100% of the CoBR stripper and scrubber modifications. | 2008-08-06 | 249011 | 100
12083 | T1 | Lanxess Corporation | Lanxess - Baytown Plant | 8500 West Bay Rd | Baytown | TX | 77520 | Chambers | CN603578188 | RN100209931 | Installed liner to be used for storm water containment. | Returned for failure to respond to a deficiency letter. | 2008-10-01 | 22304 | 100
12084 | T1 | Martin Sprocket & Gear | Martin Sprocket & Gear Dallas | 2944 Oak Lane | Dallas | TX | 75215 | Dallas | CN600256333 | RN102512340 | Purchased a Model 800 Power Sweeper. | A positive use determination for 100% of the Model 800 power sweeper. | 2008-06-24 | 45507 | 100
12085 | T1 | Norit Americas Inc | Norit Americas Marshall Plant | 3200 University Ave | Marshall | TX | 75671 | Harrison | CN600840888 | RN102609724 | Maintenance and repairs to plant paving. | The application for maintenance and repairs to the plant paving is being withdrawn by the company. | 2008-08-19 | 42421 | 100
12086 | T1 | Owens Corning | Owens Corning | 1701 W Loop 335 S | Amarillo | TX | 79114 | Potter | CN603528050 | RN100222140 | Refurbished Scrubbers #5, #6, #7, and #8. | A positive use determination for 100% of the refurbished scrubbers #5, #6, #7, and #8. | 2008-06-24 | 556304.56 | 100
12087 | T2 | Owens Corning Roofing & Asphalt LLC | Owens Corning Roofing & Asphalt LLC | 201 N Nursery Rd | Irving | TX | 75601 | Dallas | CN603528050 | RN100225291 | A new phosphoric acid asphalt catalyst injection was installed. Because of increased quality control standards with their product, Owens Corning had to install a catalyst injection system at their asphalt plant. Their two options were to install a phosphoric acid system or a ferric chloride system. After careful analysis, Owens Corning ultimately decided to install the phosphoric acid system. Among their reasons for choosing this option was that did not increase the plant's emissions. The alternative Ferric Chloride system would have resulting in a significant increase in the plant's hazardous emissions and by opting to install the phosphoric acid system; the plant is effectively reducing their emissions. | A negative use determination for the phosphoric acid asphalt catalyst injection system. This property is considered to be production equipment and not pollution control property. | 2008-08-06 | 912810 | 100
12088 | T1 | Owens Corning | Owens Corning | 3700 N I-35 | Waxahachie | TX | 75168 | Ellis | CN603159088 | RN100223585 | Installed cullet handling system in order to improve recycling. | Withdrawn by applicant | 2008-07-30 | 230372.02 | 100
12089 | T1 | Transit Mix Concrete & Materials | Transit Mix - Plant 263 | 1211 Bennett Clark Rd | Nacogdoches | TX | 75963 | Nacogdoches | CN600408009 | RN102894144 | Installed a wastewater system. | A positive use determination for 100% of the wastewater system. | 2008-06-27 | 57936.45 | 100
12090 | T1 | Transit Mix Concrete & Materials | Transit Mix - Plant 259 | 502 W Hwy 175 | Athens | TX | 75751 | Henderson | CN600408009 | RN102894185 | Installed a water recycling system. | A positive use determination for 100% of the water recycling system. | 2008-06-16 | 45553.15 | 100
12091 | T1 | Transit Mix Concrete & Materials | Transit Mix - Plant 287 | Hwy 69 N @ CR 2220 | Mineloa | TX |  | Wood | CN600125157 | Insufficient Information | Installed a water recycling system. | A positive use determination for 100% of the water recycling system. | 2008-06-16 | 43030.13 | 100
12092 | T1 | Transit Mix Concrete & Materials | Transit Mix - Plant 135 | 2525 Dollinger | Beaumont | TX | 77703 | Jefferson | CN604401653 | RN102893823 | Installed a water recycling system. | A positive use determination for 100% of the water recycling system. | 2008-06-24 | 37870.43 | 100
12093 | T1 | Transit Mix Concrete & Materials | Transit Mix - Plant 1309 | Talty Texas | Talty | TX |  | Kaufman | CN600125157 | RN105498307 | Installed a wastewater recycling system to remove particulate matter from the wastewater. | A positive use determination for 100% of the wastewater recycling system. | 2008-06-30 | 50740 | 100
12094 | T1 | Transit Mix Concrete & Materials | Transit Mix - Plant 1532 | Tyler Texas | Tyler | TX |  | Smith | CN600125157 | Insufficient Information | Purchased a new water truck for plant roads. | A positive use determination for 100% of the water truck for plant roads. | 2008-06-16 | 20000 | 100
12095 | T1 | Transit Mix Concrete & Materials | Transit Mix - Plant 2067 | 806 W Mason | Mabank | TX |  | Kaufman | CN600408009 | RN105513188 | Purchased a new water truck for plant roads. | A positive use determination for 100% of the water truck for plant roads. | 2008-06-16 | 30000 | 100
12096 | T1 | Transit Mix Concrete & Materials | Transit Mix - Plant 2036 | 605 N Benton | Big Spring | TX |  | Howard | CN600408009 | RN102308731 | Installed a wastewater tank system. | A positive use determination for 100% of the wastewater tank system. | 2008-06-24 | 59593 | 100
12097 | T1 | Transit Mix Concrete & Materials | Transit Mix - Plant 261 | 309 Abney | Lufkin | TX | 75901 | Angelina | CN600408009 | RN102306297 | Installed a wastewater tank system. | A positive use determination for 100% of the wastewater tank system. | 2008-06-24 | 57603.75 | 100
12098 | T1 | Transit Mix Concrete & Materials | Transit Mix - Plant 260 | 304 E Tena | Jacksonville | TX | 75766 | Cherokee | CN600408009 | RN104150081 | Installed a water recycling system. | A positive use determination for 100% of the water recycling system. | 2008-06-24 | 64793.25 | 100
12099 | T1 | Transit Mix Concrete & Materials | Transit Mix - Plant 2068 | 321 N Seven Points Rd | Seven Points | TX |  | Henderson | CN600408009 | RN102608700 | Installed wastewater system. | A positive use determination for 100% of the wastewater system. | 2008-07-11 | 51767.63 | 100
12100 | T1 | Transit Mix Concrete & Materials | Transit Mix - Plant 1213 | 10102 CR 317 | Kaufman | TX |  | Kaufman | CN602516940 | RN100790518 | Purchased a water truck. | A positive use determination for 100% of the water truck for plant roads. | 2008-06-16 | 25000 | 100
12101 | T1 | Transit Mix Concrete & Materials | Transit Mix - Plant 251 | FM 1244 | Whitney | TX |  | Hill | CN600125157 | Insufficient Information | Installed a new central dust collector. | A positive use determination for 100% of the central dust collector. | 2008-06-16 | 47507.2 | 100
12102 | T1 | Transit Mix Concrete & Materials | Transit Mix - Plant 2014 | 8127 Oak Grove Rd | Franklin | TX |  | Robertson | CN600408009 | RN105459390 | Installed a new central dust collector. | A positive use determination for 100% of the central dust collector. | 2008-06-16 | 38497.5 | 100
12103 | T1 | Transit Mix Concrete & Materials | Transit Mix - Plant 2069 | 9109 Hwy 69 N | Tyler | TX |  | Smith | CN600125157 | RN102773876 | Installed a new central dust collector. | A positive use determination for 100% of the central dust collector. | 2008-06-16 | 28600 | 100
12104 | T1 | Transit Mix Concrete & Materials | Transit Mix - Plant 2070 | 20094 Hwy 69 S | Tyler | TX |  | Smith | CN600125157 | RN102748183 | Installed a new central dust collector. | A positive use determination for 100% of the central dust collector. | 2008-06-16 | 28600 | 100
12105 | T1 | Transit Mix Concrete & Materials | Transit Mix - Plant 164 | 2100 West Mlk | Silsbee | TX | 77656 | Hardin | CN600408009 | RN102564002 | Installed a new central dust collector. | A positive use determination for 100% of the central dust collector. | 2008-06-16 | 44339.66 | 100
12106 | T1 | Transit Mix Concrete & Materials | Transit Mix - Plant 2061 | Buffalo Gap Texas | Buffalo Gap | TX |  | Taylor | CN600125157 | Insufficient Information | Installed a new central dust collector. | A positive use determination for 100% of the central dust collector. | 2008-06-16 | 40838.25 | 100
12107 | T1 | Transit Mix Concrete & Materials | Transit Mix - Plant 1744 | 5655 Christoval Rd | San Angelo | TX |  | Tom Green | CN600408009 | RN103026209 | Installed a new central dust collector. | A positive use determination for 100% of the central dust collector. | 2008-06-24 | 39089.1 | 100
12108 | T1 | Transit Mix Concrete & Materials | Transit Mix - Plant 163 | 2190 S Gulfway | Port Arthur | TX |  | Jefferson | CN600408009 | RN102894227 | Installed a new central dust collector. | A positive use determination for 100% of the central dust collector. | 2008-06-16 | 41200 | 100
12109 | T1 | Transit Mix Concrete & Materials | Transit Mix - Plant 393 | Industrial LP @ Rice Hill | Hillsboro | TX |  | Hill | CN600125157 | Insufficient Information | Installed a new central dust collector. | A positive use determination for 100% of the central dust collector. | 2008-06-16 | 49537.03 | 100
12110 | T1 | Transit Mix Concrete & Materials | Transit Mix - Plant 1528 | 5509 FM 2493 | Tyler | TX |  | Smith | CN603191461 | RN105439814 | Installed a baghouse which will be used to remove particulate from an air stream. | A positive use determination for 100% of the baghouse dust collector. | 2008-07-30 | 183000 | 100
12111 | T1 | Transit Mix Concrete & Materials | Transit Mix - Plant 1529 | 13343 FM 206 | Tyler | TX |  | Smith | CN600317473 | RN102774015 | Installed a baghouse which will be used to remove particulate from air stream. | A positive use determination for 100% of the baghouse dust collector. | 2008-06-27 | 135000 | 100
12112 | T1 | Transit Mix Concrete & Materials | Transit Mix - Plant 1530 | 8065 Hwy 79 S | Palestine | TX |  | Anderson | CN600317473 | RN102771607 | Installed a baghouse which will be used to remove particulate from an air stream. | A positive use determination for 100% of the baghouse dust collector. | 2008-07-11 | 51000 | 100
12113 | T1 | Transit Mix Concrete & Materials | Transit Mix - Plant 1527 | 917 CR 0020 Se | Corsicana | TX |  | Navarro | CN600317473 | RN102454519 | Installed a baghouse which will be used to remove particulate from an air stream. | A positive use determination for 100% of the baghouse dust collector. | 2008-07-11 | 51000 | 100
12114 | T1 | Transit Mix Concrete & Materials | Transit Mix - Plant 1534 | 10950 CR 1220 | Athens | TX |  | Henderson | CN600317473 | RN103003984 | Installed a baghouse dust collector. | A positive use determination for 100% of the baghouse dust collector. | 2008-06-24 | 270000 | 100
12115 | T1 | Transit Mix Concrete & Materials | Transit Mix - Plant 1283 | S Malakoff FM 3441 | Malakoff | TX |  | Henderson | CN600323000 | RN105434989 | Purchased a water truck for dust control on plant roads. | A positive use determination for 100% of the water truck for plant roads. | 2008-06-24 | 5000 | 100
12116 | T1 | Trinity Industries Inc | Trinity Industries - #192 | 104 E Bailey-Boswell | Saginaw | TX | 76179 | Tarrant | CN603795055 | RN102286176 | Installed a new central dust collector. | A positive use determination for 100% of the central dust collector. | 2008-06-24 | 25353.35 | 100
12117 | T1 | Trinity Industries Inc | Trinity Materials - #15 | 4001 Irving Blvd | Dallas | TX |  | Dallas | CN603795055 | RN102512621 | Installed a new central dust collector. | A positive use determination for 100% of the central dust collector. | 2008-06-24 | 5969.89 | 100
12118 | T1 | Trinity Materials Inc | Trinity Materials - #282 | 10603 Circle | Cleburne | TX |  | Bosque | CN600323000 | RN102336138 | Purchased a water truck for dust control on plant roads. | A positive use determination for 100% of the water truck for plant roads. | 2008-06-16 | 15000 | 100
12119 | T1 | Trinity Industries Inc | Trinity Industries - #56 | 11765 Hwy 6 S | Navasota | TX |  | Grimes | CN603795055 | RN102354644 | Installed a refurbished central dust collector. | A positive use determination for 100% of the refurbished central dust collector. | 2008-06-24 | 319279.53 | 100
12120 | T1 | Trinity Materials Inc | Trinity Materials - #282 | 10603 Circle | Cleburne | TX |  | Johnson | CN600323000 | RN102336138 | Purchased a water truck for dust control on plant roads. | A positive use determination for 100% of the water truck for plant roads. | 2008-06-16 | 15000 | 100
12121 | T1 | Trinity Materials Inc | Trinity Materials - #206 | 8221 FM 85 | Ennis | TX |  | Ellis | CN600323000 | RN102455516 | Purchased a water truck for dust control on plant roads. | A positive use determination for 100% of the water truck for plant roads. | 2008-06-16 | 30000 | 100
12122 | T1 | Trinity Materials Inc | Trinity Industries - #25 | 2850 Peden Rd | Saginaw | TX | 76179 | Tarrant | CN603795055 | RN102418563 | Installed a Scrubber and Water Evaporator. Installed Ammonia Scrubber System. | A positive use determination for 100% of the scrubber and water evaporator and the ammonia scrubber system. | 2008-06-24 | 65510.26 | 100
12123 | T1 | Letourneau Technologies Inc | Letourneau Inc | 2400 S MacArthur Blvd | Longview | TX | 75601 | Gregg | CN600360465 | RN10650779 | Item #1. Refrigerant condenser portion of Ultranix Degreaser which is used to recycle the cleaning liquid. Item #2. Cartridge filtration portion of the paint & prep room used for capturing paint fumes. | A positive use determination for 100% of the condenser portion of the Ultranix degreaser and the cartridge filtration system on the paint & prep room. | 2008-06-09 | 120539 | 100
12124 | T1 | Linde Gas Inc | Linde Syngas Unit | 11603 Strang Rd | La Porte | TX | 77571 | Harris | CN602616856 | RN100217207 | Replaced the Boiler CEMS. Improved the CE Boiler controls. Installed a booster system for the flare. Installed an Oxygen Analyzer at the Nitrogen Header. Increased the capacity of the NOx Steam Supply to the Boiler by installing piping to a higher pressure source of steam. Installed isolation vales on the Flue Gas Recirculation ran inlet and outlet ductwork. Purchased a spare superheater flue gas recirculation fan and upgrade the spare boiler flue gas recirculation fan. Installed a Selective Catalytic Reduction System for the boiler. Installed an air compressor system for the boiler. | Returned for failure to respond to a deficiency letter. | 2008-08-12 | 1251000 | 100
12125 | T1 | DMG Equipment Company | Pavers Supply Company | 12930 FM 149 | Montgomery | TX | 77316 | Montgomery | CN600558753 | RN102165149 | Paving of vehicular traffic areas (261,875 sq. ft.), 72,457 cfm Baghouse, and Conveyor Chute Covers | A positive use determination for 100% of the paving of vehicular traffic areas (261,875 sq. ft.), 72,457 cfm baghouse, and conveyor chute covers. | 2008-06-16 | 274968.8 | 100
12126 | T1 | Clifton Molding Corp | Clifton Molding Corp. | 100 Ave A | Clifton | TX | 76634 | Bosque | Insufficient Information | Insufficient Information | The project involved installing a plantwide dust filtration system to eliminate emissions of sawdust. The project included installing two high pressure systems (shavings and sawdust waste), a pulse air filter, bag houses, blowers, motors, feeder assemblies, target boxes, concrete pads, and required ducting. Dry cyclone separators. Necessary hooding, piping, and ductwork. | A positive use determination of 100% for the plantwide dust collection system which includes the installation of two high pressure systems (shavings and sawdust waste), a pulse air filter, bag houses, blowers, motors, feeder assemblies, target boxes, concrete pads, and required ducting; the installation of dry cyclone separators; and the necessary hooding, piping, and ductwork. | 2008-06-09 | 444722.13 | 100
12127 | T1 | GB Biosciences Corporation | GB Biosciences Greens Bayou | 2239 Haden Rd | Houston | TX | 77015 | Harris | CN600132831 | RN100238492 | The following projects: NUS150306-57 - EMG WTS - S1133 Conservation Vent. NUS150406-07 Reline Chlorine Contact Tanks. NUS150412 pH Adjustment Tank Control Modifications. NUS150410 Refurbish Batch Feed Tank S5-I008. NUS150406-20 Replace TOC Analyzer. NUS150406-32 Install Cathodic Protection System. NUS150406-29 Install 3rd Stage VOC Chiller. NUS150406-42 Reline APT sump. NUS150406-50 Replace Level Gauge LG-801 Off Spec Acid Tank. NUS150420 installed a containment slab for the HCL Day & Stripper Feed Tank Area. NUS 150406-57 Reline VOC Stripper. NUS15406-52 Analyzer Control Valve: pH Adjustment Tank. NUS1500406-62 Refurbish VOC Stripper. NUS150406-64 Zero Air Generator for WTS. | A positive use determination of 100% for the following projects: NUS150306-57 - EMG WTS - S1133 Conservation Vent; NUS150406-07 Reline Chlorine Contact Tanks; NUS150412 pH Adjustment Tank Control Modifications; NUS150410 Refurbish Batch Feed Tank S5-I008; NUS150406-20 Replace TOC Analyzer; NUS150406-32 install Cathodic Protection System; NUS150406-29 install 3rd Stage VOC Chiller; NUS150406-42 reline APT sump; NUS150420 installed a containment slab for the HCL Day & Stripper Feed Tank Area; NUS 150406-57 Reline VOC Stripper; NUS150406-52 Analyzer Control Valve: pH Adjustment Tank; NUS1500406-62 Refurbish VOC Stripper; and NUS150406-64 the Zero Air Generator for WTS. A negative use determination for project NUS150406-50 to replace the level gauge LG-801 on the Off Spec Acid Tank. | 2008-10-15 | 1160727.61 | 100
12128 | T1 | GB Biosciences Corporation | GB Biosciences Greens Bayou | 2239 Haden Rd | Houston | TX | 77015 | Harris | CN600132831 | RN100238492 | NUS150506-07: Organic Railcar Unloading Fume Abatement. NUS150506-14:Replace CTL II CEMS Chlorine Analyzer, NUS15506-13: Replace CTL I CEMS Chlorine Analyzer. NUS150421: Chlorine Area Detectors. NUS150506-32 CTL Stormwater System Isolation Valves. NUS150506-35: IPN Stormwater System Isolation Valves. NUS150506-44: Replacement Control Valves 4301 A & B for IPN Incinerator. NUS150506-48: Re-line STS Clarifier S5-S0207. | A positive use determination for the following projects: NUS150506-07: Organic Railcar Unloading Fume Abatement; NUS150506-14:Replace CTL II CEMS Chlorine Analyzer; NUS15506-13: Replace CTL I CEMS Chlorine Analyzer; NUS150506-32 CTL Stormwater System Isolation Valves; NUS150506-35: IPN Stormwater System Isolation Valves; NUS150506-44: Replacement Control Valves 4301 A & B for IPN Incinerator; and NUS150506-48: Re-line STS Clarifier S5-S0207. A negative use determination for the NUS150421: Chlorine Area Detectors which are considered to be employee safety equipment and not pollution control devices. | 2008-10-01 | 380612.96 | 100
12129 | T1 | GB Biosciences Corporation | GB Biosciences Greens Bayou | 2239 Haden Rd | Houston | TX | 77015 | Harris | CN600132831 | RN100238492 | NUS150606-12: Coat Secondary WTS Dike Area. NUS150606-08: Replace Separator Sump Pump. NUS150609: Ultrex Packaging Line Dust Control. NUS150612: Hydrolyzer Modifications. NUS150606-17: Cyanide Analyzer. NUS150606-20: Replace Ball Valves VB14 in Bleach Service. NUS150606-28: Replace Wastewater Organics Tank. NUS150607: Replace 375 Sylterm Pumps. NUS150606-41: Replace South Distillation Feed Tank Relief Devices. NUS150606-46: Automated Valve for Carbon Absorber S5-R1056. NUS150606-42: Fume scrubber solution to LP absorber. | A positive use determination of 100% for the following projects: NUS150606-12: Coat Secondary WTS Dike Area; NUS150606-08: Replace Separator Sump Pump; NUS150609: Ultrex Packaging Line Dust Control; NUS150612: Hydrolyzer Modifications; NUS150606-17: Cyanide Analyzer; NUS150606-20: Replace Ball Valves VB14 in Bleach Service; NUS150606-28: Replace Wastewater Organics Tank; NUS150606-46: Automated Valve for Carbon Absorber S5-R1056; and the NUS150606-42: Fume scrubber solution to LP absorber. For NUS150607: For the project to replace the 375 Syltherm Pumps, a positive use determination of 100% of the cost difference between the cost of the single mechanical seal pumps and the cost of the new sealless magnetic drive pumps. For NUS150606-41: Replace South Dist. Feed Tank Relief Devices a positive use determination of 100% of the incremental cost difference between the new Protego pressure relief device and the previous pressure relief system. | 2008-10-01 | 1160727.61 | 100
12130 | T1 | GB Biosciences Corporation | GB Biosciences Greens Bayou | 2239 Haden Rd | Houston | TX | 77015 | Harris | CN600132831 | RN100238492 | NUS150701: Replace 180 - 280 Syltherm Pumps - The 280 Sylterm single mechanical seal pumps were replaced, NUS150710: CTL Incinerator Burner Controls - New electronically linked control valves will replace the existing valves and the interlock will be reinstated. | A positive use determination of 100% for project NUS150710: CTL Incinerator Burner Controls. A positive use determination of 100% of the cost difference between the cost of the single mechanical seal in the old pumps and the cost of the new sealing system in the new Syltherm pumps replaced as part of NUS15070.. | 2008-10-01 | 877552.24 | 100
12131 | T1 | Arcelor-Mittal Vinton | Arcelor-Mittal Vinton | I-10 & Vinton Rd | Vinton | TX | 79835 | El Paso | CN603328816 | RN100213941 | Scrap Metal Shredder: Scrap metal is processed through the shredder to reduce size for melting. | This shredder is used in the production of steel and is given a negative determination. | 2008-06-19 | 2490938 | 100
12132 | T1 | Huntsman Petrochemical Corp | Huntsman Jefferson County | 6001 Hwy 366 | Port Neches | TX | 77651 | Jefferson | CN603603093 | RN100219252 | Area A3 Wastewater Improvements. Installed an API Separator, an Activated Carbon Treatment system and an On-line analyzer. | A positive use determination for 100% of the Area A3 Wastewater Improvements: API separator, activated carbon treatment system, and on-line analyzer. | 2008-06-03 | 605226 | 100
12133 | T1 | Huntsman Petrochemical Corp | Huntsman Jefferson County | 6001 Hwy 366 | Port Neches | TX | 77651 | Jefferson | CN603603093 | RN100219252 | Joint Waste Water Treatment Plant (JWWTP) Upgrade: Installed a high purity oxygen injection system to replace the surface aeration system. | A positive use determination for 100% of the Joint Wastewater Treatment Plant upgrade. | 2008-06-16 | 3546824 | 100
12134 | T1 | Huntsman Petrochemical Corp | Huntsman Jefferson County | 6001 Hwy 366 | Port Neches | TX | 77651 | Jefferson | CN603603093 | RN100219252 | Replace Continuous Emission Monitors for Cogeneration Units H-K-9 and H-K-10. | A positive use determination for 100% of the new continuous emission monitors for cogeneration units H-K-9 and H-K-10. | 2008-06-16 | 209242 | 100
12135 | T1 | Huntsman Petrochemical Corp | Huntsman Jefferson County | 6001 Hwy 366 | Port Neches | TX | 77651 | Jefferson | CN603603093 | RN100219252 | Installed two new vertical sump pumps which will pump P-V-9 Pond effluent to the Joint Wastewater Treatment Plant via P-V-21 Pond. These are replacement pumps. | Returned for failure to respond to a deficiency letter. | 2008-10-01 | 17197 | 100
12136 | T1 | Central Hardwoods Inc | Central Hardwoods | 2605 Rodney Ln | Dallas | TX | 75229 | Dallas | CN600523633 | RN102249463 | (1) Dust collection system and related ductwork. (2) Dust collection system and related equipment in the new mill. (3) Bags for dust collection system. | A positive use determination of 100% for the dust collection system and related ductwork, the new dust collection system and related equipment installed for the new mill, and the bags purchased for the dust collection system. | 2008-06-09 | 347899 | 100
12137 | T1 | Good Time Stores Inc | Good Time Store #7 | 9404 Mccombs | El Paso | TX | 79924 | El Paso | CN600494199 | RN101643146 | Installed double walled storage tanks. | A positive use determination of 100% of the incremental cost difference between the cost of double-walled tank which was installed and the cost of the same size single-walled tank. | 2008-06-16 | 19200 | 100
12138 | T1 | Delek Refining Ltd | Delek Refining Ltd Tyler | 425 Mcmurrey Dr | Tyler | TX | 75702 | Smith | CN602831232 | RN100222512 | Refinery installed a hydrogen sulfide scrubber on a vacuum seal-pot to minimize air emissions from the plant. Installation of the scrubber will reduce H2S in the gas stream to 160 ppm to comply with environmental requirements. | A positive use determination of 100% for the new hydrogen sulfide scrubber installed on the vacuum seal pot. | 2008-06-16 | 75000 | 100
12139 | T1 | Delek Refining Ltd | Delek Refining Ltd Tyler | 425 Mcmurrey Dr | Tyler | TX | 75702 | Smith | CN602831232 | RN100222512 | Refinery installed closed loop sample stations to ensure environmental requirements are met. Installation of closed loop sample stations minimize air emissions. | A positive use determination of 100% for the closed loop sampling stations. | 2008-06-16 | 96200 | 100
12140 | T1 | Delek Refining Ltd | Delek Refining Ltd Tyler | 425 Mcmurrey Dr | Tyler | TX | 75702 | Smith | CN602831232 | RN100222512 | Refinery repaired the floating roof and installed replacement tank seal on tanks 26 and 35. | A positive use determination of 100% for the repairs made to the internal floating roofs and installation of replacement tank seals on tanks 26 and 35. | 2008-06-16 | 88000 | 100
12141 | T1 | Delek Refining Ltd | Delek Refining Ltd Tyler | 425 Mcmurrey Dr | Tyler | TX | 75702 | Smith | CN602831232 | RN100222512 | Refinery repaired the floating roof and installed tank seal on tanks 3, 4, 34, 137, and 151. | A positive use determination of 100% for the repairs made to the internal floating roofs and installation of replacement tank seals on tanks 3, 4, 34, 137, and 151. | 2008-06-16 | 124656 | 100
12142 | T1 | Delek Refining Ltd | Delek Refining Ltd Tyler | 425 Mcmurrey Dr | Tyler | TX | 75702 | Smith | CN602831232 | RN100222512 | Refinery repaired the floating roofs on tanks 6, 9, 39 and 59 and installed tank seals on tanks 122 and 124. | A positive use determination of 100% for the repairs made to the internal floating roofs on tanks 6, 9, 39, and 59 and the installation of replacement tank seals on tanks 122 and 124. | 2008-06-16 | 108025 | 100
12143 | T1 | Delek Refining Ltd | Delek Refining Ltd Tyler | 425 Mcmurrey Dr | Tyler | TX | 75702 | Smith | CN602831232 | RN100222512 | Installed foundations and spill containment pad for sulfuric acid storage. | A positive use determination of 100% for the foundations and spill containment pad installed for sulfuric acid storage | 2008-06-16 | 98000 | 100
12144 | T1 | Delek Refining Ltd | Delek Refining Ltd Tyler | 425 Mcmurrey Dr | Tyler | TX | 75702 | Smith | CN602831232 | RN100222512 | Added internal floating roofs to tanks 2, 3, and 4. | A positive use determination of 100% for the internal floating roofs installed in tanks 2, 3, and 4. | 2008-06-16 | 102000 | 100
12145 | T1 | Delek Refining Ltd | Delek Refining Ltd Tyler | 425 Mcmurrey Dr | Tyler | TX | 75702 | Smith | CN602831232 | RN100222512 | Installed extensive drainage modifications in the north half of the Alky Unit. Modifications included replacement of corroded drain piping, secondary holding tank for water to check pH standards prior to discharge into waste water treatment system, and paving to direct stormwater to the waste water treatment system. | A positive use determination of 100% for the drainage modifications, the replacement piping, the holding tank, and the paving. | 2008-06-16 | 170300 | 100
12146 | T1 | Delek Refining Ltd | Delek Refining Ltd Tyler | 425 Mcmurrey Dr | Tyler | TX | 75702 | Smith | CN602831232 | RN100222512 | Replaced floating roof on tank 63, repaired the floating roof and seals in tanks 116 and 163, and replaced tank seals in tanks 3, 30, 31 and 62. | A positive use determination of 100% for the replaced floating roof on tank 63, the repaired floating roofs and seals in tanks 116 and 163, and the replaced tank seals in tanks 3, 30, 31 and 62. | 2008-06-16 | 173055 | 100
12147 | T1 | Delek Refining Ltd | Delek Refining Ltd Tyler | 425 Mcmurrey Dr | Tyler | TX | 75702 | Smith | CN602831232 | RN100222512 | Repaired sour water holding tank 168. | A positive use determination of 100% for the repairs made to sour water holding tank 168. | 2008-06-16 | 116500 | 100
12148 | T1 | HEB Grocery Company LP | HEB Bastrop County | 104 Hasler Blvd | Bastrop | TX | 78602 | Bastrop | CN601297963 | RN104072830 | Containment structures used to capture storm water from developed property and reduce flooding impact downstream of the property. | A positive use determination of 100% for the Stormwater Containment Structure and 15,617 sq ft of associated land. | 2008-07-11 | 46851 | 100
12149 | T1 | HEB Grocery Company LP | HEB-Leon Springs | 24165 Ih 10 W #300 | San Antonio | TX | 78257 | Bexar | CN601297963 | RN104211982 | Containment structures used to capture storm water from developed property and reduce flooding impact downstream of the property. | A positive use determination of 100% for the Stormwater Containment Structure and 45,000 sq ft of associated land. | 2008-07-11 | 180000 | 100
12150 | T1 | HEB Grocery Company LP | HEB-Sa 45 | 20760 Hwy 281 N | San Antonio | TX | 78258 | Bexar | CN601297963 | RN105458251 | Containment structures used to capture storm water from developed property and reduce flooding impact downstream of the property. | A positive use determination of 100% for the Stormwater Containment Structure and 33,000 sq ft of associated land. | 2008-07-30 | 165000 | 100
12151 | T1 | HEB Grocery Company LP | HEB-Produce Warehouse | 5103 Rittiman Rd | San Antonio | TX |  | Bexar | CN601297963 | RN105125868 | Containment structures used to capture storm water from developed property and reduce flooding impact downstream of the property. | Withdrawn by applicant | 2008-07-07 | 66000 | 100
12152 | T1 | HEB Grocery Company LP | HEB Bexar County | 4963 Space Center Dr | San Antonio | TX | 78218 | Bexar | CN601297963 | RN104163308 | Site and building houses full scale waste water pre-treatment plant designed for treatment of high strength dairy waste. | A positive use determination of 100% for the building which contains a waste water pre-treatment. | 2008-08-06 | 1058039 | 100
12153 | T1 | HEB Grocery Company LP | HEB-Brownsville 5 | 2155 Paredes | Brownsville | TX | 78521 | Cameron | CN601297963 | RN101686673 | Containment structures used to capture storm water from developed property and reduce flooding impact downstream of the property. | A positive use determination of 100% for the Stormwater Containment Structure and 93,000 sq ft of associated land. | 2008-07-11 | 186000 | 100
12154 | T1 | HEB Grocery Company LP | HEB-Brownsville 2 | 2250 Boca Chica Blvd | Brownsville | TX | 78521 | Cameron | CN601297963 | RN101681955 | Containment structures used to capture storm water from developed property and reduce flooding impact downstream of the property. | Withdrawn by applicant | 2008-07-07 | 20000 | 100
12155 | T1 | HEB Grocery Company LP | HEB Bulverde | 20475 Hwy 46 W | Bulverde | TX | 78070 | Comal | CN601297963 | RN101232205 | Containment structures used to capture storm water from developed property and reduce flooding impact downstream of the property. | Withdrawn by applicant | 2008-07-07 | 75000 | 100
12156 | T1 | HEB Grocery Company LP | HEB Houston 49 | 9828 Blackhawk Blvd | Houston | TX | 77078 | Harris | CN601297963 | RN104482815 | Containment structures used to capture storm water from developed property and reduce flooding impact downstream of the property. | A positive use determination of 100% for the Stormwater Containment Structure and 27,181 sq ft of associated land. | 2008-07-11 | 81543 | 100
12157 | T1 | HEB Grocery Company LP | HEB San Marcos Warehouse | 2301 Hunter Rd | San Marcos | TX |  | Hays | CN601297963 | RN101493054 | Containment structures used to capture storm water from developed property and reduce flooding impact downstream of the property. | Withdrawn by applicant | 2008-07-07 | 40900 | 100
12158 | T1 | HEB Grocery Company LP | HEB San Juan Plus | 901 W Expressway 83 | San Juan | TX | 78589 | Hidalgo | CN601297963 | RN109783407 | Containment structures used to capture storm water from developed property and reduce flooding impact downstream of the property. | A positive use determination of 100% for the Stormwater Containment Structure and 11,000 sq ft of associated land. | 2008-07-11 | 44000 | 100
12159 | T1 | HEB Grocery Company LP | HEB Alamo | 1211 E Frontage Expwy 83 | Alamo | TX | 78516 | Hidalgo | CN601297963 | RN101684785 | Containment structures used to capture storm water from developed property and reduce flooding impact downstream of the property. | A positive use determination of 100% for the Stormwater Containment Structure and 24,311 sq ft of associated land. | 2008-07-11 | 36467 | 100
12160 | T1 | HEB Grocery Company LP | HEB Edinburg 2 | 2700 Freddy Gonzales Rd | Edinburg | TX | 78539 | Hidalgo | CN601297963 | RN101682292 | Containment structures used to capture storm water from developed property and reduce flooding impact downstream of the property. | Withdrawn by applicant | 2008-07-07 | 80588 | 100
12161 | T1 | HEB Grocery Company LP | HEB Palmview | 6816 W Expressway 83 | Palmview | TX | 78572 | Hidalgo | CN601297963 | RN101680221 | Containment structures used to capture storm water from developed property and reduce flooding impact downstream of the property. | A positive use determination of 100% for the Stormwater Containment Structure and 70,600 sq ft of associated land. | 2008-07-11 | 105900 | 100
12162 | T1 | HEB Grocery Company LP | HEB Weslaco 2 | 310 N Westgate | Weslaco | TX | 78596 | Hidalgo | CN601297963 | RN101678902 | Containment structures used to capture storm water from developed property and reduce flooding impact downstream of the property. | Withdrawn by applicant | 2008-07-07 | 53000 | 100
12163 | T1 | HEB Grocery Company LP | HEB McAllen 2 | 2401 N Tenth St | McAllen | TX | 78504 | Hidalgo | CN601297963 | RN104126149 | Containment structures used to capture storm water from developed property and reduce flooding impact downstream of the property. | A positive use determination of 100% for the Stormwater Containment Structure and 15,143 sq ft of associated land. | 2008-07-11 | 121144 | 100
12164 | T1 | HEB Grocery Company LP | HEB Weslaco Warehouse | 1100 Panther | Weslaco | TX |  | Hidalgo | CN601297963 | RN105154041 | Containment structures used to capture storm water from developed property and reduce flooding impact downstream of the property. | Withdrawn by applicant | 2008-07-07 | 105300 | 100
12165 | T1 | HEB Grocery Company LP | HEB Cc 04 Plus | 5313 Saratoga | Corpus Christi | TX | 78413 | Nueces | CN601297963 | RN109843003 | Containment structures used to capture storm water from developed property and reduce flooding impact downstream of the property. | A positive use determination of 100% for the Stormwater Containment Structure and 123,441 sq ft of associated land. | 2008-07-11 | 246882 | 100
12166 | T1 | HEB Grocery Company LP | HEB Austin 11 Tanglewood Village | 2110 New Slaughter Ln | Austin | TX | 78748 | Travis | CN601297963 | RN104285820 | Containment structures used to capture storm water from developed property and reduce flooding impact downstream of the property. | Withdrawn by applicant | 2008-07-07 | 199213 | 100
12167 | T1 | HEB Grocery Company LP | HEB Austin 02 | 6607 IH 35 S | Austin | TX | 78744 | Travis | CN601297963 | Insufficient Information | Containment structures used to capture storm water from developed property and reduce flooding impact downstream of the property. | Withdrawn by applicant | 2008-07-07 | 36000 | 100
12168 | T1 | HEB Grocery Company LP | HEB Austin 20 | 6001 Parmer Ln | Austin | TX | 78727 | Travis | CN601297963 | RN101499580 | Containment structures used to capture storm water from developed property and reduce flooding impact downstream of the property. | A positive use determination of 100% for the Stormwater Containment Structure and 35,084 sq ft of associated land. | 2008-10-01 | 140336 | 100
12169 | T1 | HEB Grocery Company LP | HEB Austin 21 | 12400 Hwy 71 W | Austin | TX | 78738 | Travis | CN601297963 | RN101499184 | Containment structures used to capture storm water from developed property and reduce flooding impact downstream of the property. | A positive use determination of 100% for the Stormwater Containment Structure and 86,206 sq ft of associated land. | 2008-07-11 | 258618 | 100
12170 | T1 | HEB Grocery Company LP | HEB Austin 23 | 6900 Brodie Ln | Austin | TX | 78745 | Travis | CN601297963 | RN102732088 | Containment structures used to capture storm water from developed property and reduce flooding impact downstream of the property. | A positive use determination of 100% for the Stormwater Containment Structure and 50,523 sq ft of associated land. | 2008-07-11 | 101046 | 100
12171 | T1 | HEB Grocery Company LP | HEB Pflugerville 2 | 201 FM 685 | Pflugerville | TX | 78660 | Travis | CN601297963 | RN100256965 | Containment structures used to capture storm water from developed property and reduce flooding impact downstream of the property. | A positive use determination of 100% for the Stormwater Containment Structure and 75,095 sq ft of associated land. | 2008-07-11 | 150190 | 100
12172 | T1 | HEB Grocery Company LP | HEB Austin 20 | 6001 Parmer Ln | Austin | TX | 78727 | Williamson | CN601297963 | RN101499580 | Containment structures used to capture storm water from developed property and reduce flooding impact downstream of the property. | A positive use determination of 100% for the Stormwater Containment Structure and 35,084 sq ft of associated land. | 2008-10-01 | 35084 | 100
12173 | T1 | HEB Grocery Company LP | HEB Taylor | 100 Carlos G Parker Blvd | Taylor | TX | 76574 | Williamson | CN601297963 | RN104243183 | Containment structures used to capture storm water from developed property and reduce flooding impact downstream of the property. | A positive use determination of 100% for the Stormwater Containment Structure consisting of 55,976 sq ft. | 2008-07-11 | 139940 | 100
12174 | T1 | HEB Grocery Company LP | HEB Floresville | 925 10Th St | Floresville | TX | 78114 | Wilson | CN601297963 | RN104105937 | Containment structures used to capture storm water from developed property and reduce flooding impact downstream of the property. | A positive use determination of 100% for the Stormwater Containment Structure consisting of 171,500 sq ft. | 2008-07-11 | 128625 | 100
12175 | T1 | Pasadena Refining System Inc | Pasadena Refining System Inc | 111 Red Bluff Rd | Pasadena | TX | 77506 | Harris | CN602779951 | RN100716661 | East and West Flare Monitors. Coker Blowdown Vent Elimination: installed piping and instrumentation. | A positive use determination of 100% for the two flare monitors and the piping and instrumentation installed as part of the Coker Blowdown Vent Elimination Project. | 2008-07-03 | 769219 | 100
12176 | T1 | Pasadena Refining System Inc | Pasadena Refining System Inc | 111 Red Bluff Rd | Pasadena | TX | 77506 | Harris | CN602779951 | RN100716661 | Installed one new 60 x 60, 30,000 bbl, recovered oil tanks and a oily water blow down sump cover. | A positive use determination of 100% for the new 60 x 60, 30,000 bbl, recovered oil tank and the oily water blow down sump cover. | 2008-07-03 | 4527596 | 100
12177 | T1 | Pasadena Refining System Inc | Pasadena Refining System Inc | 111 Red Bluff Rd | Pasadena | TX | 77506 | Harris | CN602779951 | RN100716661 | Added cathodic protection to pipeline crossing. | A positive use determination of 100% for the cathodic protection added to the pipeline crossing. | 2008-06-09 | 200000 | 100
12178 | T1 | Southwestern Public Service Company | Plant X | 1091 FM 1055 | Earth | TX | 79031 | Lamb | CN601481336 | RN100224419 | Replace Acid Tank Piping and controls | A negative determination. The pH Control System is not considered to be pollution control property. | 2008-06-19 | 99251 | 100
12179 | T1 | Southwestern Public Service Company | Plant X | 1091 FM 1055 | Earth | TX | 79031 | Lamb | CN601481336 | RN100224419 | Replaced the instrument air system for the Continuous Emission Monitoring Systems. | A positive use determination of 100% for the Plant X CEMS Instrument Air Controls. | 2008-06-16 | 48403 | 100
12180 | T1 | Southwestern Public Service Company | Plant X | 1091 FM 1055 | Earth | TX | 79031 | Lamb | CN601481336 | RN100224419 | Replaced the existing acid tank for pH control at the Plant X Unit 4 Cooling Tower. | A negative determination. The pH Control System is not considered to be pollution control property. | 2008-06-19 | 99624 | 100
12181 | T1 | Southwestern Public Service Company | Plant X | 1091 FM 1055 | Earth | TX | 79031 | Lamb | CN601481336 | RN100224419 | Replaced the CEMs Analyzers used for NOx measurements. | A positive use determination of 100% for the Plant X CEMS for NOx. | 2008-07-11 | 56472 | 100
12182 | T1 | Southwestern Public Service Company | Plant X | 1091 FM 1055 | Earth | TX | 79031 | Lamb | CN601481336 | RN100224419 | Replaced the CEMs data acquisition system (hardware and software). | A positive use determination of 100% for the replacement of the continuous emission monitoring system's data acquisition system (hardware and software). | 2008-06-24 | 308283 | 100
12183 | T1 | Southwestern Public Service Company | Jones Station | 2 Mi E of Us84 On FM3020 | Lubbock | TX | 79404 | Lubbock | CN601481336 | RN100224765 | Resurfaced the concrete of the Unit 1 Cooling Tower Basin. | A positive use determination of 100% for the project to resurface the cooling tower basin. | 2008-06-24 | 170701 | 100
12184 | T1 | Southwestern Public Service Company | Jones Station | 2 Mi E of Us84 On FM3020 | Lubbock | TX | 79404 | Lubbock | CN601481336 | RN100224765 | Replaced CEMS analyzers. | A positive use determination of 100% for the project to replace the continuous emission monitoring system. | 2008-06-16 | 100265 | 100
12185 | T1 | Southwestern Public Service Company | Jones Station | 2 Mi E of Us84 0N FM3020 | Lubbock | TX | 79404 | Lubbock | CN601481336 | RN100224765 | Upgraded the Unit 1 & 2 CEMS data acquisition software. | A positive use determination of 100% for the replacement of the continuous emission monitoring system's data acquisition system (hardware and software). | 2008-06-24 | 143060 | 100
12186 | T1 | Southwestern Public Service Company | Nichols Station | 7201 N Lakeside Rd | Amarillo | TX | 79108 | Potter | CN 601481336 | RN100224641 | Upgraded the control system for the inject well which is used to deep well dispose of part of the cooling tower blowdown. | A positive use determination of 100% for the project to upgrade the control system for the injection well. | 2008-06-24 | 64053 | 100
12187 | T1 | Southwestern Public Service Company | Tolk - Lamb County | 954 CR 65 | Earth | TX | 79031 | Lamb | CN601481336 | RN100224534 | Replaced the flow monitor on the Unit 1 CEMS. | A positive use determination of 100% for the replacement flow monitor for the Unit 1 CEMS. | 2008-06-24 | 70461 | 100
12188 | T1 | Southwestern Public Service Company | Tolk - Lamb County | 954 CR 65 | Earth | TX | 79031 | Lamb | CN601481336 | RN100224534 | Replaced the pond liner in 10 acre Pond 12. | A positive use determination of 100% for the replacement liner in Pond 12. | 2008-06-24 | 646545 | 100
12189 | T1 | Southwestern Public Service Company | Tolk - Lamb County | 954 CR 65 | Earth | TX | 79031 | Lamb | CN601481336 | RN100224534 | Replaced the analyzers for the Units 1 and 2 CEMS. | A positive use determination of 100% for the replacement analyzers for the Units 1 and 2 CEMS. | 2008-06-24 | 237951 | 100
12190 | T1 | Southwestern Public Service Company | Tolk - Lamb County | 954 CR 65 | Earth | TX | 79031 | Lamb | CN601481336 | RN100224534 | Replaced the data acquisition systems for the CEMS. | A positive use determination of 100% for the replacement of the continuous emission monitoring system's data acquisition system (hardware and software). | 2008-06-24 | 148506 | 100
12191 | T1 | Southwestern Public Service Company | Tolk - Lamb County | 954 CR 65 | Earth | TX | 79031 | Lamb | CN601481336 | RN100224534 | Constructed a new pond - Pond 14. | A positive use determination of 100% for the construction of new evaporation pond #14. | 2008-06-16 | 633989 | 100
12192 | T1 | Southwestern Public Service Company | Tolk - Lamb County | 954 CR 65 | Earth | TX | 79031 | Lamb | CN601481336 | RN100224534 | Completely re-build evaporation Pond 2 including the installation of a new liner. | A positive use determination of 100% for the project to completely re-build evaporation pond #2. | 2008-06-16 | 1030660 | 100
12193 | T1 | Southwestern Public Service Company | Harrington Station | 8300 N Lakeside Rd | Amarillo | TX | 79108 | Potter | CN601481336 | RN100224849 | Replaced the flow monitor for the unit 3 CEMS. | A positive use determination of 100% for the flow monitors installed for the Unit 3 continuous emission monitoring systems. | 2008-06-24 | 64634 | 100
12194 | T1 | Southwestern Public Service Company | Nichols Station | 7201 N Lakeside Rd | Amarillo | TX | 79108 | Potter | CN 601481336 | RN100224641 | A discharge line was constructed to route the cooling tower water to the facility's main lined blowdown pond. | A positive use determination of 100% for the discharge line which was constructed to route the cooling tower water to the facility's main lined blowdown pond. | 2008-06-24 | 44067 | 100
12195 | T1 | Southwestern Public Service Company | Nichols Station | 7201 N Lakeside Rd | Amarillo | TX | 79108 | Potter | CN 601481336 | RN100224641 | A synthetic-lined pond which will be used to hold lime sludge was constructed. | A positive use determination of 100% for the construction of the synthetic-lined pond which will be used to hold lime sludge. | 2008-06-30 | 1529808 | 100
12196 | T1 | Southwestern Public Service Company | Harrington Station | 8300 N Lakeside Rd | Amarillo | TX | 79108 | Potter | CN601481336 | RN100224849 | Replaced the analyzers for the CEMS on all three units. | A positive use determination of 100% for the replacement analyzers for the continuous emission monitoring systems on all three units. | 2008-06-24 | 359530 | 100
12197 | T1 | Southwestern Public Service Company | Harrington Station | 8300 N Lakeside Rd | Amarillo | TX | 79108 | Potter | CN601481336 | RN100224849 | Replaced the flow monitor for the Unit 2 CEMS. | A positive use determination of 100% for the replacement flow monitor for the Unit 2 CEMS. | 2008-06-24 | 134265 | 100
12198 | T1 | Southwestern Public Service Company | Harrington Station | 8400 N Lakeside Rd | Amarillo | TX | 79108 | Potter | CN601481336 | RN100224849 | Ponds 9 and 18: Replaced 60 mil primary and 40 mil secondary (floor only) pond liners, leak detection systems, and removed all sediment. | A positive use determination of 100% for the project to replace the liners, the leak detection systems, and remove the sediment for ponds 9 and 18. | 2008-06-30 | 1632990 | 100
12199 | T1 | Southwestern Public Service Company | Harrington Station | 8400 N Lakeside Rd | Amarillo | TX | 79108 | Potter | CN601481336 | RN100224849 | Low NOx Burners, Adjustable Air Tips, and SOFA System consisting of installation of air register, overfire air, duct work, controls and all associated equipment. | A positive use determination of 100% for the installation of the Low NOx Burners, Adjustable Air Tips, and the Separated Overfire Air System. | 2008-06-24 | 4228065 | 100
12200 | T1 | Southwestern Public Service Company | Harrington Station | 8400 N Lakeside Rd | Amarillo | TX | 79108 | Potter | CN601481336 | RN100224849 | Control system for the precipitator/ash collection system. Replaced emission monitoring system for stack opacity. | A positive use determination of 100% for the replacement control system for the precipitator/ash collection system and the replacement opacity monitor for the environmental monitoring system. | 2008-06-16 | 872947 | 100
12201 | T1 | Southwestern Public Service Company | Harrington Station | 8400 N Lakeside Rd | Amarillo | TX | 79108 | Potter | CN601481336 | RN100224849 | Installed level sensors and alarms on the lime silo pool and installed new transfer pumps at Pond 3. | Returned for failure to respond to a deficiency letter. | 2008-11-04 | 217852 | 100
12202 | T4 | Wise County Power Company LP | Wise County Power Plant | 800 Boons Creek Lane | Poolville | TX | 76487 | Wise | CN600127963 | RN102584844 | This project installed two heat recovery steam generators (HRSGs) as part of a combined cycle electric generating facility. Use of the HRSGs improved thermal efficiency. | A negative determination. Heat recovery steam generators and associated dedicated ancillary equipment are used solely for production; therefore, are not eligible for a positive use determination. | 2014-09-24 | 127876160 | 100
12203 | T4 | Ennis-Tractebel Power Company LP | Ennis Tractebel Power Project | 4001 West Ennis Ave | Ennis | TX | 75120 | Ellis | CN601225840 | RN100212430 | This project installed a heat recovery steam generator (HRSG). Use of the HRSG increases the thermal efficiency of the facility. | A negative determination. Heat recovery steam generators and associated dedicated ancillary equipment are used solely for production; therefore, are not eligible for a positive use determination. | 2014-09-24 | 76240602 | 100
12204 | T2 | Wharton County Generation LLC | Wharton County Generation LLC | 3 Mi E of Boling & FM1301 | Boling | TX | 77420 | Wharton | CN603271834 | RN101527943 | Installed an auxiliary boiler solely for the purpose of generating steam for injection into the exhaust of the combustion turbine to reduce NOx emissions. | A positive use determination of 100% for the Auxiliary Boiler as long as it is only used to produce steam that is injected into the exhaust of the combustion turbine. | 2008-08-06 | 650000 | 100
12205 | T1 | Houston Biodiesel | Houston Biodiesel Plant | 11815 Port Rd | Seabrook | TX | 77586 | Harris | CN603110826 | RN105598726 | All tanks at the plant are being equipped with overfill level alarms. | A positive use determination of 100% for the overfill level alarms which have been installed on all tanks. | 2008-06-24 | 111500 | 100
12206 | T1 | Houston Biodiesel | Houston Biodiesel Plant | 11815 Port Rd | Seabrook | TX | 77586 | Harris | CN603110826 | RN105598726 | The plant is installing secondary containment paving around plant process unit reactors, pumps, and piping. The plant is installing vertical concrete walls around tanks. | A positive use determination of 100% for the secondary containment paving and vertical concrete walls. | 2008-06-27 | 491000 | 100
12207 | T1 | Lone Star Industries Inc | Maryneal Cement | Star Route Box 25 | Sweetwater | TX | 79556 | Nolan | CN600363683 | RN100220847 | Dust Suppression System: Mounted a 700 gallon tank on top of the crushers to help cut back on the dust that is emitted into the air. The tanks have sprayers attached. | A positive use determination of 100% for the Dust Suppression System mounted on top of the crushers. | 2008-06-24 | 22464 | 100
12208 | T1 | Topaz Power Group LLC | Laredo Peaking Power Project Units 4 & 5 | 7300 Cpl Rd | Laredo | TX | 78041 | Webb | CN601571722 | RN100213909 | Paved various roads and plant specific areas. Installed secondary containment consisting of concrete structures and concrete curbing. | A positive use determination of 100% for the secondary containment and the environmental paving. | 2008-06-30 | 486000 | 100
12209 | T1 | Topaz Power Group LLC | Barney Davis | 4301 Waldron Rd | Corpus Christi | TX | 78418 | Nueces | CN601737471 | RN100642040 | Installed an oil/water separator. The onsite storm water system consists of a number of sump and pumping systems. Stormwater containment system. | A positive use determination of 100% for the Stormwater Containment System consisting of oil/water separators, sumps, pumps, piping, and containment and diversion structures. | 2008-06-16 | 2197777 | 100
12210 | T4 | Topaz Power Group LLC | Barney Davis Power Plant | 4301 Waldron Rd | Corpus Christi | TX | 78418 | Nueces | CN601737471 | RN100642040 | This project installed two heat recovery steam generators (HRSGs) and one steam turbine. Use of the HRSGs and the steam turbine increases the thermal efficiency of the facility. | A negative determination. Heat recovery steam generators and associated dedicated ancillary equipment are used solely for production; therefore, are not eligible for a positive use determination. | 2014-09-24 | 120879829 | 100
12211 | T4 | Topaz Power Group LLC | Nueces Bay Power Plant | 2002 Navigation Blvd | Corpus Christi | TX | 78402 | Nueces | CN601571722 | RN100552181 | This project installed two heat recovery steam generators (HRSGs) and one steam turbine. Use of the HRSG and the steam turbine increases the thermal efficiency of the facility. | A negative determination. Heat recovery steam generators and associated dedicated ancillary equipment are used solely for production; therefore, are not eligible for a positive use determination. | 2014-09-24 | 121103714 | 100
12212 | T1 | Topaz Power Group LLC | Laredo Peaking Power Project Units 4 & 5 | 7300 Cpl Rd | Laredo | TX | 78041 | Webb | CN601571722 | RN100213909 | The onsite wastewater treatment system consists of a number of sump and pumping systems. Property includes sumps, pumps and separators. | A positive use determination of 100% for the onsite wastewater treatment system consists of a number of sumps, pumps, and separators. | 2008-06-16 | 122411 | 100
12213 | T1 | Topaz Power Group LLC | Laredo Peaking Power Project Units 4 & 5 | 7300 Cpl Rd | Laredo | TX | 78041 | Webb | CN601571722 | RN100213909 | Continuous Emission Monitoring Systems have been installed at all combined cycle unit stacks. Selective Catalytic Reduction Systems have been installed on the two new gas turbines. Steam injection systems have been installed on the two new gas turbines. | A positive use determination of 100% for the Continuous Emission Monitoring Systems which were installed at all combined cycle units stacks; the Selective Catalytic Reduction Systems installed on the two new gas turbines; and the steam injection systems installed on the two new gas turbines. | 2008-06-16 | 15955776 | 100
12214 | T1 | Topaz Power Group LLC | Barney Davis | 4301 Waldron Rd | Corpus Christi | TX | 78418 | Nueces | CN601737471 | RN100642040 | Constructed an exhaust stack on each of the heat recovery steam generators. Installed fuel gas leak detectors on each of the combustion turbines. Continuous Emission Monitoring Systems have been installed on all stacks. Selective Catalytic Reduction systems have been installed on all gas turbines. Electric Power Generation Burner Retrofit (Dry Low NOx Combustion Systems) have been installed. | A positive use determination of 100% of the incremental cost difference between the stack height required for production purposes and the stack height required for pollution control purposes for the exhaust stacks constructed on each of the heat recovery steam generators. A positive use determination of 100% for the Continuous Emission Monitoring Systems installed on all of the stacks, the Selective Catalytic Reduction systems installed on the gas turbines, and the Dry Low NOx Combustion Systems which have been installed. A negative determination for the Fuel Gas Leak Detector. The leak detectors are designed to protect workers and the facilities assets. | 2008-06-16 | 30923824 | 100
12215 | T1 | Topaz Power Group LLC | Barney Davis | 4301 Waldron Rd | Corpus Christi | TX | 78418 | Nueces | CN601737471 | RN100642040 | Installed paving on facility roads and plant specific areas. Constructed secondary containment consisting of concrete structures and curbing. Installed automatic tank gauging. Installed Dielectric Coatings on all tanks and piping. | A positive use determination of 100% for the secondary containment consisting of concrete structures and curbing, the automatic tank gauging, the dielectric coatings on tanks and piping, and the environmental paving excluding parking lots and convenience driveways. | 2008-06-30 | 1406952 | 100
12216 | T1 | Topaz Power Group LLC | Nueces Bay | 2002 Navigation Blvd | Corpus Christi | TX | 78402 | Nueces | CN601571722 | RN100552181 | The incremental cost difference between the stack height required for production purposes and the stack height required for pollution control purpose. A positive use determination of 100% for the exhaust stacks constructed on each of the heat recovery steam generators and the diesel generator; the Continuous Emission Monitoring Systems installed on all of the stacks, the Selective Catalytic Reduction systems installed on the gas turbines, and the Dry Low NOx Combustion Systems which have been installed. A negative determination for the Fuel Gas Leak Detector. The leak detectors are designed to protect workers and the facilities assets. | A positive use determination of 100% of the incremental cost difference between the stack height required for production purposes and the stack height required for pollution control purpose. A positive use determination of 100% for the exhaust stacks constructed on each of the heat recovery steam generators and the diesel generator; the Continuous Emission Monitoring Systems installed on all of the stacks, the Selective Catalytic Reduction systems installed on the gas turbines, and the Dry Low NOx Combustion Systems which have been installed. A negative determination for the Fuel Gas Leak Detector. The leak detectors are designed to protect workers and the facilities assets. | 2008-06-16 | 31229775 | 100
12217 | T1 | Topaz Power Group LLC | Nueces Bay | 2002 Navigation Blvd | Corpus Christi | TX | 78402 | Nueces | CN601571722 | RN100552181 | Stormwater Containment Systems consisting of oil/water separators, sumps and pumping systems, and diversion and containment structures. | A positive use determination of 100% for the Stormwater Containment Systems consisting of oil/water separators, sumps and pumping systems, and diversion and containment structures. | 2008-06-16 | 4049558 | 100
12218 | T1 | Topaz Power Group LLC | Nueces Bay | 2002 Navigation Blvd | Corpus Christi | TX | 78402 | Nueces | CN601571722 | RN100552181 | Installed paving on facility roads and plant specific areas. Constructed secondary containment consisting of concrete structures and curbing. Installed automatic tank gauging. Installed Dielectric Coatings on all tanks and piping. | A positive use determination of 100% for the secondary containment, the environmental paving, the automatic tank gauging, and the dielectric coatings. | 2008-06-30 | 1471113 | 100
12219 | T1 | NRG Texas Power, LLC | WA Parish Generating Plant | 2500 Y.U. Jones Road | Thompson | TX | 77481 | Fort Bend | CN603207218 | RN100888312 | floor grating wash system consisting of wash down equipment, water piping, and dedicated ancillary support systems. | The following property is used 100% for pollution control and is installed to meet or exceed federal or state regulations: floor grating wash system consisting of wash down equipment, water piping, and dedicated ancillary support systems. | 2012-05-15 | 590600 | 100
12220 | T1 | NRG Texas Power, LLC | WA Parish Generating Plant | 2500 Y.U. Jones Road | Thompson | TX | 77481 | Fort Bend | CN603207218 | RN100888312 | wash down equipment, water piping, and dedicated ancillary systems used to wash down the fuel unloading area. | The following property is used 100% for pollution control and is installed to meet or exceed federal or state regulations: wash down equipment, water piping, and dedicated ancillary systems used to wash down the fuel unloading area. | 2012-05-15 | 359996 | 100
12223 | T1 | NRG Texas Power, LLC | WA Parish Generating Plant | 2500 Y.U. Jones Road | Thompson | TX | 77481 | Fort Bend | CN603207218 | RN100888312 | selective catalytic reduction system consisting of catalyst beds, reagent storage, multi-level reagent injection equipment, and associated control instrumentation installed for Unit 5. | The following property is used 100% for pollution control and is installed to meet or exceed federal or state regulations: selective catalytic reduction system consisting of catalyst beds, reagent storage, multi-level reagent injection equipment, and associated control instrumentation installed for Unit 5. | 2012-06-21 | 4601582 | 100
12224 | T1 | Borger Energy Associates LP | Borger Energy Blackhawk Station | 119 N. Spur Co-Gen Place | Borger | TX | 79007 | Hutchinson | CN600129092 | RN100217298 | Selective Catalytic Reduction Systems were installed on the two gas turbines. | A positive use determination of 100% for the Selective Catalytic Reduction Systems which were installed on the two gas turbines. | 2008-06-24 | 2530000 | 100
12225 | T1 | Borger Energy Associates LP | Borger Energy Blackhawk Station | 119 N. Spur Co-Gen Place | Borger | TX | 79008 | Hutchinson | CN600129092 | RN100217298 | 1. Environmental paving installed at the facility. 2. Secondary containment structures, consisting of concrete structures and curbing, were installed around all areas where possible oil and chemical wastes could be present. 3. A concrete containment and collection system was constructed around each transformer. 4. A concrete containment and collection system was constructed around each combustion turbine. 5. A concrete containment and collection system was constructed around each gas compressor. | A positive use determination of 100% for the secondary containment and the environmental paving. | 2008-06-30 | 347000 | 100
12226 | T1 | GS Electrical Generating Coop & Denver | Mustang Station Units 1, 2, & 3 | 1937 CR 390 | Denver City | TX | 79323 | Yoakum | CN602718116 | RN104418967 | 1. Continuous Emission Monitoring Systems were installed on the HRSG Stacks & the Combustion Turbine by-pass stacks. 2. Exhaust stacks on the HRSG. 3. Stack for each combustion turbine. | A positive use determination of 100% for the continuous emission monitoring systems which were installed on the HRSG Stacks. For the stack projects a positive use determination of 100% for the incremental costs difference between the height of the stack required for production purposes and the portion of the stack required for pollution control purposes. This determination includes the Combustion Turbine by-pass stacks, the Exhaust stacks installed on the HRSG, and the stacks constructed for each combustion turbine. | 2008-06-24 | 5415553 | 100
12227 | T1 | GS Electrical Generating Coop & Denver | Mustang Station Units 1, 2, & 3 | 1937 CR 390 | Denver City | TX | 79323 | Yoakum | CN602718116 | RN104418967 | 1. Evaporation pond for wastewater. 2. Blow-down system collects water from HRSG drains. 3. Oil/Water separator collects all storm water before discharge to waste water treatment facility. | A positive use determination of 100% for the evaporation pond constructed for wastewater, the blow-down system that collects water from the HRSG drains for re-use purposes, and the oil/water separators used to collect all stormwater before discharge to waste water treatment facility. | 2008-06-24 | 1400000 | 100
12228 | T1 | GS Electrical Generating Coop & Denver | Mustang Station Units 1, 2, & 3 | 1937 CR 390 | Denver City | TX | 79323 | Yoakum | CN602718116 | RN104418967 | 1. Paving of certain roads and other specific areas. 2. Cathodic protection applied to tanks and piping. 3. Secondary containment consisting of concrete structures and curbing for chemical and oil waste areas. 4. Concrete containment and collection around transformers. 5. Concrete containment & collection around steam turbine. | A positive use determination of 100% for the secondary containment, the dielectric coatings, and the 70,677 square feet of asphalt paving and the 107,310.75 square feet of the concrete paving excluding any driveways or parking areas. A negative determination for the gravel paving which is not considered to be pollution control property. | 2008-10-01 | 916000 | 100
12229 | T1 | Yoakum Electric Generating Coop | Mustang Station Units 4 & 5 | 1937 CR 390 | Denver City | TX | 79323 | Yoakum | CN603228875 | RN101286433 | 1. Continuous Emission Monitoring Systems were installed on the combined cycle units stacks. 2. Stack for each combustion turbine. | A positive use determination of 100% for the Continuous Emission Monitoring Systems installed on the combined cycle units stacks. A positive use determination of 100% for the incremental cost difference between the stack height for production purposes and the stack height for pollution control purposes for the new stacks constructed for each combustion turbines. | 2008-06-16 | 2300000 | 100
12230 | T1 | Yoakum Electric Generating Coop | Mustang Station Units 4 & 5 | 1937 CR 390 | Denver City | TX | 79323 | Yoakum | CN603228875 | RN101286433 | 1. Oil/Water separator collects all storm water before discharge to waste water treatment facility. | A positive use determination of 100% for the Oil/Water separators installed to collect all stormwater before discharge to wastewater treatment facility. | 2008-06-16 | 160000 | 100
12231 | T1 | Yoakum Electric Generating Coop | Mustang Station Units 4 & 5 | 1937 CR 390 | Denver City | TX | 79323 | Yoakum | CN603228875 | RN101286433 | 1. Paving of certain roads and other specific areas. 2. Secondary containment consisting of concrete structures and curbing for chemical and oil waste areas. | A positive use determination of 100% for the secondary containment and the environmental paving. | 2008-07-03 | 1070000 | 100
12232 | T2 | Madisonville Gas Processing LP | Madisonville Plant | 7542 FM 1372 | North Zulch | TX | 77872 | Madison | CN600885701 | RN100952886 | The Madisonville Acid Gas Compressors are designed to prevent caustic gas from escaping into the atmosphere by compressing and routing to an adjacent acid gas injection well. | A positive use determination of 100% the Madisonville Acid Gas Compressors. | 2008-08-06 | 8819576.53 | 100
12233 | T1 | KMCO Pt Arthur - DBA KMTEX | KMCO, Port Arthur, DBA KMTEX | 2450 S Gulfway Dr | Port Arthur | TX | 77641 | Jefferson | CN604105007 | RN100640283 | Concrete foundations and diking for several process tanks to contain spills. | A positive use determination for 100% of the concrete foundations outside the tank perimeters and diking for several process tanks. The foundation underneath the tanks does not qualify. | 2008-08-06 | 336123 | 100
12234 | T1 | KMCO LP | KMCO LP | 16503 Ramsey Rd | Crosby | TX | 77532 | Harris | CN604105221 | RN101613511 | Flue gas recirculation on the two primary natural gas-fired steam boilers. | A positive use determination for 100% of the flue gas recirculation project. | 2008-08-06 | 26908 | 100
12235 | T1 | KMCO LP | KMCO LP | 16503 Ramsey Rd | Crosby | TX | 77532 | Harris | CN604105221 | RN101613511 | Two scrubbers to absorb ammonia from wastewater. Circulation loops on several oxide scrubbers. | A positive use determination for 100% of the 2 ammonia scrubbers and circulation loops on several oxide scrubbers. | 2008-06-24 | 12000 | 100
12236 | T1 | Dal Tile Corporation | Dal Tile El Paso | 12001 Railroad Drive | El Paso | TX | 79934 | El Paso | CN600128797 | RN100542976 | Installed ducts, hoods, stack modifications, and a new stack to combine emissions from 6 bisque kilns and 6 gloss kilns . | A positive use determination for 100% of the ducts, hoods, stack modifications, and the incremental cost difference between the cost of the stack height required for production and the height required for pollution control purposes for the new stack which combines emissions from 6 bisque kilns and 6 gloss kilns. | 2008-06-27 | 1000000 | 100
12237 | T1 | Dallas Fort Worth Rail Terminal LLC | Dallas Fort Worth Rail Terminal LLC | 4500 Euless South Main Rd | Euless | TX | 76040 | Tarrant | Insufficient Information | Insufficient Information | Storm Water Containment: Grading of storm water pond. Storm water catch basins. Underground storm lines. 20" storm header for pond. Manholes. Asphalt paving between four railroad tracks. | A positive use determination for 100% of the storm water containment project. | 2008-06-27 | 461726 | 100
12238 | T1 | Dallas Fort Worth Rail Terminal LLC | Dallas Fort Worth Rail Terminal LLC | 4500 Euless South Main Rd | Euless | TX | 76040 | Tarrant | Insufficient Information | Insufficient Information | Spill Containment Systems: installed 84 dry breaks & manifold valves; 84 track pans with associated piping, grading, and tie-ins; HDPE liner system for retention pond; and rip-rap around pond. Corrosion Protection: sacrificial anodes, test stations, Cadwell and lead systems, and epoxy coating of product piping. | A positive determination for 100% of the Spill Containment Systems: installed 84 dry breaks & manifold valves; 84 track pans with associated piping, grading, and tie-ins; HDPE liner system for retention pond; and rip-rap around pond. Corrosion Protection: sacrificial anodes, test stations, Cadwell and lead systems, and epoxy coating of product piping. | 2008-06-27 | 46172 | 100
12239 | T4 | Western Refining Company | Western Refining Company El Paso | 6500 Trowbridge Dr | El Paso | TX | 79905 | El Paso | CN601510191 | RN100213016 | Painted storage tanks white. | Returned for failure to respond to a deficiency letter. | 2008-12-01 | 650000 | 100
12240 | T1 | Lattimore Materials Company LP | Lattimore Dt Dallas Ready Mix | 1005 Forrest Ave | Dallas | TX | 75215 | Dallas | CN600316129 | RN102296936 | Constructed three dust collectors. 1. Silo Top Dust Collector Asset #15-5627. 2. Central Duct Collector (Asset #15-5628). 3. Silo Top Dust Collector (Asset #15-5643). | A positive use determination for the three dust collectors. | 2008-08-06 | 41007.13 | 100
12241 | T1 | Lattimore Materials Company LP | Lattimore Denton Ready Mix | 1512 S I-35 W | Denton | TX | 76201 | Denton | CN600316129 | RN102070026 | Paved plant areas for storm water and process water control 411,160 sq. ft. | A positive use determination for 100% of the 411,160 sq. ft. of paving for storm water and process water control. Does not include parking areas. | 2008-07-30 | 181268.46 | 100
12242 | T1 | Lattimore Materials Company LP | Lattimore Denton Ready Mix | 1512 S I-35 W | Denton | TX | 76201 | Denton | CN600316129 | RN102070026 | Installed a 12,000 gallon double-walled diesel fuel tank. | A positive use determination for 100% of the cost difference between a 12,000 gallon single-walled and double-walled fuel tank. | 2008-08-06 | 15190.15 | 100
12243 | T1 | Lattimore Materials Company LP | Lattimore Denton Ready Mix | 1512 S I-35 W | Denton | TX | 76201 | Denton | CN600316129 | RN102070026 | Installed secondary containment for a 2,000 gallon fuel storage tank. | A positive use determination for 100% of the secondary containment for the 2,000 gallon fuel tank. | 2008-08-06 | 3248.08 | 100
12244 | T1 | Lattimore Materials Company LP | Lattimore Blue Mound Ready Mix | 800 E Loop 820 | Fort Worth | TX | 76108 | Tarrant | CN600316129 | RN101730943 | Installed secondary containment for the 1,000 gallon fuel storage tank. | A positive use determination for 100% of the secondary containment for the 1,000 gallon fuel tank. | 2008-08-06 | 1485.66 | 100
12245 | T1 | Lattimore Materials Company LP | Lattimore Blue Mound Ready Mix | 800 E Loop 820 | Fort Worth | TX | 76108 | Tarrant | CN600316129 | RN101730943 | Schwing concrete reclaimer. | A positive use determination for 100% of the Schwing concrete reclaimer. | 2008-08-06 | 116358.11 | 100
12246 | T1 | Lattimore Materials Company LP | Lattimore Blue Mound Ready Mix | 800 E Loop 820 | Fort Worth | TX | 76108 | Tarrant | CN600316129 | RN101730943 | Installed a water pump in the water detention pit. | A positive use determination for 100% of the water detention pit pump. | 2008-08-06 | 8554.1 | 100
12247 | T1 | Lattimore Materials Company LP | Lattimore Mansfield Ready Mix | 2538 Chamber St | Venus | TX | 76084 | Johnson | CN600316129 | RN100250190 | Installed a rubber liner in bins. | A negative determination for the rubber bin liners. This reduces wear on the loading bins but does not provide pollution control. | 2008-08-06 | 8342.5 | 100
12248 | T1 | Lattimore Materials Company LP | Lattimore Mansfield Ready Mix | 2538 Chamber St | Venus | TX | 76084 | Johnson | CN600316129 | RN100250190 | Installed a 12,000 gallon double-walled fuel tank. | A positive use determination for 100% of the cost difference between a 12,000 gallon single-walled and double-walled fuel tank. | 2008-08-06 | 15190.15 | 100
12249 | T1 | Lattimore Materials Company LP | Lattimore Mansfield Ready Mix | 2538 Chamber St | Venus | TX | 76084 | Johnson | CN600316129 | RN100250190 | Installed secondary containment for a 1,000 gallon fuel tank. | A positive use determination for 100% of the secondary containment for the 1,000 gallon fuel tank. | 2008-08-06 | 1485.66 | 100
12250 | T1 | Chevron Phillips Chemical Co LP | Cheveron Phillips Chemical Borger | State Spur 119 North | Borger | TX | 79008 | Hutchinson | CN600303614 | RN105915854 | A new Knock Out Pot was installed for the H2S Flare (ECPU). | A positive use determination of 100% for the Knock Out Pot which was installed for the H2S Flare for ECPU. | 2008-06-24 | 68453 | 100
12251 | T1 | Chevron Phillips Chemical Co LP | Cheveron Phillips Chemical Borger | State Spur 119 North | Borger | TX | 79008 | Hutchinson | CN600303614 | RN105915854 | Constructed containment around the L Tank Battery. | A positive use determination of 100% for the containment constructed around the L Tank Battery. | 2008-06-16 | 91945 | 100
12252 | T1 | Chevron Phillips Chemical Co LP | Cheveron Phillips Chemical Borger | State Spur 119 North | Borger | TX | 79008 | Hutchinson | CN600303614 | RN105915854 | Replace the exhaust filter on the B-train dryer. Added electric heat tracing. | A positive use determination of 100% for the replacement of the exhaust filter on the B-train dryer and the addition of electric heat tracing | 2008-06-16 | 92854 | 100
12253 | T1 | Chevron Phillips Chemical Co LP | Cheveron Phillips Chemical Borger | State Spur 119 North | Borger | TX | 79008 | Hutchinson | CN600303614 | RN105915854 | The mercaptan fume air scrubber with stack and 1% NaOCL Process Storage Tank were replaced. | A positive use determination of 100% for the project to replace the Mercaptan Scrubber System, consisting of the fume air scrubber with stack and the 1% NaOCL Process Storage Tank. | 2008-06-26 | 130000 | 100
12254 | T1 | Chevron Phillips Chemical Co LP | Cheveron Phillips Chemical Borger | State Spur 119 North | Borger | TX | 79008 | Hutchinson | CN600303614 | RN105915854 | The carbon steel piping from the dry weather sump to the storm water pond was upgraded to HDPE to prevent future deterioration. | A positive use determination of 100% for the project to upgrade the Ryton sump piping. | 2008-06-16 | 20000 | 100
12255 | T1 | Chevron Phillips Chemical Co LP | Chevron Phillips Orange | 5309 FM 1006 | Orange | TX | 77630 | Orange | CN600303614 | RN100215615 | A new 15,000 gallon per day treatment unit was installed. The new unit includes a 1,400 gallon surge tank, a moving bed filter, and stainless steel piping. | A positive use determination of 100% for the new 15,000 gallon per day waste water treatment unit. | 2008-06-24 | 277805 | 100
12256 | T1 | Chevron Phillips Chemical Co LP | Chevron Phillips Orange | 5309 FM 1006 | Orange | TX | 77630 | Orange | CN600303614 | RN100215615 | A new Fisher Digital Controller was installed for control valve 2PVC-3409. This allows staff to calculate amount of Gas Phase Loop Gas going to the flare. | A positive use determination of 100% for the new Fisher Digital Controller installed for control valve 2PVC-3409. | 2008-06-24 | 14870 | 100
12257 | T1 | Chevron Phillips Chemical Co LP | Chevron Phillips Pasadena | 1400 Jefferson Rd | Pasadena | TX | 77506 | Harris | CN600303614 | RN100215615 | This project installed a collection system consisting of a new seal assist packing system on the C3 #1 compressor in the Polypropylene HAC Plant. The new seal packing system redirects the emissions to the flare and away from the atmosphere. The compressor consists of four cylinders, thus four seal assist systems were needed. In addition, ram valve covers were installed on the suction valves to prevent emissions leakage through the suction valves. | A positive use determination of 100% for the C3 #1 Compressor Seal Assist & Ram Valve Covers. | 2008-08-19 | 241051 | 100
12258 | T1 | Chevron Phillips Chemical Co LP | Chevron Phillips Pasadena | 1400 Jefferson Rd | Pasadena | TX | 77506 | Harris | CN600303614 | RN100215615 | The cathodic protection wells had been reaching the end of their productive 20 year life and the complex added equipment which in turn added demand to the cathodic protection system. This project installed five new 250 foot deep anode beds and rectifiers to drive the electrical requirements of the plant's system to add protection to the plant's fire water tanks, Train 4 of K-Resin, and the process water tank. | A positive use determination of 100% for the Cathodic Protection system consisting of five new 250 foot deep anode beds and rectifiers. | 2008-06-16 | 224224 | 100
12259 | T2 | Chevron Phillips Chemical Co LP | Chevron Phillips Pasadena | 1400 Jefferson Rd | Pasadena | TX | 77506 | Harris | CN600303614 | RN100215615 | PE Plant 7 Reactor Re-Rate & PSV Modifications: The objective of this project was to reduce the possibility of a reactor over-pressure condition releasing hydrocarbons to the atmosphere. Risk redaction was achieved by re-rating the PE Plant 7 reactors and associated support systems and piping components to a higher maximum working pressure, therefore reducing the probability and potential for a relieving event and to mitigate hydraulic over-pressure scenarios. | A positive use determination of 100% for the PE Plant 7 Reactor Re-Rate & PSV Modifications as detailed in the property description. | 2008-08-06 | 1437657 | 100
12260 | T1 | Chevron Phillips Chemical Co LP | Chevron Phillips Pasadena | 1400 Jefferson Rd | Pasadena | TX | 77506 | Harris | CN600303614 | RN100215615 | PP HAC Reactor 1 & 2 Sealant Pumps Reliability Improvement. | A positive use determination of 100% for the for the incremental cost difference between the previous two sealant pumps and the cost of the two new sealant pumps. | 2008-06-16 | 90404 | 100
12261 | T1 | Chevron Phillips Chemical Co LP | Chevron Phillips Pasadena | 1400 Jefferson Rd | Pasadena | TX | 77506 | Harris | CN600303614 | RN100215615 | This project added an electronic pilot and independent flame monitor to ensure that there would always be a lit pilot. | A positive use determination of 100% for the electronic pilot and the independent flame monitor added to the KR Main Flare. | 2008-06-24 | 197069 | 100
12262 | T1 | Chevron Phillips Chemical Co LP | Chevron Phillips Sweeney Petro | Hwy 35 S & FM 524 | Old Ocean | TX | 77463 | Brazoria | CN600303614 | RN100825249 | Replaced sight glasses on 29 vessels in Unit 24 with Magnetic Level Indicators. | A negative determination. This property is not considered to be pollution control property. | 2008-08-12 | 610039 | 100
12263 | T1 | Chevron Phillips Chemical Co LP | Chevron Phillips Sweeney Petro | Hwy 35 S & FM 524 | Old Ocean | TX | 77463 | Brazoria | CN600303614 | RN100825249 | Sweeny U18P4/4A Rebuild Pump to Accept Tandem Seal Project. | Returned for failure to respond to a deficiency letter. | 2008-10-01 | 104000 | 100
12264 | T1 | Chevron Phillips Chemical Co LP | Chevron Phillips Clemens Terminal | 2611 CR 314 | Brazoria | TX | 77422 | Brazoria | Insufficient Information | Insufficient Information | The main process flare is due for its 10-year inspection. A temporary flare and peripherals will be installed. This application is for the peripherals which are piping, pipe supports and foundation and were installed as a permanent installation. | A positive use determination of 100% for the permanent installation of piping, pipe supports and foundation which will allow the use of a temporary flare. | 2008-07-30 | 376000 | 100
12265 | T2 | Sabine Mining Company The | Sabine Mining Company | 6501 FM 968 W | Hallsville | TX | 75650 | Harrison | CN600835797 | RN103968707 | Purchased a CAT. D9T Dozer with GPS (Unit #XXX, VIN# XXXXXXXX), and three Komatsu 1500 Ton End Dumps (Unit #XXX VIN# XXXXXX, Unit #XXX VIN#XXXXXX, and Unit #XXX VIN# XXXXXX) for use only for land reclamation. | A positive use determination of 100% for the CAT. D9T Dozer with GPS (Unit #XXX, VIN# XXXXXXXX), and three Komatsu 1500 Ton End Dumps (Unit #XXX VIN# XXXXXX, Unit #XXX VIN# XXXXXX, and Unit #XXX VIN# XXXXXX). This positive use determination is valid only as long as these vehicles are used solely for land reclamation. | 2008-10-01 | 6306044.04 | 100
12266 | T4 | Alon USA | Alon USA Big Spring Refinery | 16 Refinery Rd 20 | Big Spring | TX | 79720 | Howard | CN600881783 | RN100250869 | Low Sulfur Gasoline Hydrotreater. | Replaced by application 14529. | 2011-09-27 | 17550000 | 100
12267 | T4 | Alon USA, LP | Alon USA Big Spring Refinery | 16 Refinery Road 20 | Big Spring | TX | 79720 | Howard | CN600881783 | RN100250869 | Ultra Low Sulfur Diesel Hydrotreater. | Withdrawn/Returned | 2012-02-17 | 16500000 | 100
12268 | T4 | Wolf Hollow I, LP | Wolf Hollow Plant | 9201 Wolf Hollow Ct | Granbury | TX | 76048 | Hood | CN600130132 | RN100219195 | This project installed two heat recovery steam generators (HRSGs) at a cogeneration facility. Use of the HRSG improves the thermal efficiency of the facility. | A negative determination. Heat recovery steam generators and associated dedicated ancillary equipment are used solely for production; therefore, are not eligible for a positive use determination. | 2014-09-24 | 35000000 | 100
12269 | T4 | Gregory Power Partners LP | Gregory Power Plant | Highway 361 | Gregory | TX | 78359 | San Patricio | CN600254031 | RN104734025 | This project installed two heat recovery steam generators (HRSGs) as part of a combined cycle power plant. Use of the HRSGs improves the thermal efficiency of the facility. | A negative determination. Heat recovery steam generators and associated dedicated ancillary equipment are used solely for production; therefore, are not eligible for a positive use determination. | 2012-07-05 | 35100000 | 100
12270 | T4 | Sabine Cogen LP | Sabine Cogeneration Plant | 4647 FM 1006 | Orange | TX |  | Orange | CN601172638 | RN100209766 | This project installed two heat recovery steam generators (HRSGs) at a cogeneration facility. Use of the HRSGs improves the thermal efficiency of the facility. | A negative determination. Heat recovery steam generators and associated dedicated ancillary equipment are used solely for production; therefore, are not eligible for a positive use determination. | 2012-07-05 | 17000000 | 100
12271 | T4 | Midlothian Energy Limited Partnership | Midlothian Energy | 5000 V V Jones Rd | Venus | TX | 76084 | Ellis | Insufficient Information | Insufficient Information | This project installed twelve enhanced steam turbines and six heat recovery steam generators. Use of this equipment increases the thermal efficiency of the facility. | A negative determination. Heat recovery steam generators and associated dedicated ancillary equipment are used solely for production; therefore, are not eligible for a positive use determination. | 2014-09-24 | 211907821 | 100
12272 | T4 | Hays Energy Limited Partnership | Hays Energy Project | 1601 Francis Harris Lane | San Marcos | TX | 78666 | Hays | CN600125611 | RN100211689 | This project installed eight enhanced steam turbines and four heat recovery steam generators (HRSGs). Use of the HRSGs and enhanced steam turbines improves the thermal efficiency of the facility. | A negative determination. Heat recovery steam generators and associated dedicated ancillary equipment are used solely for production; therefore, are not eligible for a positive use determination. | 2014-09-24 | 137738558 | 47
12273 | T4 | Houston Refining, LP | Houston Refining | 12000 Lawndale | Houston | TX | 77012 | Harris | CN601313083 | RN100218130 | Installed a 70,000 barrel per day gasoline desulfurizing unit using Scanfine technology. | Returned for failure to respond to a deficiency letter. | 2012-03-05 | 196000000 | 100
12274 | T1 | Paccar Inc | Peterbilt Motors Denton | 3200 Airport Rd | Denton | TX | 76207 | Denton | CN600125652 | RN100211762 | Chassis Paint Booth Extension for robots. Chassis paint sludge pit upgrades. Paint system incinerator. Chassis paint booth renovations. | A positive use determination of 100% for the Chassis Paint Sludge Pit Upgrades; the Chassis Paint Booth Renovations consisting of duct work, blowers and water tanks; and the Paint System Incinerator. A negative use determination for the Chassis Paint Booth Extension for Robots. This project is not considered to be pollution control property. | 2008-11-25 | 5654339.35 | 100
12275 | T1 | Western Refining Company | Western Refining Company El Paso | 6500 Trowbridge Dr | El Paso | TX | 79905 | El Paso | CN601510191 | RN100213016 | C-132C Double Seal Upgrade: Existing relief system valves upgraded with double pressurized seals. | A positive use determination of 100% of the incremental cost difference between the cost of the original seals and the costs of the new double seals. | 2008-06-16 | 86550 | 100
12276 | T1 | Western Refining Company | Western Refining Company El Paso | 6500 Trowbridge Dr | El Paso | TX | 79905 | El Paso | CN601510191 | RN100213016 | Existing pumps in LPG service were operating with a single seal. Upgraded pumps to accept tandem seals. | A positive use determination of 100% of the incremental cost difference between the cost of the original seals and the costs of the new tandem seals. | 2008-06-16 | 200000 | 100
12277 | T1 | Western Refining Company | Western Refining Company El Paso | 6500 Trowbridge Dr | El Paso | TX | 79905 | El Paso | CN601510191 | RN100213016 | Seals on Tank 99 were replaced. | A positive use determination of 100% for the replacement of the secondary seals for Tank 99. This determination does not include the replacement of the primary seals. | 2008-06-16 | 190000 | 100
12278 | T1 | Western Refining Company | Western Refining Company El Paso | 6500 Trowbridge Dr | El Paso | TX | 79905 | El Paso | CN601510191 | RN100213016 | Secondary seals on Tank 192 were replaced. | A positive use determination of 100% for the replacement of the secondary seals for Tank 192. This determination does not include the replacement of the primary seals. | 2008-06-16 | 190000 | 100
12279 | T1 | Western Refining Company | Western Refining Company El Paso | 6500 Trowbridge Dr | El Paso | TX | 79905 | El Paso | CN601510191 | RN100213016 | Seals on Tank 113 were replaced. | A positive use determination of 100% for the replacement of the secondary seals for Tank 113. This determination does not include the replacement of the primary seals. | 2008-06-16 | 190000 | 100
12280 | T1 | Western Refining Company | Western Refining Company El Paso | 6500 Trowbridge Dr | El Paso | TX | 79905 | El Paso | CN601510191 | RN100213016 | Secondary seals on Tank 118 were replaced. | A positive use determination of 100% for the replacement of the secondary seals for Tank 118. This determination does not include the replacement of the primary seals. | 2008-06-16 | 130000 | 100
12281 | T1 | Western Refining Company | Western Refining Company El Paso | 6500 Trowbridge Dr | El Paso | TX | 79905 | El Paso | CN601510191 | RN100213016 | Flexible permit required installation of Low NOx Burners on heaters at the Rheniformer. | A positive use determination of 100% for the incremental cost difference between the cost of the original burners and the cost of the new burners. | 2008-06-16 | 650000 | 100
12282 | T1 | Western Refining Company | Western Refining Company El Paso | 6500 Trowbridge Dr | El Paso | TX | 79905 | El Paso | CN601510191 | RN100213016 | Installed a new acid gas caustic scrubber. | A positive use determination of 100% for the new acid gas caustic scrubber. | 2008-06-16 | 1870000 | 100
12283 | T1 | Smurfit-Stone Container Enterprises Inc | Smurfit-Stone Tyler Plant 2527 | FM 3311 | Tyler | TX | 78710 | Smith | CN600321178 | RN103887808 | Installed a new waste water treatment system which will enable the facility to use all treated wastewater in a much more environmentally friendly manner. | A positive use determination of 100% for the wastewater treatment system which was installed in order to allow re-use of treated wastewater. | 2008-07-11 | 150319 | 100
12284 | T1 | Smurfit-Stone Container Enterprises Inc | Smurfit-Stone Fort Worth Plant 578 | 6701 S Freeway | Fort Worth | TX | 76134 | Tarrant | CN601547417 | RN100652718 | Scrap Collection System: Baler, Cyclone with Diverter Chute and Corrugator Scrap System. Spill Enclosures for Starch Room. | A positive use determination of 100% for the Scrap Collection System consisting of a Baler, Cyclone with Diverter Chute and the Corrugator Scrap System; and the Spill Enclosures for Starch Room. | 2008-06-24 | 247292 | 100
12285 | T1 | Texas Port Recycling | Texas Port Recycling | 8945 Manchester Rd | Houston | TX | 77012 | Harris | Insuffucient Information | Insuffucient Information | Mega Metal Shredder System used for recycling metals. | A negative determination. This is a commercial recycling facility. Section 11.31(a) of the Texas Tax Code states: A person is not entitled to an exemption from taxation under this section solely on the basis that the person manufactures or produces a product or provides a service that prevents, monitors, controls, or reduces air, water, or land pollution. | 2008-07-11 | 18511434.97 | 100
12286 | T1 | Smurfit-Stone Container Enterprises Inc | Smurfit-Stone Fort Worth Plant 578 | 6701 S Freeway | Fort Worth | TX | 76134 | Tarrant | CN601547417 | RN100652718 | Addition of new waste water treatment system. Installed to reduce copper level in discharge water. | A positive use determination of 100% for the wastewater pre-treatment system. | 2008-07-11 | 147038 | 100
12287 | T4 | Western Refining Company | Western Refining Company El Paso | 6500 Trowbridge Drive | El Paso | TX | 79905 | El Paso | CN601510191 | RN100213016 | Southside LSAR Naphtha Hydrotreater. | Returned for failure to respond to a deficiency letter. | 2012-04-10 | 37500000 | 100
12288 | T4 | Western Refining Company | Western Refining Company El Paso | 6500 Trowbridge Dr | El Paso | TX | 79905 | El Paso | CN601510191 | RN100213016 | FCC Gasoline Hydrotreater. | Replaced by application 14732. | 2011-09-27 | 102600000 | 100
12289 | T1 | Southwestern Public Service Company | Tolk - Lamb County | 3 Mi S On FM2910 | Sudan | TX | 79347 | Lamb | CN601481336 | RN100224534 | Transformer Oil Containment Barriers: added secondary containment which includes barriers and sumps. | A positive use determination of 100% for the Transformer Oil Containment Barriers. | 2008-07-03 | 120000 | 100
12290 | T1 | Southwestern Public Service Company | Jones Station | 2 Mi E of Us82 0N FM3020 | Lubbock | TX | 79404 | Lubbock | CN601481336 | RN100224765 | Transformer Oil Containment Barriers: added secondary containment which includes barriers and sumps. | A positive use determination of 100% for the Transformer Oil Containment Barriers. | 2008-06-16 | 50000 | 100
12291 | T1 | Southwestern Public Service Company | Nichols Station | 7201 N Lakeside Rd | Amarillo | TX | 79108 | Potter | CN601481336 | RN100224641 | Transformer Oil Containment Barriers: added secondary containment which includes barriers and sumps. | A positive use determination of 100% for the Transformer Oil Containment Barriers. | 2008-06-16 | 300000 | 100
12292 | T3 | Sunoco Partners Marketing & Terminals | Sunoco Nederland Marine Terminal | Highway 347 N | Nederland | TX | 77627 | Jefferson | CN601403199 | RN100214626 | External Floating Roofs installed on three (3) new 660,000 barrel petroleum storage tanks and one (1) 534,000 barrel petroleum storage tank. Tank numbers are 1558, 1559, 1560, and 1561. Pollution control property includes the external floating roofs and ancillary and functionally related equipment. | Withdrawn by applicant | 2008-09-26 | 4406800 | 72.2
12293 | T1 | KMCO LP | KMCO LP | 16503 Ramsey Rd | Crosby | TX | 77532 | Harris | CN604105221 | RN101613511 | Installed flare monitoring equipment consisting of a thermocouple, a flow meter and temperature and pressure sensors. | A positive use determination of 100% for the flare monitoring equipment consisting of a thermocouple, a flow meter and temperature and pressure sensors. | 2008-06-24 | 4650 | 100
12294 | T1 | KMCO LP | KMCO LP | 16503 Ramsey Rd | Crosby | TX | 77532 | Harris | CN604105221 | RN101613511 | Installed sampling ports for two natural gas fired boilers. These were needed for required emissions testing. | A positive use determination of 100% for the sampling ports installed for the two natural gas fired boilers. | 2008-06-16 | 2200 | 100
12295 | T1 | KMCO LP | KMCO LP | 16503 Ramsey Rd | Crosby | TX | 77532 | Harris | CN604105221 | RN101613511 | Installed a Ultra Low NOx packaged burner to help reduce emissions. The incremental cost difference is calculated as: $308,000 (Ultra Low NOx) -$150,000 (Standard Burner) = $158,900. | A positive use determination of 100% for the incremental cost difference between the cost of the new Ultra Low NOx Burner and the replaced burners. | 2008-06-16 | 158900 | 100
12296 | T1 | KMCO LP | KMCO LP | 16503 Ramsey Rd | Crosby | TX | 77532 | Harris | CN604105221 | RN101613511 | Welded pipe joints for pipes which are in VOC service. New construction of pipes in the EO Tanks 1700 and 1800 area. | A positive use determination of 100% of the incremental cost difference between the cost of having used threaded or flanged joints and the cost of welding the pipe joints. | 2008-06-16 | 150000 | 100
12297 | T1 | KMCO LP | KMCO LP | 16503 Ramsey Rd | Crosby | TX | 77532 | Harris | CN604105221 | RN101613511 | New stack construction at K3 EO Scrubbers. | A positive use determination of 100% for the cost of the new stack construction related to the proportion of stack height which is required for pollution control purposes. | 2008-06-16 | 4000 | 100
12298 | T1 | KMCO LP | KMCO LP | 16503 Ramsey Rd | Crosby | TX | 77532 | Harris | CN604105221 | RN101613511 | Chlorination/chlorination chemicals used for wastewater treatment. | A positive use determination of 100% for the Chlorination/chlorination chemicals used for wastewater treatment. | 2008-06-16 | 2300 | 100
12299 | T1 | KMCO LP | KMCO LP | 16503 Ramsey Rd | Crosby | TX | 77532 | Harris | CN604105221 | RN101613511 | Microbiological Treatment: TxChem HE-1000 used to enhance bio-remediation and eliminate hydrocarbon contamination in plant wastewater. | A positive use determination of 100% for the microbiological treatment system which is used to enhance bio-remediation and eliminate hydrocarbon contamination in plant wastewater. | 2008-06-16 | 21450 | 100
12300 | T1 | KMCO LP | KMCO LP | 16503 Ramsey Rd | Crosby | TX | 77532 | Harris | CN604105221 | RN101613511 | Aeration equipment used for in-house wastewater treatment. | A positive use determination of 100% for the aeration equipment used for in-house wastewater treatment. | 2008-06-16 | 9770 | 100
12301 | T1 | KMCO LP | KMCO LP | 16503 Ramsey Rd | Crosby | TX | 77532 | Harris | CN604105221 | RN101613511 | Hydrogen peroxide and oxidants used for wastewater treatment. | A positive use determination of 100% for the hydrogen peroxide and oxidants used for wastewater treatment. | 2008-06-16 | 2450 | 100
12302 | T1 | KMCO LP | KMCO LP | 16503 Ramsey Rd | Crosby | TX | 77532 | Harris | CN604105221 | RN101613511 | Control System/equipment for monitoring pollutants. Equipment includes monitors for pH, NH3, TOC, phosphates, etc. | A positive use determination of 100% for the wastewater treatment control and monitoring equipment.. | 2008-06-16 | 13300 | 100
12303 | T1 | KMCO LP | KMCO LP | 16503 Ramsey Rd | Crosby | TX | 77532 | Harris | CN604105221 | RN101613511 | Earthwork, concrete moating, culverts to divert/control stormwater. A stormwater bypass ditch was constructed running from Clara Rd to Crosby-Dayton Rd. | A positive use determination of 100% for the earthwork, concrete moating, and culverts constructed or installed in order to divert or control stormwater. | 2008-06-24 | 70714 | 100
12304 | T1 | KMCO LP | KMCO LP | 16503 Ramsey Rd | Crosby | TX | 77532 | Harris | CN604105221 | RN101613511 | Waste treatment system alarms and indicators including level alarms and flow and temperature indicators located in the waste treatment process and waste tanks. | A positive use determination of 100% for the waste treatment system alarms and indicators including level alarms and flow and temperature indicators located in the waste treatment process and waste tanks. | 2008-06-16 | 3980 | 100
12305 | T1 | KMCO LP | KMCO LP | 16503 Ramsey Rd | Crosby | TX | 77532 | Harris | CN604105221 | RN101613511 | Secondary containment for liquids (diking, concrete, etc.).Concrete slab foundations and diking were poured for 21 tanks in the 17/1800 tank storage areas. A concrete bunker and containment were constructed for two Ethylene Oxide Storage Tanks. | A positive use determination of 100% for the diking and concrete installed as secondary containment for liquids. This positive use determination does not include tank foundations | 2008-06-24 | 98459 | 100
12306 | T1 | KMCO LP | KMCO LP | 16503 Ramsey Rd | Crosby | TX | 77532 | Harris | CN604105221 | RN101613511 | Installed two fugitive emission monitors and calibration gases. | A positive use determination of 100% for the two fugitive emission monitors and associated calibration gases. | 2008-06-16 | 1200 | 100
12307 | T1 | KMCO LP | KMCO LP | 16503 Ramsey Rd | Crosby | TX | 77532 | Harris | CN604105221 | RN101613511 | Waste storage containers prior to disposal. Waste flammable liquids are accumulated in a 130 bbl tank truck to ten 550 gallon metal totes. Hot ammonia wash is collected in high pressure LPG-type tankers then sent to disposal. The equipment is rented. | A negative determination. Section 11.31 of the Texas Tax Code states: A person is entitled to an exemption from taxation of all or part of real and personal property that the person owns ..." Rental property is not eligible for a positive use determination. | 2008-06-19 | 44284 | 100
12308 | T1 | KMCO LP | KMCO LP | 16503 Ramsey Rd | Crosby | TX | 77532 | Harris | CN604105221 | RN101613511 | Required asbestos removal. | A positive use determination of 100% for the asbestos abatement project. | 2008-06-16 | 1780 | 100
12309 | T1 | KMCO LP | KMCO LP | 16503 Ramsey Rd | Crosby | TX | 77532 | Harris | CN604105221 | RN101613511 | Vacuum Sweeper for roads. | A positive use determination of 100% for the vacuum sweeper purchased for use on plant roadways. | 2008-06-16 | 8125 | 100
12310 | T1 | KMCO LP | KMCO LP | 16503 Ramsey Rd | Crosby | TX | 77532 | Harris | CN604105221 | RN101613511 | Plant trash compactor. | A positive use determination of 100% for the plant trash compactor. | 2008-08-06 | 1400 | 100
12311 | T1 | KMCO LP | KMCO LP | 16503 Ramsey Rd | Crosby | TX | 77532 | Harris | CN604105221 | RN101613511 | Environmental paving. Approximately 12% of 3000 CY of concrete poured in 2007 was paving of unpaved or deteriorated areas in and around process areas, the drumyard, and warehouse entrances. Several thousand sf of pavement was patched/paved to prevent ground/groundwater contamination from chemical spills. | A positive use determination of 100% for the environmental paving as detailed on the attached plot plan. | 2008-06-24 | 60000 | 100
12312 | T1 | KMCO LP | KMCO LP | 16503 Ramsey Rd | Crosby | TX | 77532 | Harris | CN604105221 | RN101613511 | Waste sampling equipment. | A positve use determination of 100% for the waste sampling equipment. | 2008-06-24 | 1450 | 100
12313 | T1 | Midlothian Energy Limited Partnership | Midlothian Energy | 5000 V V Jones Rd | Venus | TX | 76084 | Ellis | Insufficient Information | Insufficient Information | Wastewater and Fuel Oil Recycling Tanks: These are two 2.2 million gallon carbon steel, field erected, cylindrical above-ground tanks having center supported conical roofs. The tanks are coated on the inside to resist water related corrosion and painted on the outside to resist weather related corrosion. The tank bottoms are cathodically protected to prevent moisture and stray current related corrosion. There are two 800,000 gallon raw water tanks that are used to store a mixture of city water and recycled wastewater. These tanks are carbon steel, field erected, cylindrical above-ground tanks; one having a center supported conical roof and one having an unsupported domed roof. The tanks are coated on the inside to resist water related corrosion and painted on the outside to resist weather related corrosion. The tank bottoms are cathodically protected to prevent moisture and stray current related corrosion. There is one 2.2 million gallon demineralized water tank that stores high purity water made from city water and recycled wastewater. This tank is a carbon steel, field erected, cylindrical above-ground tank having an unsupported domed roof. The tank is coated on the inside to resist water related corrosion and painted on the outside to resist weather related corrosion. The tank bottom is cathodically protected to prevent moisture and stray current related corrosion. | A positive use determination of 100% for two 2.2 million gallon wastewater storage tanks. A negative determination for the two 800,00 gallon raw water tanks and the one 2.2 million gallon demineralized water tank. These three tanks are used to store process water and are not considered to be pollution control property. | 2008-07-11 | 3028249 | 100
12314 | T1 | Preferred Beef Group | Preferred Beef Group | 910 East Industrial | Booker | TX | 79005 | Lipscomb | CN603190174 | RN105903363 | Treated waste water is disposed of through irrigation. This application includes land, dissolved air flotation equipment, wetlands and lagoons, irrigation sprinkler and piping, and composting equipment (920 Cat Loader). | A positive use determination of 100% for the land used for irrigation and the land on which the ponds and lagoons are located, the dissolved air flotation equipment, the 2006 lagoon, the irrigation sprinkler and piping, and the 920 CAT Loader used as composting equipment.. | 2008-07-11 | 462700.47 | 100
12315 | T1 | Adobe Walls Gin LP | Adobe Walls Gin LP | 10175 Sh 51 | Spearman | TX | 79081 | Hansford | CN603017179 | RN104859194 | Cyclone not used for product collection. Conveyor belt used to collect air contaminants and route them to a collection device. Stacking system for storing source separation of materials to be recycled. | A positive use determination of 100% for the Cyclone System and the Stacker System including the conveyor belt. | 2008-09-26 | 400000 | 100
12316 | T1 | Deer Park Industrial Ltd | Hydrochem Industrial Services Inc | 900 Georgia Ave | Deer Park | TX | 77536 | Harris | CN602308462 | RN100552439 | Concrete paving for off street parking. Concrete paving for outside storage and road-ways. Stone Paving for outside storage. Fugitive emission structure and secondary containment for chemical and chemical waste storage area. | A positive use determination of 100% for the concrete paving of the outside storage areas and the canopy and containment berm for the oil, acid, chemical and waste oil storage area. A negative determination for the concrete paving of the parking area and the stone paving of the outside storage area. These two items are not considered to be pollution control property. | 2008-07-11 | 975422 | 100
12317 | T1 | Goodrich Corp | Goodrich Aerostructures Group | 2005 Technology Way | San Marcos | TX | 78666 | Hays | CN601739097 | RN101518991 | Installed an Airflow Systems DC8 dust collector system. | A positive use determination of 100% for the Airflow Systems DC8 dust collector system. | 2008-08-06 | 16206 | 100
12318 | T1 | Southwestern Public Service Company | Tolk - Lamb County | 3 Mi S On FM2910 | Sudan | TX | 79347 | Lamb | CN601481336 | RN100224534 | Silo Ash Elevators - Installation of personnel and material elevators attached to the fly as silo for each unit. The installation for the elevators provide access to the particulate emissions control equipment that are located atop the fly ash silos providing accessibility for service. | A positive use determination of 100% for the Silo Ash Elevators used to access pollution control equipment. | 2008-11-25 | 362096 | 100
12319 | T2 | Southwestern Public Service Company | Tolk - Lamb County | 3 Mi S On FM2910 | Sudan | TX | 79347 | Lamb | CN601481336 | RN100224534 | Submerged Scraper Controller - Installed replacement of submerged scraper conveyor chain roller assembly, chain and flights, shaft assemblies, and wear surfaces. Equipment removes slag and bottom ash from boiler. | Withdrawn by applicant | 2008-08-19 | 95669 | 100
12320 | T1 | Nabors Drilling USA LP | Nabors Drilling USA LP Rig #142 | Bc Operating | Waldrop #1 | TX |  | Borden | CN600290928 | RN100699271 | Drilling Mud Recycling System consisting of Shaker Tanks, Shale Shakers, Desilter, Desander, & Degasser. Drilling Rig Spill Response equipment: includes only the Ram Type Blowout Preventers, Closing Unit and Choke Manifold System. | A positive use determination of 100% for the Drilling Mud Recycling System and the Drilling Rig Spill Response System. | 2008-08-08 | 1223260 | 100
12321 | T1 | Nabors Drilling USA LP | Nabors Drilling USA LP Rig #M14 | Seeco, Inc | Session Heirs 16-H | TX |  | Cherokee | CN600290928 | RN100699271 | Drilling Mud Recycling System consisting of Shaker Tanks, Shale Shakers, Desilter, Desander, & Degasser. Drilling Rig Spill Response equipment: includes only the Ram Type Blowout Preventers, Closing Unit and Choke Manifold System. Installed three engines with Low NOx Combustion Systems. | A positive use determination of 100% for the Drilling Mud Recycling System and the Drilling Rig Spill Response System. For the three drilling rig engines a positive use determination of 100% for the incremental cost difference between the cost of the standard drilling rig engine and the cost of the new Low NOx drilling rig engine. | 2008-08-08 | 1568660 | 100
12322 | T1 | Nabors Drilling USA LP | Nabors Drilling USA LP Rig #M18 | Seeco, Inc | Session Heirs 15R | TX |  | Cherokee | CN600290928 | RN100699271 | Drilling Mud Recycling System consisting of Shaker Tanks, Shale Shakers, Desilter, Desander, & Degasser. Drilling Rig Spill Response equipment: includes only the Ram Type Blowout Preventers, Closing Unit and Choke Manifold System. Installed three engines with Low NOx Combustion Systems. | A positive use determination of 100% for the Drilling Mud Recycling System and the Drilling Rig Spill Response System. For the three drilling rig engines a positive use determination of 100% for the incremental cost difference between the cost of the standard drilling rig engine and the cost of the new Low NOx drilling rig engine. | 2008-08-08 | 1568660 | 100
12323 | T1 | Nabors Drilling USA LP | Nabors Drilling USA LP Rig #M12 | 3.7 Mi NW of Ponder | Ponder | TX |  | Denton | CN600290928 | RN100699271 | Drilling Mud Recycling System consisting of Shaker Tanks, Shale Shakers, Desilter, Desander, & Degasser. Drilling Rig Spill Response equipment: includes only the Ram Type Blowout Preventers, Closing Unit and Choke Manifold System. Installed three engines with Low NOx Combustion Systems. | A positive use determination of 100% for the Drilling Mud Recycling System and the Drilling Rig Spill Response System. For the three drilling rig engines a positive use determination of 100% for the incremental cost difference between the cost of the standard drilling rig engine and the cost of the new Low NOx drilling rig engine. | 2008-08-08 | 1568660 | 100
12324 | T1 | Nabors Drilling USA LP | Nabors Drilling USA LP Rig #F19 | S of Freer On CR 329 | Freer | TX |  | Duval | CN600290928 | RN100699271 | Drilling Mud Recycling System consisting of Shaker Tanks, Shale Shakers, Desilter, Desander, & Degasser. Drilling Rig Spill Response equipment: includes only the Ram Type Blowout Preventers, Closing Unit and Choke Manifold System. Installed three engines with Low NOx Combustion Systems. | A positive use determination of 100% for the Drilling Mud Recycling System and the Drilling Rig Spill Response System. For the three drilling rig engines a positive use determination of 100% for the incremental cost difference between the cost of the standard drilling rig engine and the cost of the new Low NOx drilling rig engine. | 2008-08-08 | 1568660 | 100
12325 | T1 | Nabors Drilling USA LP | Nabors Drilling USA LP Rig #M36 | 2.0 Mi of Donie | Hl & P 21 Hunt Petroleum | TX |  | Freestone | CN600290928 | RN100699271 | Drilling Mud Recycling System consisting of Shaker Tanks, Shale Shakers, Desilter, Desander, & Degasser. Drilling Rig Spill Response equipment: includes only the Ram Type Blowout Preventers, Closing Unit and Choke Manifold System. Installed three engines with Low NOx Combustion Systems. | A positive use determination of 100% for the Drilling Mud Recycling System and the Drilling Rig Spill Response System. For the three drilling rig engines a positive use determination of 100% for the incremental cost difference between the cost of the standard drilling rig engine and the cost of the new Low NOx drilling rig engine. | 2008-08-08 | 1568660 | 100
12326 | T1 | Nabors Drilling USA LP | Nabors Drilling USA LP Rig #697 | FM Rd 1525 | Kilgore Tx | TX | 75662 | Gregg | CN600290928 | RN100699271 | Drilling Mud Recycling System consisting of Shaker Tanks, Shale Shakers, Desilter, Desander, & Degasser. Drilling Rig Spill Response equipment: includes only the Ram Type Blowout Preventers, Closing Unit and Choke Manifold System. | A positive use determination of 100% for the Drilling Mud Recycling System and the Drilling Rig Spill Response System. | 2008-08-08 | 1223260 | 100
12327 | T1 | Nabors Drilling USA LP | Nabors Drilling USA LP Rig #F35 | 2100 Crosby Dayton Rd | Crosby | TX | 77532 | Harris | CN600290928 | RN100699271 | Drilling Mud Recycling System consisting of Shaker Tanks, Shale Shakers, Desilter, Desander, & Degasser. Drilling Rig Spill Response equipment: includes only the Ram Type Blowout Preventers, Closing Unit and Choke Manifold System. Installed three engines with Low NOx Combustion Systems. | A positive use determination of 100% for the Drilling Mud Recycling System and the Drilling Rig Spill Response System. For the three drilling rig engines a positive use determination of 100% for the incremental cost difference between the cost of the standard drilling rig engine and the cost of the new Low NOx drilling rig engine. | 2008-08-08 | 1568660 | 100
12328 | T1 | Nabors Drilling USA LP | Nabors Drilling USA LP Rig #F36 | 2100 Crosby Dayton Rd | Crosby | TX | 77532 | Harris | CN600290928 | RN100699271 | Drilling Mud Recycling System consisting of Shaker Tanks, Shale Shakers, Desilter, Desander, & Degasser. Drilling Rig Spill Response equipment: includes only the Ram Type Blowout Preventers, Closing Unit and Choke Manifold System. Installed three engines with Low NOx Combustion Systems. | A positive use determination of 100% for the Drilling Mud Recycling System and the Drilling Rig Spill Response System. For the three drilling rig engines a positive use determination of 100% for the incremental cost difference between the cost of the standard drilling rig engine and the cost of the new Low NOx drilling rig engine. | 2008-08-08 | 1568660 | 100
12329 | T1 | Nabors Drilling USA LP | Nabors Drilling USA LP Rig #F37 | 2100 Crosby Dayton Rd | Crosby | TX | 77532 | Harris | CN600290928 | RN100699271 | Drilling Mud Recycling System consisting of Shaker Tanks, Shale Shakers, Desilter, Desander, & Degasser. Drilling Rig Spill Response equipment: includes only the Ram Type Blowout Preventers, Closing Unit and Choke Manifold System. Installed three engines with Low NOx Combustion Systems. | A positive use determination of 100% for the Drilling Mud Recycling System and the Drilling Rig Spill Response System. For the three drilling rig engines a positive use determination of 100% for the incremental cost difference between the cost of the standard drilling rig engine and the cost of the new Low NOx drilling rig engine. | 2008-08-08 | 1568660 | 100
12330 | T1 | Nabors Drilling USA LP | Nabors Drilling USA LP Rig #M06 | 2100 Crosby Dayton Rd | Crosby | TX | 77532 | Harris | CN600290928 | RN100699271 | Drilling Mud Recycling System consisting of Shaker Tanks, Shale Shakers, Desilter, Desander, & Degasser. Drilling Rig Spill Response equipment: includes only the Ram Type Blowout Preventers, Closing Unit and Choke Manifold System. Installed three engines with Low NOx Combustion Systems. | A positive use determination of 100% for the Drilling Mud Recycling System and the Drilling Rig Spill Response System. For the three drilling rig engines a positive use determination of 100% for the incremental cost difference between the cost of the standard drilling rig engine and the cost of the new Low NOx drilling rig engine. | 2008-08-08 | 1568660 | 100
12331 | T1 | Nabors Drilling USA LP | Nabors Drilling USA LP Rig #M41 | 2100 Crosby Dayton Rd | Crosby | TX | 77532 | Harris | CN600290928 | RN100699271 | Drilling Mud Recycling System consisting of Shaker Tanks, Shale Shakers, Desilter, Desander, & Degasser. Drilling Rig Spill Response equipment: includes only the Ram Type Blowout Preventers, Closing Unit and Choke Manifold System. Installed three engines with Low NOx Combustion Systems. | A positive use determination of 100% for the Drilling Mud Recycling System and the Drilling Rig Spill Response System. For the three drilling rig engines a positive use determination of 100% for the incremental cost difference between the cost of the standard drilling rig engine and the cost of the new Low NOx drilling rig engine. | 2008-08-08 | 1568660 | 100
12332 | T1 | Nabors Drilling USA LP | Nabors Drilling USA LP Rig #M19 | 3.7 Mi SW of Hallsville | Hallsville | TX |  | Harrison | CN600290928 | RN100699271 | Drilling Mud Recycling System consisting of Shaker Tanks, Shale Shakers, Desilter, Desander, & Degasser. Drilling Rig Spill Response equipment: includes only the Ram Type Blowout Preventers, Closing Unit and Choke Manifold System. Installed three engines with Low NOx Combustion Systems. | A positive use determination of 100% for the Drilling Mud Recycling System and the Drilling Rig Spill Response System. For the three drilling rig engines a positive use determination of 100% for the incremental cost difference between the cost of the standard drilling rig engine and the cost of the new Low NOx drilling rig engine. | 2008-08-08 | 1568660 | 100
12333 | T1 | Nabors Drilling USA LP | Nabors Drilling USA LP Rig #F34 | Dockray Rivers #237-5 | Dominion Exp. | TX |  | Hemphill | CN600290928 | RN100699271 | Drilling Mud Recycling System consisting of Shaker Tanks, Shale Shakers, Desilter, Desander, & Degasser. Drilling Rig Spill Response equipment: includes only the Ram Type Blowout Preventers, Closing Unit and Choke Manifold System. Installed three engines with Low NOx Combustion Systems. | A positive use determination of 100% for the Drilling Mud Recycling System and the Drilling Rig Spill Response System. For the three drilling rig engines a positive use determination of 100% for the incremental cost difference between the cost of the standard drilling rig engine and the cost of the new Low NOx drilling rig engine. | 2008-08-08 | 1568660 | 100
12334 | T1 | Nabors Drilling USA LP | Nabors Drilling USA LP Rig #19 | Cook #1 | Devon Energy | TX |  | Houston | CN600290928 | RN100699271 | Drilling Mud Recycling System consisting of Shaker Tanks, Shale Shakers, Desilter, Desander, & Degasser. Drilling Rig Spill Response equipment: includes only the Ram Type Blowout Preventers, Closing Unit and Choke Manifold System. | A positive use determination of 100% for the Drilling Mud Recycling System and the Drilling Rig Spill Response System. | 2008-08-08 | 1223260 | 100
12335 | T1 | Nabors Drilling USA LP | Nabors Drilling USA LP Rig #M09 | 4.5 Mi NE of Keene | Keene | TX |  | Johnson | CN600290928 | RN100699271 | Drilling Mud Recycling System consisting of Shaker Tanks, Shale Shakers, Desilter, Desander, & Degasser. Drilling Rig Spill Response equipment: includes only the Ram Type Blowout Preventers, Closing Unit and Choke Manifold System. Installed three engines with Low NOx Combustion Systems. | A positive use determination of 100% for the Drilling Mud Recycling System and the Drilling Rig Spill Response System. For the three drilling rig engines a positive use determination of 100% for the incremental cost difference between the cost of the standard drilling rig engine and the cost of the new Low NOx drilling rig engine. | 2008-08-08 | 1568660 | 100
12336 | T1 | Nabors Drilling USA LP | Nabors Drilling USA LP Rig #M28 | 3.0 Mi SE of Lillian | Lillian | TX |  | Johnson | CN600290928 | RN100699271 | Drilling Mud Recycling System consisting of Shaker Tanks, Shale Shakers, Desilter, Desander, & Degasser. Drilling Rig Spill Response equipment: includes only the Ram Type Blowout Preventers, Closing Unit and Choke Manifold System. Installed three engines with Low NOx Combustion Systems. | A positive use determination of 100% for the Drilling Mud Recycling System and the Drilling Rig Spill Response System. For the three drilling rig engines a positive use determination of 100% for the incremental cost difference between the cost of the standard drilling rig engine and the cost of the new Low NOx drilling rig engine. | 2008-08-08 | 1568660 | 100
12337 | T1 | Nabors Drilling USA LP | Nabors Drilling USA LP Rig #M32 | 10.15 Mi SE of Cleburne | Cleburne | TX |  | Johnson | CN600290928 | RN100699271 | Drilling Mud Recycling System consisting of Shaker Tanks, Shale Shakers, Desilter, Desander, & Degasser. Drilling Rig Spill Response equipment: includes only the Ram Type Blowout Preventers, Closing Unit and Choke Manifold System. Installed three engines with Low NOx Combustion Systems. | A positive use determination of 100% for the Drilling Mud Recycling System and the Drilling Rig Spill Response System. For the three drilling rig engines a positive use determination of 100% for the incremental cost difference between the cost of the standard drilling rig engine and the cost of the new Low NOx drilling rig engine. | 2008-08-08 | 1568660 | 100
12338 | T1 | Nabors Drilling USA LP | Nabors Drilling USA LP Rig #M08 | 3.5 Mi SW of Garrison | Garrison | TX |  | Nacogdoches | CN600290928 | RN100699271 | Drilling Mud Recycling System consisting of Shaker Tanks, Shale Shakers, Desilter, Desander, & Degasser. Drilling Rig Spill Response equipment: includes only the Ram Type Blowout Preventers, Closing Unit and Choke Manifold System. Installed three engines with Low NOx Combustion Systems. | A positive use determination of 100% for the Drilling Mud Recycling System and the Drilling Rig Spill Response System. For the three drilling rig engines a positive use determination of 100% for the incremental cost difference between the cost of the standard drilling rig engine and the cost of the new Low NOx drilling rig engine. | 2008-08-08 | 1568660 | 100
12339 | T1 | Nabors Drilling USA LP | Nabors Drilling USA LP Rig #M23 | 2.4 Mi NW of Carthage | Carthage | TX |  | Panola | CN600290928 | RN100699271 | Drilling Mud Recycling System consisting of Shaker Tanks, Shale Shakers, Desilter, Desander, & Degasser. Drilling Rig Spill Response equipment: includes only the Ram Type Blowout Preventers, Closing Unit and Choke Manifold System. Installed three engines with Low NOx Combustion Systems. | A positive use determination of 100% for the Drilling Mud Recycling System and the Drilling Rig Spill Response System. For the three drilling rig engines a positive use determination of 100% for the incremental cost difference between the cost of the standard drilling rig engine and the cost of the new Low NOx drilling rig engine. | 2008-08-08 | 1568660 | 100
12340 | T1 | Nabors Drilling USA LP | Nabors Drilling USA LP Rig #M24 | 2.6 Mi SW of Carthage | Carthage | TX |  | Panola | CN600290928 | RN100699271 | Drilling Mud Recycling System consisting of Shaker Tanks, Shale Shakers, Desilter, Desander, & Degasser. Drilling Rig Spill Response equipment: includes only the Ram Type Blowout Preventers, Closing Unit and Choke Manifold System. Installed three engines with Low NOx Combustion Systems. | A positive use determination of 100% for the Drilling Mud Recycling System and the Drilling Rig Spill Response System. For the three drilling rig engines a positive use determination of 100% for the incremental cost difference between the cost of the standard drilling rig engine and the cost of the new Low NOx drilling rig engine. | 2008-08-19 | 1568660 | 100
12341 | T1 | Nabors Drilling USA LP | Nabors Drilling USA LP Rig #M29 | 7.4 Mi SW of Carthage | Carthage | TX |  | Panola | CN600290928 | RN100699271 | Drilling Mud Recycling System consisting of Shaker Tanks, Shale Shakers, Desilter, Desander, & Degasser. Drilling Rig Spill Response equipment: includes only the Ram Type Blowout Preventers, Closing Unit and Choke Manifold System. Installed three engines with Low NOx Combustion Systems. | A positive use determination of 100% for the Drilling Mud Recycling System and the Drilling Rig Spill Response System. For the three drilling rig engines a positive use determination of 100% for the incremental cost difference between the cost of the standard drilling rig engine and the cost of the new Low NOx drilling rig engine. | 2008-08-19 | 1568660 | 100
12342 | T1 | Nabors Drilling USA LP | Nabors Drilling USA LP Rig #M31 | 3.6 Mi SE of Carthage | Carthage | TX |  | Panola | CN600290928 | RN100699271 | Drilling Mud Recycling System consisting of Shaker Tanks, Shale Shakers, Desilter, Desander, & Degasser. Drilling Rig Spill Response equipment: includes only the Ram Type Blowout Preventers, Closing Unit and Choke Manifold System. Installed three engines with Low NOx Combustion Systems. | A positive use determination of 100% for the Drilling Mud Recycling System and the Drilling Rig Spill Response System. For the three drilling rig engines a positive use determination of 100% for the incremental cost difference between the cost of the standard drilling rig engine and the cost of the new Low NOx drilling rig engine. | 2008-08-19 | 1568660 | 100
12343 | T1 | Nabors Drilling USA LP | Nabors Drilling USA LP Rig #M33 | Cgu 21-16 | Devon Energy | TX |  | Panola | CN600290928 | RN100699271 | Drilling Mud Recycling System consisting of Shaker Tanks, Shale Shakers, Desilter, Desander, & Degasser. Drilling Rig Spill Response equipment: includes only the Ram Type Blowout Preventers, Closing Unit and Choke Manifold System. Installed three engines with Low NOx Combustion Systems. | A positive use determination of 100% for the Drilling Mud Recycling System and the Drilling Rig Spill Response System. For the three drilling rig engines a positive use determination of 100% for the incremental cost difference between the cost of the standard drilling rig engine and the cost of the new Low NOx drilling rig engine. | 2008-08-19 | 1568660 | 100
12344 | T1 | Nabors Drilling USA LP | Nabors Drilling USA LP Rig #730 | Chevy 17 #1 | Eagle Oil & Gas | TX |  | Reeves | CN600290928 | RN100699271 | Drilling Mud Recycling System consisting of Shaker Tanks, Shale Shakers, Desilter, Desander, & Degasser. Drilling Rig Spill Response equipment: includes only the Ram Type Blowout Preventers, Closing Unit and Choke Manifold System. | A positive use determination of 100% for the Drilling Mud Recycling System and the Drilling Rig Spill Response System. | 2008-08-19 | 1223260 | 100
12345 | T1 | Nabors Drilling USA LP | Nabors Drilling USA LP Rig #M20 | 12.9 Mi NE of Franklin | Franklin | TX |  | Robertson | CN600290928 | RN100699271 | Drilling Mud Recycling System consisting of Shaker Tanks, Shale Shakers, Desilter, Desander, & Degasser. Drilling Rig Spill Response equipment: includes only the Ram Type Blowout Preventers, Closing Unit and Choke Manifold System. Installed three engines with Low NOx Combustion Systems. | A positive use determination of 100% for the Drilling Mud Recycling System and the Drilling Rig Spill Response System. For the three drilling rig engines a positive use determination of 100% for the incremental cost difference between the cost of the standard drilling rig engine and the cost of the new Low NOx drilling rig engine. | 2008-08-19 | 1568660 | 100
12346 | T1 | Nabors Drilling USA LP | Nabors Drilling USA LP Rig #M22 | 10.9 Mi SE From Henderson | Henderson | TX |  | Rusk | CN600290928 | RN100699271 | Drilling Mud Recycling System consisting of Shaker Tanks, Shale Shakers, Desilter, Desander, & Degasser. Drilling Rig Spill Response equipment: includes only the Ram Type Blowout Preventers, Closing Unit and Choke Manifold System. Installed three engines with Low NOx Combustion Systems. | A positive use determination of 100% for the Drilling Mud Recycling System and the Drilling Rig Spill Response System. For the three drilling rig engines a positive use determination of 100% for the incremental cost difference between the cost of the standard drilling rig engine and the cost of the new Low NOx drilling rig engine. | 2008-08-19 | 1568660 | 100
12347 | T1 | Nabors Drilling USA LP | Nabors Drilling USA LP Rig #M34 | 21.4 Mi NW From Henderson | Henderson | TX |  | Rusk | CN600290928 | RN100699271 | Drilling Mud Recycling System consisting of Shaker Tanks, Shale Shakers, Desilter, Desander, & Degasser. Drilling Rig Spill Response equipment: includes only the Ram Type Blowout Preventers, Closing Unit and Choke Manifold System. Installed three engines with Low NOx Combustion Systems. | A positive use determination of 100% for the Drilling Mud Recycling System and the Drilling Rig Spill Response System. For the three drilling rig engines a positive use determination of 100% for the incremental cost difference between the cost of the standard drilling rig engine and the cost of the new Low NOx drilling rig engine. | 2008-08-19 | 1568660 | 100
12348 | T1 | Nabors Drilling USA LP | Nabors Drilling USA LP Rig #546 | 1.3 Mi SE Drews Landing | Drews Landing | TX |  | San Jacinto | CN600290928 | RN100699271 | Drilling Mud Recycling System consisting of Shaker Tanks, Shale Shakers, Desilter, Desander, & Degasser. Drilling Rig Spill Response equipment: includes only the Ram Type Blowout Preventers, Closing Unit and Choke Manifold System. | A positive use determination of 100% for the Drilling Mud Recycling System and the Drilling Rig Spill Response System. | 2008-08-08 | 1223260 | 100
12349 | T1 | Nabors Drilling USA LP | Nabors Drilling USA LP Rig #M21 | 3.3 Mi W White Settlement | White Settlement | TX |  | Tarrant | CN600290928 | RN100699271 | Drilling Mud Recycling System consisting of Shaker Tanks, Shale Shakers, Desilter, Desander, & Degasser. Drilling Rig Spill Response equipment: includes only the Ram Type Blowout Preventers, Closing Unit and Choke Manifold System. Installed three engines with Low NOx Combustion Systems. | A positive use determination of 100% for the Drilling Mud Recycling System and the Drilling Rig Spill Response System. For the three drilling rig engines a positive use determination of 100% for the incremental cost difference between the cost of the standard drilling rig engine and the cost of the new Low NOx drilling rig engine. | 2008-08-08 | 1568660 | 100
12350 | T1 | Nabors Drilling USA LP | Nabors Drilling USA LP Rig #M25 | 2.0 Mi SW of Haslet | Haslet | TX |  | Tarrant | CN600290928 | RN100699271 | Drilling Mud Recycling System consisting of Shaker Tanks, Shale Shakers, Desilter, Desander, & Degasser. Drilling Rig Spill Response equipment: includes only the Ram Type Blowout Preventers, Closing Unit and Choke Manifold System. Installed three engines with Low NOx Combustion Systems. | A positive use determination of 100% for the Drilling Mud Recycling System and the Drilling Rig Spill Response System. For the three drilling rig engines a positive use determination of 100% for the incremental cost difference between the cost of the standard drilling rig engine and the cost of the new Low NOx drilling rig engine. | 2008-08-08 | 1568660 | 100
12351 | T1 | Nabors Drilling USA LP | Nabors Drilling USA LP Rig #F30 | 2.0 Mi NNW of Doucette | Doucette | TX |  | Tyler | CN600290928 | RN100699271 | Drilling Mud Recycling System consisting of Shaker Tanks, Shale Shakers, Desilter, Desander, & Degasser. Drilling Rig Spill Response equipment: includes only the Ram Type Blowout Preventers, Closing Unit and Choke Manifold System. Installed three engines with Low NOx Combustion Systems. | A positive use determination of 100% for the Drilling Mud Recycling System and the Drilling Rig Spill Response System. For the three drilling rig engines a positive use determination of 100% for the incremental cost difference between the cost of the standard drilling rig engine and the cost of the new Low NOx drilling rig engine. | 2008-08-08 | 1568660 | 100
12352 | T1 | Nabors Drilling USA LP | Nabors Drilling USA LP Rig #159 | Outside of Victoria | Victoria | TX |  | Victoria | CN600290928 | RN100699271 | Drilling Mud Recycling System consisting of Shaker Tanks, Shale Shakers, Desilter, Desander, & Degasser. Drilling Rig Spill Response equipment: includes only the Ram Type Blowout Preventers, Closing Unit and Choke Manifold System. | A positive use determination of 100% for the Drilling Mud Recycling System and the Drilling Rig Spill Response System. | 2008-08-19 | 1223260 | 100
12353 | T1 | Nabors Drilling USA LP | Nabors Drilling USA LP Rig #357 | 11 Mi NE of Wheeler | Wheeler | TX |  | Wheeler | CN600290928 | RN100699271 | Drilling Mud Recycling System consisting of Shaker Tanks, Shale Shakers, Desilter, Desander, & Degasser. Drilling Rig Spill Response equipment: includes only the Ram Type Blowout Preventers, Closing Unit and Choke Manifold System. | A positive use determination of 100% for the Drilling Mud Recycling System and the Drilling Rig Spill Response System. | 2008-08-08 | 1223260 | 100
12354 | T1 | Nabors Drilling USA LP | Nabors Drilling USA LP Rig #F08 | 1 Mi N O F Briscoe | Briscoe | TX |  | Wheeler | CN600290928 | RN100699271 | Drilling Mud Recycling System consisting of Shaker Tanks, Shale Shakers, Desilter, Desander, & Degasser. Drilling Rig Spill Response equipment: includes only the Ram Type Blowout Preventers, Closing Unit and Choke Manifold System. Installed three engines with Low NOx Combustion Systems. | A positive use determination of 100% for the Drilling Mud Recycling System and the Drilling Rig Spill Response System. For the three drilling rig engines a positive use determination of 100% for the incremental cost difference between the cost of the standard drilling rig engine and the cost of the new Low NOx drilling rig engine. | 2008-08-08 | 1568660 | 100
12355 | T1 | Nabors Drilling USA LP | Nabors Drilling USA LP Rig #F24 | 12 Mi E of Wheeler | Wheeler | TX |  | Wheeler | CN600290928 | RN100699271 | Drilling Mud Recycling System consisting of Shaker Tanks, Shale Shakers, Desilter, Desander, & Degasser. Drilling Rig Spill Response equipment: includes only the Ram Type Blowout Preventers, Closing Unit and Choke Manifold System. Installed three engines with Low NOx Combustion Systems. | A positive use determination of 100% for the Drilling Mud Recycling System and the Drilling Rig Spill Response System. For the three drilling rig engines a positive use determination of 100% for the incremental cost difference between the cost of the standard drilling rig engine and the cost of the new Low NOx drilling rig engine. | 2008-08-08 | 1568660 | 100
12356 | T1 | Nabors Drilling USA LP | Nabors Drilling USA LP Rig #Mo7 | 4 Mi SE of Decatur | Decatur | TX |  | Wise | CN600290928 | RN100699271 | Drilling Mud Recycling System consisting of Shaker Tanks, Shale Shakers, Desilter, Desander, & Degasser. Drilling Rig Spill Response equipment: includes only the Ram Type Blowout Preventers, Closing Unit and Choke Manifold System. Installed three engines with Low NOx Combustion Systems. | A positive use determination of 100% for the Drilling Mud Recycling System and the Drilling Rig Spill Response System. For the three drilling rig engines a positive use determination of 100% for the incremental cost difference between the cost of the standard drilling rig engine and the cost of the new Low NOx drilling rig engine. | 2008-08-08 | 1568660 | 100
12357 | T1 | Nabors Drilling USA LP | Nabors Drilling USA LP Rig #M27 | Mcmurrey Ranch Unit B-3 | Encana Corporation | TX |  | Wise | CN600290928 | RN100699271 | Drilling Mud Recycling System consisting of Shaker Tanks, Shale Shakers, Desilter, Desander, & Degasser. Drilling Rig Spill Response equipment: includes only the Ram Type Blowout Preventers, Closing Unit and Choke Manifold System. Installed three engines with Low NOx Combustion Systems. | A positive use determination of 100% for the Drilling Mud Recycling System and the Drilling Rig Spill Response System. For the three drilling rig engines a positive use determination of 100% for the incremental cost difference between the cost of the standard drilling rig engine and the cost of the new Low NOx drilling rig engine. | 2008-08-08 | 1568660 | 100
12358 | T1 | Nabors Drilling USA LP | Nabors Drilling USA LP Rig #M30 | 1 Mi NW of Boyd | Boyd | TX |  | Wise | CN600290928 | RN100699271 | Drilling Mud Recycling System consisting of Shaker Tanks, Shale Shakers, Desilter, Desander, & Degasser. Drilling Rig Spill Response equipment: includes only the Ram Type Blowout Preventers, Closing Unit and Choke Manifold System. Installed a Low NOx Combustion System. | A positive use determination of 100% for the Drilling Mud Recycling System and the Drilling Rig Spill Response System. For the three drilling rig engines a positive use determination of 100% for the incremental cost difference between the cost of the standard drilling rig engine and the cost of the new Low NOx drilling rig engine. | 2008-08-08 | 1568660 | 100
12359 | T1 | Grey Wolf Inc | Grey Wolf Inc - Rig #103 | 1.9 Mi SE of Wells | Wells | TX | 75976 | Angelina | CN601355498 | Not Regulated by TCEQ | Drilling MUD recycling system that includes only the following components: 1) Shaker Tanks, 2) Shale Shakers, 3) Desilter, 4) Desander, and 5) Degasser. Drilling rig spill response equipment that includes only the following components: 1) Ram type blowout preventers, 2) Closing Unit, and 3) Choke Manifold System. Electric power generator engines equipped with turbocharge components to reduce air pollution from NOx emissions. Waste oil storage secondary containment. Waste oil storage tank. | A positive use determination of 100% for the Drilling MUD recycling system consisting of Shaker Tanks, Shale Shakers, Desilter, Desander, and Degasser; the drilling rig spill response equipment consisting of Ram type blowout preventers, Closing Unit, and Choke Manifold System; the waste oil storage tanks and associated secondary containment. A negative use determination for the turbocharger components installed on the electric power generator engines. | 2008-06-30 | 1171800 | 100
12360 | T1 | Grey Wolf Inc | Grey Wolf Inc - Rig #85 | 3 Mi NE of Clute | Clute | TX | 77531 | Brazoria | CN601355498 | Not Regulated by TCEQ | Drilling MUD recycling system that includes only the following components: 1) Shaker Tanks, 2) Shale Shakers, 3) Desilter, and 4) Desander. Drilling rig spill response equipment that includes only the following components: 1) Ram type blowout preventers, 2) Closing Unit, and 3) Choke Manifold System. Electric power generator engines equipped with turbocharge components to reduce air pollution from NOx emissions. Waste oil storage secondary containment. Waste oil storage tank. | A positive use determination of 100% for the Drilling MUD recycling system consisting of Shaker Tanks, Shale Shakers, Desilter, and Desander; the drilling rig spill response equipment consisting of Ram type blowout preventers, Closing Unit, and Choke Manifold System; the waste oil storage tanks and associated secondary containment. A negative use determination for the turbocharger components installed on the electric power generator engines. | 2008-06-30 | 953800 | 100
12361 | T1 | Grey Wolf Inc | Grey Wolf Inc - Rig #503 | LP 207 & Cove Rd | Mont Belvieu | TX | 77520 | Chambers | CN601355498 | Not Regulated by TCEQ | Drilling MUD recycling system that includes only the following components: 1) Shaker Tanks, 2) Shale Shakers, 3) Desilter, and 4) Desander. Drilling rig spill response equipment that includes only the following components: 1) Ram type blowout preventers, 2) Closing Unit, and 3) Choke Manifold System. Electric power generator engines equipped with turbocharge components to reduce air pollution from NOx emissions. Waste oil storage secondary containment. Waste oil storage tank. | A positive use determination of 100% for the Drilling MUD recycling system consisting of Shaker Tanks, Shale Shakers, Desilter, and Desander; the drilling rig spill response equipment consisting of Ram type blowout preventers, Closing Unit, and Choke Manifold System; the waste oil storage tanks and associated secondary containment. A negative use determination for the turbocharger components installed on the electric power generator engines. | 2008-06-30 | 971800 | 100
12362 | T1 | Grey Wolf Inc | Grey Wolf Inc - Rig #750 | 8.5 Mi SE Rock Island | Rock Island | TX | 77470 | Colorado | CN601355498 | Not Regulated by TCEQ | Drilling MUD recycling system that includes only the following components: 1) Shaker Tanks, 2) Shale Shakers, 3) Desilter, and 4) Desander. Drilling rig spill response equipment that includes only the following components: 1) Ram type blowout preventers, 2) Closing Unit, and 3) Choke Manifold System. Electric power generator engines equipped with turbocharge components to reduce air pollution from NOx emissions. Waste oil storage secondary containment. Waste oil storage tank. | A positive use determination of 100% for the Drilling MUD recycling system consisting of Shaker Tanks, Shale Shakers, Desilter, and Desander; the drilling rig spill response equipment consisting of Ram type blowout preventers, Closing Unit, and Choke Manifold System; the waste oil storage tanks and associated secondary containment. A negative use determination for the turbocharger components installed on the electric power generator engines. | 2008-06-30 | 974800 | 100
12363 | T1 | Grey Wolf Inc | Grey Wolf Inc - Rig #96 | 2225 Hwy 326 South | Lumberton | TX | 77657 | Hardin | CN601355498 | Not Regulated by TCEQ | Drilling MUD recycling system that includes only the following components: 1) Shaker Tanks, 2) Shale Shakers, 3) Desilter, 4) Desander, and 5) Degasser. Drilling rig spill response equipment that includes only the following components: 1) Ram type blowout preventers, 2) Closing Unit, and 3) Choke Manifold System. Electric power generator engines equipped with turbocharge components to reduce air pollution from NOx emissions. Waste oil storage secondary containment. Waste oil storage tank. | A positive use determination of 100% for the Drilling MUD recycling system consisting of Shaker Tanks, Shale Shakers, Desilter, Desander, and Degasser; the drilling rig spill response equipment consisting of Ram type blowout preventers, Closing Unit, and Choke Manifold System; the waste oil storage tanks and associated secondary containment. A negative use determination for the turbocharger components installed on the electric power generator engines. | 2008-06-30 | 988800 | 100
12364 | T1 | Grey Wolf Inc | Grey Wolf Inc - Rig #6 | 14.1 Mi E of Cleburne | Cleburne | TX | 76033 | Johnson | CN601355498 | Not Regulated by TCEQ | Drilling MUD recycling system that includes only the following components: 1) Shaker Tanks, 2) Shale Shakers, 3) Desilter, and 4) Desander. Drilling rig spill response equipment that includes only the following components: 1) Ram type blowout preventers, 2) Closing Unit, and 3) Choke Manifold System. Electric power generator engines equipped with turbocharge components to reduce air pollution from NOx emissions. Waste oil storage secondary containment. Waste oil storage tank. | A positive use determination of 100% for the Drilling MUD recycling system consisting of Shaker Tanks, Shale Shakers, Desilter, and Desander, the drilling rig spill response equipment consisting of Ram type blowout preventers, Closing Unit, and Choke Manifold System; the waste oil storage tanks and associated secondary containment. A negative use determination for the turbocharger components installed on the electric power generator engines. | 2008-06-30 | 801800 | 100
12365 | T1 | Grey Wolf Inc | Grey Wolf Inc - Rig #859 | 3400 FM 1434 | Cleburne | TX | 76033 | Johnson | CN601355498 | Not Regulated by TCEQ | Drilling MUD recycling system that includes only the following components: 1) Shaker Tanks, 2) Shale Shakers, 3) Desilter, 4) Desander, and 5) Degasser. Drilling rig spill response equipment that includes only the following components: 1) Ram type blowout preventers, 2) Closing Unit, and 3) Choke Manifold System. Electric power generator engines equipped with turbocharge components to reduce air pollution from NOx emissions. Waste oil storage secondary containment. Waste oil storage tank. | A positive use determination of 100% for the Drilling MUD recycling system consisting of Shaker Tanks, Shale Shakers, Desilter, Desander, and Degasser; the drilling rig spill response equipment consisting of Ram type blowout preventers, Closing Unit, and Choke Manifold System; the waste oil storage tanks and associated secondary containment. A negative use determination for the turbocharger components installed on the electric power generator engines. | 2008-06-30 | 566800 | 100
12366 | T1 | Grey Wolf Inc | Grey Wolf Inc - Rig #107 | 14 Mi NW of Jewett | Jewett | TX | 75486 | Limestone | CN601355498 | Not Regulated by TCEQ | Drilling MUD recycling system that includes only the following components: 1) Shaker Tanks, 2) Shale Shakers, 3) Desilter, and 4) Degasser. Drilling rig spill response equipment that includes only the following components: 1) Ram type blowout preventers, 2) Closing Unit, and 3) Choke Manifold System. Electric power generator engines equipped with turbocharge components to reduce air pollution from NOx emissions. Waste oil storage secondary containment. Waste oil storage tank. | A positive use determination of 100% for the Drilling MUD recycling system consisting of Shaker Tanks, Shale Shakers, Desilter, and Degasser; the drilling rig spill response equipment consisting of Ram type blowout preventers, Closing Unit, and Choke Manifold System; the waste oil storage tanks and associated secondary containment. A negative use determination for the turbocharger components installed on the electric power generator engines. | 2008-06-30 | 798800 | 100
12367 | T1 | Grey Wolf Inc | Grey Wolf Inc - Rig #108 | 13.3 Mi NW of Jewett | Jewett | TX | 75846 | Limestone | CN601355498 | Not Regulated by TCEQ | Drilling MUD recycling system that includes only the following components: 1) Shaker Tanks, 2) Shale Shakers, 3) Desilter, and 4) Degasser. Drilling rig spill response equipment that includes only the following components: 1) Ram type blowout preventers, 2) Closing Unit, and 3) Choke Manifold System. Electric power generator engines equipped with turbocharge components to reduce air pollution from NOx emissions. Waste oil storage secondary containment. Waste oil storage tank. | A positive use determination of 100% for the Drilling MUD recycling system consisting of Shaker Tanks, Shale Shakers, Desilter, and Degasser; the drilling rig spill response equipment consisting of Ram type blowout preventers, Closing Unit, and Choke Manifold System; the waste oil storage tanks and associated secondary containment. A negative use determination for the turbocharger components installed on the electric power generator engines. | 2008-06-30 | 798800 | 100
12368 | T1 | Grey Wolf Inc | Grey Wolf Inc - Rig #89 | 8 Mi NE of Mentone | Mentone | TX | 79754 | Loving | CN601355498 | Not Regulated by TCEQ | Drilling MUD recycling system that includes only the following components: 1) Shaker Tanks, 2) Shale Shakers, 3) Desilter, 4) Desander, and 5) Degasser. Drilling rig spill response equipment that includes only the following components: 1) Ram type blowout preventers, 2) Closing Unit, and 3) Choke Manifold System. Electric power generator engines equipped with turbocharge components to reduce air pollution from NOx emissions. Waste oil storage secondary containment. Waste oil storage tank. | A positive use determination of 100% for the Drilling MUD recycling system consisting of Shaker Tanks, Shale Shakers, Desilter, Desander, and Degasser; the drilling rig spill response equipment consisting of Ram type blowout preventers, Closing Unit, and Choke Manifold System; the waste oil storage tanks and associated secondary containment. A negative use determination for the turbocharger components installed on the electric power generator engines. | 2008-06-30 | 1826800 | 100
12369 | T1 | Grey Wolf Inc | Grey Wolf Inc - Rig #510 | 22.6 Mi S of Newton | Newton | TX | 75966 | Newton | CN601355498 | Not Regulated by TCEQ | Drilling MUD recycling system that includes only the following components: 1) Shaker Tanks, 2) Shale Shakers, 3) Desilter, and 4) Desander. Drilling rig spill response equipment that includes only the following components: 1) Ram type blowout preventers, 2) Closing Unit, and 3) Choke Manifold System. Waste oil storage secondary containment. Waste oil storage tank. | A positive use determination of 100% for the Drilling MUD recycling system consisting of Shaker Tanks, Shale Shakers, Desilter, and Desander; the drilling rig spill response equipment consisting of Ram type blowout preventers, Closing Unit, and Choke Manifold System; the waste oil storage tanks and associated secondary containment. | 2008-06-30 | 979800 | 100
12370 | T1 | Grey Wolf Inc | Grey Wolf Inc - Rig #102 | 5.6 SW of Elysian Fields | Elysian Fields | TX | 75642 | Panola | CN601355498 | Not Regulated by TCEQ | Drilling MUD recycling system that includes only the following components: 1) Shaker Tanks, 2) Shale Shakers, 3) Desilter, 4) Desander, and 5) Degasser. Drilling rig spill response equipment that includes only the following components: 1) Ram type blowout preventers, 2) Closing Unit, and 3) Choke Manifold System. Electric power generator engines equipped with turbocharge components to reduce air pollution from NOx emissions. Waste oil storage secondary containment. Waste oil storage tank. | A positive use determination of 100% for the Drilling MUD recycling system consisting of Shaker Tanks, Shale Shakers, Desilter, Desander, and Degasser; the drilling rig spill response equipment consisting of Ram type blowout preventers, Closing Unit, and Choke Manifold System; the waste oil storage tanks and associated secondary containment. A negative use determination for the turbocharger components installed on the electric power generator engines. | 2008-06-30 | 1171800 | 100
12371 | T1 | Grey Wolf Inc | Grey Wolf Inc - Rig #104 | 35.1 SW of Fort Stockton | Fort Stockton | TX | 79735 | Pecos | CN601355498 | Not Regulated by TCEQ | Drilling MUD recycling system that includes only the following components: 1) Shaker Tanks, 2) Shale Shakers, 3) Desilter, 4) Desander, and 5) Degasser. Drilling rig spill response equipment that includes only the following components: 1) Ram type blowout preventers, 2) Closing Unit, and 3) Choke Manifold System. Electric power generator engines equipped with turbocharge components to reduce air pollution from NOx emissions. Waste oil storage secondary containment. Waste oil storage tank. | A positive use determination of 100% for the Drilling MUD recycling system consisting of Shaker Tanks, Shale Shakers, Desilter, Desander, and Degasser; the drilling rig spill response equipment consisting of Ram type blowout preventers, Closing Unit, and Choke Manifold System; the waste oil storage tanks and associated secondary containment. A negative use determination for the turbocharger components installed on the electric power generator engines. | 2008-06-30 | 1171800 | 100
12372 | T1 | Grey Wolf Inc | Grey Wolf Inc - Rig #105 | 11.6 SW of Center | Center | TX | 75935 | Shelby | CN601355498 | Not Regulated by TCEQ | Drilling MUD recycling system that includes only the following components: 1) Shaker Tanks, 2) Shale Shakers, 3) Desilter, 4) Desander, and 5) Degasser. Drilling rig spill response equipment that includes only the following components: 1) Ram type blowout preventers, 2) Closing Unit, and 3) Choke Manifold System. Electric power generator engines equipped with turbocharge components to reduce air pollution from NOx emissions. Waste oil storage secondary containment. Waste oil storage tank. | A positive use determination of 100% for the Drilling MUD recycling system consisting of Shaker Tanks, Shale Shakers, Desilter, Desander, and Degasser; the drilling rig spill response equipment consisting of Ram type blowout preventers, Closing Unit, and Choke Manifold System; the waste oil storage tanks and associated secondary containment. A negative use determination for the turbocharger components installed on the electric power generator engines. | 2008-06-30 | 1171800 | 100
12373 | T1 | Greenbay Packaging Inc | Greenbay Packaging Inc | 10515 Railroad Dr | El Paso | TX | 79924 | El Paso | CN600467971 | RN100674712 | New scrap recycling system helps lower the amount of trash production sent to the landfill. The system consists of a baghouse used to control and capture dust generated by the paperboard system and equipment used to collect and bale paperboard for recycling purposes. | A positive use determination of 100% for the bag house used to control and collect paperboard dust generated during the manufacture and cutting of paperboard. A negative determination for the paperboard scrap recycling system. | 2008-11-12 | 487700 | 100
12374 | T1 | Greenbay Packaging Inc | Greenbay Packaging Inc | 10515 Railroad Dr | El Paso | TX | 79924 | El Paso | CN600467971 | RN100674712 | New boiler room contains modifications that help maintain low NOx emission standards. | Returned for failure to respond to a deficiency letter. | 2008-11-04 | 360000 | 100
12375 | T1 | Greenbay Packaging Inc | Greenbay Packaging Inc | 10515 Railroad Dr | El Paso | TX | 79924 | El Paso | CN600467971 | RN100674712 | Constructed new wastewater treatment system. | A positive use determination for 100% of the wastewater treatment system. | 2008-06-27 | 265365 | 100
12376 | T1 | Greenbay Packaging Inc | Greenbay Packaging Inc | 10515 Railroad Dr | El Paso | TX | 79924 | El Paso | CN600467971 | RN100674712 | Added new paving to reduce the amount of dust created by mobile equipment. | Withdrawn by applicant | 2008-11-05 | 205100 | 100
12377 | T1 | Supreme Corporation | Supreme Sct Operations | 500 W Commerce | Cleburne | TX | 76033 | Johnson | CN601600794 | RN101950186 | Truck wash building: Enclosed wash bay for truck washing. Concrete floor with drains to settlement tanks, Paint Booth Curtains: used when painting along production line. Controls overspray and fumes. Cross Flow Paint Booth: Enclosed booth with air filtration for overspray and fumes. Paint Booth with Air Makeup: Air filtration is control. Paint Booth with heated make up unit: air filtration is control. Paint booth with Rupp Air Make Up area: Air filtration is the control. Hazardous Containment Building: used to store paints, thinners, acids, and fuels. | A positive use determination of 100% for the concrete pad, drains and settling tanks associated with the Truck Wash, the paint curtains and the air filtration devices associated with the paint booths. A negative determination for the hazardous containment building which is not considered to be pollution control property. | 2008-11-25 | 309909 | 100
12378 | T1 | Galyean Equipment Company | Galyean Equipment Company | 1225 Industrial Dr | Henderson | TX | 75652 | Rusk | CN600291355 | RN100581073 | Exhaust collection system to control welding fumes. Exhaust collection system for the plate cutting table area. Paint booth equipped with air filtration system. Blast cleaning system equipped with air filtration system and media recycling. | A positive use determination for 100% of the welding fume exhaust collection system, the plate cutting exhaust collection system, the pollution control equipment associated with the paint booth, and the particulate control equipment for the blast cleaning system. | 2008-08-06 | 420715 | 100
12379 | T1 | Lufkin Industries Inc | Lufkin Industries Inc | 601 South Raguet St | Lufkin | TX | 75904 | Angelina | CN600399570 | RN101153377 | Dust suppression equipment for foundry metal casting process including hoods, ductwork, blowers and baghouses. Power Transmission shot blast machine with dust suppression equipment consisting of a bag filter, blower and ductwork. Dust suppression equipment for trailer mfg. process and welding including bag filter, blower and ductwork. Exhaust collection system for oil field equipment mfg. process welding area. | A positive use determination for 100% of the dust suppression equipment for the following equipment: metal casting process, oil field equipment welding, trailer mfg. and welding, and power transmission shot blasting. | 2008-08-08 | 849107 | 100
12380 | T1 | Lufkin Industries Inc | Lufkin Industries | 711 Industrial Blvd | Lufkin | TX | 75904 | Angelina | CN600399570 | RN102144284 | Purchased pre-positioned spill clean-up materials and equipment (floor sweeper). | A negative determination. This sweeper is used for routine cleaning purposes. It is not considered to be pre-positioned spill response equipment or pollution control property | 2008-12-19 | 87189 | 100
12381 | T2 | Lufkin Industries Inc | Lufkin Industries Oilfield Div | 301 South Raguet St | Lufkin | TX | 75904 | Angelina | Insufficient Information | Insufficient Information | Oilfield Manufacturing: approximately 30,000 square feet of concrete paving in manufacturing area for plant trucks and mobile equipment. Power Transmission: Approximately 123,400 square feet of asphalt paving for an off street parking lot (Filed as a Tier II).Gear Repair: Approximately 24,650 square feet of asphalt paving (Tier II). Oilfield Manufacturing: Approximately 2,700 square feet of concrete paving.(Tier II) | A positive use determination of 100% for the approximately 30,000 square feet of concrete paving installed at Oilfield Manufacturing. A positive use determination of 100% for the paving of the following parking areas: approximately 123,400 square feet of asphalt paving at Power Transmission, approximately 24,650 square feet of asphalt paving at Gear Repair and approximately 2,700 square feet of concrete paving at Oilfield Manufacturing. | 2009-01-09 | 383563 | 100
12382 | T1 | Lufkin Industries Inc | Lufkin Industries Power Transmission | 301 South Raguet St | Lufkin | TX | 75904 | Angelina | Insufficient Information | Insufficient Information | Power Transmission gear drive manufacturing waste metal scrap collection and storage system. Oilfield manufacturing hazardous waste paint and solvent storage cabinet and secondary containment. Oilfield manufacturing waste oil storage tank. | A positive use determination for 100% of the waste metal scrap collection and storage system, the hazardous waste paint and solvent storage cabinet with secondary containment, and the waste oil storage tank. | 2008-06-24 | 35839 | 100
12383 | T1 | Lufkin Industries Inc | Lufkin Industries Trailer Div | 301 South Raguet St | Lufkin | TX | 75904 | Angelina | Insufficient Information | Insufficient Information | Oilfield Manufacturing and Trailer Manufacturing wastewater chart recorders, flow meters and auto communication equipment for use in monitoring wastewater; and Foundry operation wastewater chart recorder. | A positive use determination for 100% of the various wastewater chart recorders, flowmeters, and auto communication equipment used to measure and report wastewater contaminants. | 2008-06-24 | 14719 | 100
12384 | T1 | Western Extrusions | Western Extrusions | 1735 Sandy Lake Rd | Carrollton | TX | 75006 | Dallas | CN600255293 | RN102590700 | Installed a thermal oxidizer which will be used to destruct VOCs generated as a result of overspray during the painting process. | A positive use determination of 100% for the thermal oxidizer. | 2008-07-11 | 648000 | 100
12385 | T1 | Motiva Enterprises LLC | Motiva Port Arthur Refinery | 2555 Savannah Ave | Port Arthur | TX | 77640 | Jefferson | CN600124051 | RN100209451 | The DCU, CRU, HTU 3, HTU 4, underground dirty oil collection system sumps were required to control VOC emissions. Installed dual carbon canisters, connected in a manifold in such a manner that the effluent from the lead container may be sampled to detect a breakthrough of contaminants due to a saturated carbon bed which is no longer effective. | A positive use determination of 100% for the carbon canisters installed in the underground dirty oil sumps. | 2008-06-24 | 322000 | 100
12386 | T1 | Motiva Enterprises LLC | Motiva Port Arthur Refinery | 2555 Savannah Ave | Port Arthur | TX | 77640 | Jefferson | CN600124051 | RN100209451 | Fluidized Catalytic Cracking Unit Flue Gas H2S Stack Sample: Provided a new sampling nozzle on the CA-5 line Tee Section between the main and bypass seal tanks. A sampling conditioner will be installed on this nozzle to cool the sample to a temperature just above the dew point and separate the catalyst from the sample. A new steam traced TEFLON sample line will be installed from the sample conditioner to the existing analyzer to exclude moisture from the sample. Heater Stack Sample Port Additions: This project will provide two 6" diameter sample port nozzles for each heater stack at VPS4, CRU, HTU4, and MPU4 (11 stacks total). | A positive use determination of 100% for the FCCU Flue Gas Sample project and the Heater Stack Sample Port Additions. | 2008-06-24 | 244000 | 100
12387 | T1 | Motiva Enterprises LLC | Motiva Port Arthur Refinery | 2555 Savannah Ave | Port Arthur | TX | 77640 | Jefferson | CN600124051 | RN100209451 | NOx Reduction Projects: Project scope includes the installation of steam piping and valves. In addition, instrumentation, a humidity sensor, steam piping ring manifold, steam pipe from ring manifold to flange on combustion can covers, and new combustion can covers that include steam injection flange. VPS2 Low NOx Burners: replaced 144 existing burners in six heaters at VPS2 with current generation ultra-low NOx burners. Installation of lean head end liners - 34 GTG: Includes purchase of lean head end liners including fuel nozzle tips and crozzfire tubes. SCR Installation: Upgraded the Selective Catalytic Reactor on Boiler 37. | A positive use determination of 100% for the steam injection system for the NOx control for Gas Turbine 34, the installation of lean head end liners on Gas Turbine Generator 34, and the upgrade of the SCR for Boiler 37. For the VPS2 Low NOx Burners project which replaced 144 existing burners in six heaters, a positive use determination of 100% of the incremental cost difference between the previous burners and the new burners. | 2008-06-24 | 3599000 | 100
12388 | T1 | Motiva Enterprises LLC | Motiva Port Arthur Refinery | 2555 Savannah Ave | Port Arthur | TX | 77640 | Jefferson | CN600124051 | RN100209451 | Marine Vapor Recovery: Marine Vapor Control System for berths 6 and 7 and future berth 2. Includes the incinerator and collection systems. | A positive use determination of 100% for the Marine Vapor Recovery System. | 2008-06-24 | 6387000 | 100
12389 | T1 | Motiva Enterprises LLC | Motiva Port Arthur Refinery | 2555 Savannah Ave | Port Arthur | TX | 77640 | Jefferson | CN600124051 | RN100209451 | CEMS Monitors were added to the following pieces of equipment to monitor NOx and H2S emissions. An additional 10' x 10' analyzer shed was added to support the VPS #4 unit. VPS Unit Common heater Stack. Crude Unit #4. VPS Unit #4 treated vent gas stack. VPS Unit 2. FCCU3 Belco Scrubber Stack's existing CEMs will require the addition of a CO analyzer. Oxygen analyzer for #36 waste heat boiler stack and a sample line from #32 boiler stack be routed to the existing #34 boiler stack. One dual stream CEMS for #31 & #33 boiler stacks. VPS4 treated vacuum vent. New SO2 monitors were installed on Tail Gas Treating Unit #1. H2S Analyzer installed in waste acid gas vent stack. Opacity monitors at MVHPS 34 & 35 Boilers. FCCU Bypass Stack Opacity Monitor. | A positive use determination of 100% for the Continuous Emission Monitoring Systems project including the construction of the 10' x 10' analyzer shed added to support the VPS #4 Unit, and the installation of various CEMS, opacity monitors, SO2 monitors, H2S analyzers, oxygen analyzers and CO analyzers. | 2008-06-24 | 2938000 | 100
12390 | T1 | Motiva Enterprises LLC | Motiva Port Arthur Refinery | 2555 Savannah Ave | Port Arthur | TX | 77640 | Jefferson | CN600124051 | RN100209451 | Wastewater Treatment Upgrades: Build new sour water tanks at south side of the Fuel Building and remove existing sour water tanks at North Side. Install lines, pumps to move sour water to/from new sour water tanks to SBU area. New storm-water pump and trash screens at SASTU Tanks 1921/1922. Provide new 6" piping on discharge of #1 sump pump and saline basin pumps. Provide new walkways, lifting frame and relocation of some wastewater analyzers. Modify wastewater cooling flow control valve. API Separators: Provide electronic switches to monitor movement of scrapers inside the Separator bays and alert operations to problems. | A positive use determination of 100% for the Wastewater Treatment Upgrades including the project to build new sour water tanks at south side of the Fuel Building, remove the existing sour water tanks at North Side, and install lines and pumps to move the sour water to/from new sour water tanks and the SBU area; the new storm-water pump and trash screens installed at the SASTU Tanks 1921/1922; the new 6" piping on discharge of #1 sump pump and saline basin pumps; the new walkways, lifting frame and relocation of some wastewater analyzers; the modification of the wastewater cooling flow control valve; and the project to install electronic switches to monitor movement of scrapers inside the API Separator bays and alert operations to problems. | 2008-08-19 | 4914000 | 100
12391 | T1 | Motiva Enterprises LLC | Motiva Port Arthur Refinery | 2555 Savannah Ave | Port Arthur | TX | 77640 | Jefferson | CN600124051 | RN100209451 | VOC Fugitive Emissions Monitoring Projects. Cooling Tower Sample Port Additions: Install sample ports on cooling water return lines at CRU 4 downstream of various cooling water utilizing equipment. | A positive use determination of 100% for the VOC Fugitive Emissions Monitoring Projects including the cooling tower sample port additions which installed sample ports on cooling water return lines at CRU 4 downstream of various cooling water utilizing equipment. (See application for list of 56 locations.) | 2008-06-24 | 2040000 | 100
12392 | T1 | Motiva Enterprises LLC | Motiva Port Arthur Refinery | 2555 Savannah Ave | Port Arthur | TX | 77640 | Jefferson | CN600124051 | RN100209451 | Cathodic Protection: Installed cathodic protection (new deep well anode wells) on Light Oil Movement Department Tank Farm, Miller St Tank farm, Seventh Street Farm, Catalytic Reforming Unit, PNT ROW - Locations G-8, G-16, G15, PNT #3 Dock - Location, South Tank Farm - Location A-1 and H-16. | A positive use determination of 100% for the Cathodic Protection Project which installed cathodic protection (new deep well anode wells) at the Light Oil Movement Department Tank Farm, Miller St Tank Farm, Seventh Street Farm, Catalytic Reforming Unit, PNT ROW - Locations G-8, G-16, G15, PNT #3 Dock, and South Tank Farm - Locations A-1 and H-16. | 2008-06-16 | 750000 | 100
12393 | T1 | Motiva Enterprises LLC | Motiva Port Arthur Refinery | 2555 Savannah Ave | Port Arthur | TX | 77640 | Jefferson | CN600124051 | RN100209451 | H2S Fugitive Emission Monitoring: The following projects were executed to detect the release of hydrogen sulfides. 1. Installed H2S area monitor System, around the CRU 4 NHTU Compressors consists of 6 area monitors. 2. Installed 46 new H2S monitors on HTU3, HTU4, DCU, FCCU, VPS2, CRU, SWM Area, WSGP, HCU and shop area SE of sulfur complex. 3. Installed PAR standard H2S monitors, strobe lights and audible alarms at the three docks at PNT and at the three active docks at PAT. Installation of the additional H2S monitors in several areas on the FCCU, CRU and the HTU3. | A positive use determination of 100% for the H2S Fugitive Emission Monitoring projects which included the H2S area monitor system around the CRU 4 NHTU Compressors consisting of 6 area monitors; the installation of 46 new H2S monitors on HTU3, HTU4, DCU, FCCU, VPS2, CRU, SWM Area, WSGP, HCU and shop area SE of sulfur complex; the installation of PAR standard H2S monitors, strobe lights and audible alarms at the three docks at PNT and at the three active docks at PAT; and the installation of the additional H2S monitors in several areas on the FCCU, CRU and the HTU3. | 2008-06-24 | 1233000 | 100
12394 | T1 | Motiva Enterprises LLC | Motiva Port Arthur Refinery | 2555 Savannah Ave | Port Arthur | TX | 77640 | Jefferson | CN600124051 | RN100209451 | Miscellaneous flare projects. Flow-meters were added for control of fuel gas at Tail Gas Treatment Units 1 & 2. Replaced ignitor on TGTU2. Installed 4 KUrz Model 2444 portable air velocity meters. Replaced the HCU flare including flare stack, tip and associated piping. Added piping to the outlets of pressure relief valves PRV 8726 on 2PS KO Drum 714VES32595, PRV 8718 on Central Area KO Drum 714VES3550, PRV 3025 on No. 1 Fuel Gas KO Drum 720ves32563 and PRV 3024 on No. 2 Fuel Gas KO Drum. Modification of flare gas piping on VPS4. Installation of Stackmatch burner pilots on all 5 burners in TGTU1 incinerator. Modified flare piping on the ALKY, FCCU and HTU1 to reroute routine process vents from the flares. Upgraded the control logic on TGTU 2. Correct piping between relief valves on VPS2 and the main flare, Tie recycle compressor drains into flare system. CRU - flare system modification. ALKY-SAT: DIB Tower connect relief valves to flare. VPS4 Flare instrumentation installation. | A positive use determination of 100% for the miscellaneous flare projects including the flow-meters added for control of fuel gas at Tail Gas Treatment Units 1 & 2; the replaced ignitor on TGTU2; the installation of 4 KUrz Model 2444 portable air velocity meters; the replacement of the HCU flare including flare stack, tip and associated piping; the piping added to the outlets of pressure relief valves PRV 8726 on 2PS KO Drum 714VES32595, PRV 8718 on Central Area KO Drum 714VES3550, PRV 3025 on No. 1 Fuel Gas KO Drum 720VES32563 and PRV 3024 on No. 2 Fuel Gas KO Drum; the modification of flare gas piping on VPS4; the installation of Stackmatch burner pilots on 5 burners in TGTU1 incinerator; the modification of the flare piping on the ALKY, FCCU and HTU1 to reroute routine process vents to the flares; upgraded the control logic on TGTU 2, corrected piping between relief valves on VPS2 and the main flare, the Tie recycle compressor drains into flare system. the CRU - flare system modification, and on ALKY-SAT, DIB Tower, connect piping relief valves to flare, and the VPS4 Flare instrumentation installation. | 2008-06-24 | 6387000 | 100
12395 | T1 | Motiva Enterprises LLC | Motiva Port Arthur Refinery | 2555 Savannah Ave | Port Arthur | TX | 77640 | Jefferson | CN600124051 | RN100209451 | Tail Gas Treating Unit Stripper Projects: TGTU #1 &#2 Control System Upgrades. TGTU #1 Amine System Upgrades. Site Amine Regeneration System Upgrade. | A positive use determination of 100% for the Tail Gas Treating Unit Stripper Projects including the TGTU #1 & #2 Control System Upgrades; the TGTU #1 Amine System Upgrades; and the Site Amine Regeneration System Upgrade. | 2008-06-24 | 16387000 | 100
12396 | T1 | Motiva Enterprises LLC | Motiva Port Arthur Refinery | 2555 Savannah Ave | Port Arthur | TX | 77640 | Jefferson | CN600124051 | RN100209451 | Vent Gas Scrubber Projects: Replaced the chloride vent gas scrubber on Crude Unit 4. Modified the chloride vent scrubber on Crude Unit 4 to include an additional IPF valve. | A positive use determination of 100% for the chloride vent gas scrubber which was replaced on Crude Unit 4 and the additional IPF valve added to the Propane Chloride Scrubber. | 2008-06-24 | 725000 | 100
12397 | T1 | Motiva Enterprises LLC | Motiva Port Arthur Refinery | 2555 Savannah Ave | Port Arthur | TX | 77640 | Jefferson | CN600124051 | RN100209451 | Flare Knock Out Drum. Sour Water Collection Drum. The description also included an amine system. This system has been relocated to 07-12411. | A positive use determination of 100% for the Flare Knock Out Drum and the Sour Water Collection Drum | 2008-11-12 | 2875960 | 100
12398 | T1 | Hydrochem Industrial Services Inc | Hydrochem Industrial Services Inc | 900 Georgia Ave | Deer Park | TX | 77536 | Harris | CN602308462 | RN108403908 | Activated carbon system and vapor recovery unit used to capture fugitive VOCs and control odors generated from cleaning industrial tanks. | A negative determination. The equipment listed on this application is equipment which is used to provide a service of pollution control. The equipment is excluded from consideration under 11.31(a) of the Texas Tax Code. | 2008-09-26 | 87046 | 100
12399 | T1 | National Semiconductor | National Semiconductor Arlington | 1111 W Bardin Rd | Arlington | TX | 76017 | Tarrant | CN600759666 | RN101466324 | Various | Returned for failure to respond to a deficiency letter. | 2008-08-22 | 10873928 | 100
12400 | T1 | Canrig Drilling Technology | Canrig Drilling Technology | 14703 FM 1488 | Magnolia | TX | 77354 | Montgomery | CN603111451 | RN101205110 | Paving of plant laydown area installed in order to control particulate matter/storm water. Stormwater Controls: Conveyances, pumps, sumps, tanks, basins. Stormwater Containment Systems. | Returned for failure to respond to a deficiency letter. | 2008-10-01 | 203000 | 100
12401 | T1 | Union Drilling Texas LP | Union Drilling Rig #218 | 4725 Loop 322 | Abilene | TX | 79602 | Taylor | CN603382771 | RN109629642 | Drilling Mud Recycling System consisting of Shaker Tanks, Shale Shakers, Desilter, Desander, & Degasser. Drilling Rig Spill Response equipment: includes only the Ram Type Blowout Preventers, Closing Unit and Choke Manifold System. | A positive use determination of 100% for the Drilling MUD Recycling System and the Drilling Rig Spill Response System. | 2008-08-19 | 1200000 | 100
12402 | T1 | Union Drilling Texas LP | Union Drilling Rig #222 | 4725 Loop 322 | Abilene | TX | 79602 | Taylor | CN603382771 | RN109629642 | Drilling Mud Recycling System consisting of Shaker Tanks, Shale Shakers, Desilter, Desander, & Degasser. Drilling Rig Spill Response equipment: includes only the Ram Type Blowout Preventers, Closing Unit and Choke Manifold System. | A positive use determination of 100% for the Drilling MUD Recycling System and the Drilling Rig Spill Response System. | 2008-08-19 | 1200000 | 100
12403 | T1 | Union Drilling Texas LP | Union Drilling Rig #223 | 4725 Loop 322 | Abilene | TX | 79602 | Taylor | CN603382771 | RN109629642 | Drilling Mud Recycling System consisting of Shaker Tanks, Shale Shakers, Desilter, Desander, & Degasser. Drilling Rig Spill Response equipment: includes only the Ram Type Blowout Preventers, Closing Unit and Choke Manifold System. | A positive use determination of 100% for the Drilling MUD Recycling System and the Drilling Rig Spill Response System. | 2008-08-19 | 1200000 | 100
12404 | T1 | Union Drilling Texas LP | Union Drilling Rig #224 | 4725 Loop 322 | Abilene | TX | 79602 | Taylor | CN603382771 | RN109629642 | Drilling Mud Recycling System consisting of Shaker Tanks, Shale Shakers, Desilter, Desander, & Degasser. Drilling Rig Spill Response equipment: includes only the Ram Type Blowout Preventers, Closing Unit and Choke Manifold System. | A positive use determination of 100% for the Drilling MUD Recycling System and the Drilling Rig Spill Response System. | 2008-08-19 | 1200000 | 100
12405 | T1 | IKG Industries | IKG Houston Plant | 1514 South Sheldon Rd | Channelview | TX | 77530 | Harris | CN600330328 | RN100621390 | Nordson Horizon 400 Series powder coating system with a down draft carbon filters and Versa Spray II automatic spray system and custom drying booths. | A positive use determination for 100% of the powder recovery system for the Nordson Horizon 400 Series powder coating system. | 2008-06-27 | 497901 | 100
12406 | T1 | Wag A Bag/ Nancy N Rabb Properties Ltd | Wag A Bag #19 | 2900 N Quinlan Pk Rd C100 | Austin | TX |  | Travis | CN604560458 | RN104968805 | 20,000 gallon double-walled underground storage tank and double walled supply lines. Spill/overfill prevention and a 4" tight fill connection . Liquid tight sump for submersible turbine pump. Leak detection, tank gauge, and Stage I and Stage II vapor recovery. 1,650 sqft. of paving over the underground tank and supply lines. | A positive use determination of 100% for the spill/overfill prevention with a 4-inch tight fill connection; liquid tight sump for submersible turbine pump; leak detection; tank gauge; and Stage I and Stage II vapor recovery. 1,650 sqft. of paving over the underground tank and supply lines. A positive use determination of 100% of the incremental cost difference between a 20,000 gallon single-walled and double-walled tank and single walled supply lines and double walled supply lines. | 2008-08-19 | 104935.5 | 100
12407 | T1 | Wag A Bag/ Nancy N Rabb Properties Ltd | Wag A Bag #17 | 419 Pflugerville | Pflugerville | TX | 78660 | Travis | CN604560458 | RN105025175 | A 16,000 gallon and a 15,000 gallon double walled tanks and double walled supply lines. Each tank is equipped with a spill/overfill prevention and a 4" tight fill connection. Submersible turbine pumps are contained in a liquid tight sump. Each dispenser is equipped with liquid tight containment, leak detection monitors, and vapor recovery. 1,650 sq. ft. of paving over the underground tanks and supply lines. | A positive use determination of 100% for the spill/overfill prevention with a 4-inch tight fill connection; liquid tight sump for submersible turbine pump; leak detection; tank monitors, Stage I and Stage II vapor recovery; and the 1,650 sqft. of paving located above the underground tanks and supply lines. For the 16,000 gallon and 15,000 gallon double-walled tanks and the double-walled piping a positive use determination of 100% of the incremental cost difference between the cost of double-walled equipment and comparable single-walled equipment. | 2008-08-19 | 129084 | 100
12408 | T1 | Nabors Well Services | Nabors Well Services Rig #274 | Harrison County |  |  |  | Harrison | Insufficient Information | Insufficient Information | Drilling Mud Recycling System consisting of Shaker Tanks, Shale Shakers, Desilter, Desander, & Degasser. Drilling Rig Spill Response equipment: includes only the Ram Type Blowout Preventers, Closing Unit and Choke Manifold System. Installed a Low NOx Combustion System. | A positive use determination for 100% of the drilling mud recycling system, the drilling rig spill response equipment, and the Low NOx combustion system. | 2008-10-15 | 1072360 | 100
12409 | T1 | Nabors Well Services | Nabors Well Services Rig #971 | Shelby County |  |  |  | Shelby | Insufficient Information | Insufficient Information | Drilling Mud Recycling System consisting of Shaker Tanks, Shale Shakers, Desilter, Desander, & Degasser. Drilling Rig Spill Response equipment: includes only the Ram Type Blowout Preventers, Closing Unit and Choke Manifold System. Installed a Low NOx Combustion System. | A positive use determination for 100% of the drilling mud recycling system, the drilling rig spill response equipment, and the Low NOx combustion system. | 2008-10-15 | 1072360 | 100
12410 | T4 | Motiva Enterprises LLC | Motiva Port Arthur Refinery | 2555 Savannah Ave | Port Arthur | TX | 77640 | Jefferson | CN600124051 | RN100209451 | Four new electric motor driven compressors were installed as part of the HTU-5 Capital Project. Two of these electric drivers were installed to eliminate the NOx emissions from two existing gas driven compressors. Since these electric drivers were installed as a direct replacement to the existing gas fired drivers, a 100% exemption is sought for the electric drivers. The remaining two electric drivers supported the new HTU-5 unit. Included in the cost is the electric motors and related power and control systems. | A positive use determination of 100% for the cost difference between the electric driver compressor engines and the standard fuel-powered compressor motor of similar horse power. The determination is for each of the four electric drives and must be calculated on a per drive basis. The determination does not include any related power or control systems. | 2008-08-06 | 22346820 | 100
12411 | T3 | Motiva Enterprises LLC | Motiva Port Arthur Refinery | 2555 Savannah Ave | Port Arthur | TX | 77640 | Jefferson | CN600124051 | RN100209451 | Expanded SRU #4 from 225 tons per day to 315 tons per day. The project included the installation of new thermal sections, new burners utilizing oxygen rather than air, replacement of a waste heat boiler, new lean and rich amine H2S contactor and associated piping. | A positive use determination of 62% for the SRU #4 Expansion project excluding the costs related to the lean amine system. | 2009-01-09 | 35600000 | 60
12412 | T1 | Kuraray America Inc | Septon Company Of America | 11414 Choate Rd | Pasadena | TX | 77507 | Harris | CN603315953 | RN100666916 | The storage tank, sump, and pumps and associated piping, electrical, and instrumentation for the Decat WW Recycle/Condensate Return. Two sump LEL detectors to measure the presence of cyclohexane in the sumps. | A positive use determination for 100% of the storage tank, sump, and pumps and associated piping, electrical, and instrumentation for the Decat WW Recycle/Condensate Return and two sump LEL detectors to measure the presence of cyclohexane in the sumps. | 2008-07-03 | 66456 | 100
12413 | T1 | Kuraray America Inc | Evalca | 11500 Bay Area Blvd | Pasadena | TX | 77507 | Harris | CN603315953 | RN100212216 | Auto Diluters & Dispensers: Used to dilute and dispense wastewater through the lab testing system. VAC Section Modifications: improve operations to reduce energy and waste. Wastewater Pipeline: 1/2 mile of pipe to connect with a wastewater header to the Gulf Coast Waste Disposal treatment plant. | A positive use determination for 100% of the auto diluters & dispensers and the wastewater pipeline. A negative determination for the VAC Section Modifications. | 2008-08-19 | 1555149 | 100
12414 | T2 | Energy Transfer Fuel | Howard Compressor Station | 740 FM 984 | Ennis | TX | 75119 | Ellis | CN602673071 | Insufficient Information | The newly constructed compressor station utilizes state-of-the-art electric drive compressor technology with-in state non-attainment areas for NOx. The use of electric drives on compressors at compressors station results in decreased NOx emissions. | A positive use determination of 100% for the cost difference between the electric driver compressor engines and the standard fuel-powered compressor motor of similar horse power. | 2008-06-24 | 6060000 | 100
12415 | T2 | Energy Transfer Fuel | Eagle Mountain Compressor Station | 10029 Morris-Dido Newark | Tarrant County | TX |  | Tarrant | CN602673071 | RN107904351 | The newly constructed compressor station utilizes state-of-the-art electric drive compressor technology with-in and with-out state non-attainment areas for NOx. The use of five 5,000 horsepower electric drives on compressors at the compressor station results in decreased NOx emissions. | A positive use determination of 100% for the cost difference between the electric driver compressor engines and the standard fuel-powered compressor motors of similar horse power. | 2008-10-24 | 10100000 | 100
12416 | T1 | Houston Pipeline Company | Houston Pipeline Co | Trunkline Lateral | Hardin County |  |  | Hardin | CN601469026 | RN104194642 | Surface Impoundments: Erosion/Sedimentation Controls: silt fence structures, diking formations, bales, etc. in the form of perimeter barriers for sediment and runoff control at the edge of the disturbed area prevent construction site run-off. | A positive use determination of 100% for the Erosion/Sedimentation Controls consisting of silt fence structures, diking formations, bales, etc. which are used in the form of perimeter barriers for sediment and runoff control at the edge of the disturbed area prevent construction site run-off. Once construction has been completed and this equipment has been removed this use determination is no longer valid. | 2008-06-24 | 1194259 | 100
12417 | T1 | Houston Pipeline Company | Natural Gas Pipeline |  | Hardin County |  |  | Hardin | CN601469026 | RN104194642 | Installed dielectric coatings on underground pipelines. Pipeline inspection gauges (Pigs) are tools sent down a pipeline and propelled by the pressure of the product. They are used to detect pipeline breaches and wear. | A positive use determination of 100% for the dielectric coatings and the pipeline inspection gauges. | 2008-06-24 | 597130 | 100
12418 | T1 | Houston Pipeline Company | McMullen Compressor Station | Hwy 72 To Hwy 99 | Tilden | TX | 78072 | McMullen | CN601469026 | RN105149926 | The newly constructed compressor station employs state-of-the-art Lean Burn Gas Fired Compressor driver technology employing advanced mechanical design and electronic combustion controls to reduce NOx emissions. CAT 3516. | A positive use determination of 20% for the Lean-Burn Gas-Fired Compressor Engine. | 2008-07-11 | 1458102 | 20
12419 | T1 | Houston Pipeline Company | Robstown Compressor Station | CR 665 | Robstown | TX | 78380 | Nueces | CN601469026 | RN103174579 | The newly constructed compressor station employs state-of-the-art Lean Burn Gas Fired Compressor driver technology employing advanced mechanical design and electronic combustion controls to reduce NOx emissions. Lean Burn Low NOx NG Engines CAT 3606 (2) | A positive use determination of 20% for the Lean-Burn Gas-Fired Compressor Engines. | 2008-08-06 | 3512563 | 20
12420 | T1 | Houston Pipeline Company | New Minden Compressor Station | 957 CR 490 | West Henderson | TX | 77654 | Rusk | CN601469026 | Insufficient Information | The newly constructed compressor station employs state-of-the-art Lean Burn Gas Fired Compressor driver technology employing advanced mechanical design and electronic combustion controls to reduce NOx emissions. Lean Burn Low NOx NG Engines CAT 3616 (3). | A positive use determination of 20% for the Lean-Burn Gas-Fired Compressor Engines. | 2008-07-03 | 19228881 | 20
12421 | T1 | Houston Pipeline Company | Natural Gas Pipeline |  | Tyler County |  |  | Tyler | CN601469026 | RN104205711 | Surface Impoundments: Erosion/Sedimentation Controls: silt fence structures, diking formations, bales, etc. in the form of perimeter barriers for sediment and runoff control at the edge of the disturbed area prevent construction site run-off. | A positive use determination of 100% for the Erosion/Sedimentation Controls consisting of silt fence structures, diking formations, bales, etc. which are used in the form of perimeter barriers for sediment and runoff control at the edge of the disturbed area prevent construction site run-off. Once construction has been completed and this equipment has been removed this use determination is no longer valid. | 2008-06-24 | 748806 | 100
12422 | T1 | Houston Pipeline Company | Natural Gas Pipeline |  | Tyler County |  |  | Tyler | CN601469026 | RN104205711 | Installed dielectric coatings on underground pipelines. Pipeline inspection gauges (Pigs) are tools sent down a pipeline and propelled by the pressure of the product. They are used to detect pipeline breaches and wear. | A positive use determination of 100% for the dielectric coatings and the pipeline inspection gauges. | 2008-06-24 | 374403 | 100
12423 | T1 | Houston Pipeline Company | Victoria Compressor Station | 212 Burroughs Ville Rd | Victoria | TX | 77905 | Victoria | CN601469026 | RN103080776 | The newly constructed compressor station employs state-of-the-art Lean Burn Gas Fired Compressor driver technology employing advanced mechanical design and electronic combustion controls to reduce NOx emissions. CAT 3606 (2). | A positive use determination of 20% for the Lean-Burn Gas-Fired Compressor Engines. | 2008-07-03 | 3541206 | 20
12424 | T1 | Houston Pipeline Company | Thompsonville Compressor Station | Hwy 649 S & Hwy 3073 | Miranda City | TX | 78369 | Webb | CN600294169 | RN102561651 | The newly constructed compressor station employs state-of-the-art Lean Burn Gas Fired Compressor driver technology employing advanced mechanical design and electronic combustion controls to reduce NOx emissions. CAT 3606 (3). | A positive use determination of 20% for the Lean-Burn Gas-Fired Compressor Engines. | 2008-07-03 | 3732505 | 20
12425 | T1 | Oasis Pipeline Company | Prairie Lea Compressor Station | 135 Meridian Ln & CR 117 | Prairie Lea | TX | 78661 | Caldwell | CN601077209 | RN100220177 | The newly constructed compressor station employs state-of-the-art Lean Burn Gas Fired Compressor driver technology employing advanced mechanical design and electronic combustion controls to reduce NOx emissions. CAT 3516 TALE (1). | A positive use determination of 20% for the Lean-Burn Gas-Fired Compressor Engines. | 2008-07-30 | 2789245 | 20
12426 | T1 | Oasis Pipeline Company | Grimes Compressor Station |  | Grimes County |  |  | Grimes | CN601077209 | Insufficient Information | The newly constructed compressor station employs state-of-the-art Lean Burn Gas Fired Compressor driver technology employing advanced mechanical design and electronic combustion controls to reduce NOx emissions. G12CM34; G3616 (2). | A positive use determination of 20% for the Lean-Burn Gas-Fired Compressor Engines. | 2008-07-15 | 16759748 | 20
12427 | T1 | Oasis Pipeline Company | Block 16 Compressor Station | 4.6 Mi S of Pyote | Pyote | TX |  | Ward | CN601077209 | RN107242547 | The newly constructed compressor station employs state-of-the-art Lean Burn Gas Fired Compressor driver technology employing advanced mechanical design and electronic combustion controls to reduce NOx emissions. CAT 3606 (1). | A positive use determination of 20% for the Lean-Burn Gas-Fired Compressor Engines. | 2008-07-03 | 2228325 | 20
12428 | T1 | ETC Texas Pipeline | Natural Gas Pipeline |  | Denton County |  |  | Denton | CN601587652 | RN104584206 | Installed dielectric coatings on underground pipelines. Pipeline inspection gauges (Pigs) are tools sent down a pipeline and propelled by the pressure of the product. They are used to detect pipeline breaches and wear. | A positive use determination of 100% for the dielectric coatings and the pipeline inspection gauges. | 2008-07-11 | 741558 | 100
12429 | T1 | ETC Texas Pipeline | Eagle Compressor Station | 9441 Us 67 | Cleburne | TX | 76033 | Johnson | CN601587652 | RN104312715 | The newly constructed compressor station employs state-of-the-art Lean Burn Gas Fired Compressor driver technology employing advanced mechanical design and electronic combustion controls to reduce NOx emissions. WAUK 7044 (1). | A positive use determination of 20% for the Lean-Burn Gas-Fired Compressor Engines. | 2008-07-03 | 1743216 | 100
12430 | T1 | ETC Texas Pipeline | Natural Gas Pipeline |  | Johnson County |  |  | Johnson | CN601587652 | RN104584149 | Installed dielectric coatings on underground pipelines. Pipeline inspection gauges (Pigs) are tools sent down a pipeline and propelled by the pressure of the product. They are used to detect pipeline breaches and wear. | A positive use determination of 100% for the dielectric coatings and the pipeline inspection gauges. | 2008-06-24 | 504658 | 100
12431 | T1 | ETC Texas Pipeline | Benbrook Compressor Station | 15401 S Hwy 377 | Benbrook | TX | 76126 | Parker | CN601587652 | RN104584370 | The newly constructed compressor station employs state-of-the-art Lean Burn Gas Fired Compressor driver technology employing advanced mechanical design and electronic combustion controls to reduce NOx emissions. CAT 3516 (3) and 3608 (2). | A positive use determination of 20% for the Lean-Burn Gas-Fired Compressor Engines. | 2008-07-03 | 6167827 | 20
12432 | T1 | ETC Texas Pipeline | Natural Gas Pipeline |  | Pecos County |  |  | Pecos | CN601587652 | RN104584305 | Installed dielectric coatings on underground pipelines. Pipeline inspection gauges (Pigs) are tools sent down a pipeline and propelled by the pressure of the product. They are used to detect pipeline breaches and wear. | A positive use determination of 100% for the dielectric coatings and the pipeline inspection gauges. | 2008-06-24 | 505741 | 100
12433 | T1 | ETC Texas Pipeline | Natural Gas Pipeline |  | Tarrant County |  |  | Tarrant | CN601587652 | RN104584222 | Installed dielectric coatings on underground pipelines. Pipeline inspection gauges (Pigs) are tools sent down a pipeline and propelled by the pressure of the product. They are used to detect pipeline breaches and wear. | A positive use determination of 100% for the dielectric coatings and the pipeline inspection gauges. | 2008-08-06 | 1716948 | 100
12434 | T1 | Etc Texas Processing | Benbrook Station Upgrade |  | Parker County |  |  | Parker | CN601587652 | RN104700711 | The newly constructed compressor station employs state-of-the-art Lean Burn Gas Fired Compressor driver technology employing advanced mechanical design and electronic combustion controls to reduce NOx emissions. | A positive use determination of 20% for the Lean-Burn Gas-Fired Compressor Engines. | 2008-06-24 | 1538221 | 100
12435 | T1 | Energy Transfer Fuel | Natural Gas Pipeline |  | Tarrant County |  |  | Tarrant | CN601587652 | RN104584222 | Installed dielectric coatings on underground pipelines. Pipeline inspection gauges (Pigs) are tools sent down a pipeline and propelled by the pressure of the product. They are used to detect pipeline breaches and wear. | A positive use determination of 100% for the dielectric coatings and the pipeline inspection gauges. | 2008-06-24 | 1716948 | 20
12436 | T1 | ETC Katy Pipeline | Natural Gas Pipeline |  | Houston County |  |  | Houston | CN601587652 | RN104584081 | Surface Impoundments: Erosion/Sedimentation Controls: silt fence structures, diking formations, bales, etc. in the form of perimeter barriers for sediment and runoff control at the edge of the disturbed area prevent construction site run-off. | A positive use determination of 100% for the Erosion/Sedimentation Controls consisting of silt fence structures, diking formations, bales, etc. which are used in the form of perimeter barriers for sediment and runoff control at the edge of the disturbed area prevent construction site run-off. Once construction has been completed and this equipment has been removed this use determination is no longer valid. | 2008-06-24 | 524243 | 100
12437 | T1 | ETC Katy Pipeline | Natural Gas Pipeline |  | Houston County |  |  | Houston | CN601587652 | RN104584081 | Installed dielectric coatings on underground pipelines. Pipeline inspection gauges (Pigs) are tools sent down a pipeline and propelled by the pressure of the product. They are used to detect pipeline breaches and wear. | A positive use determination of 100% for the dielectric coatings and the pipeline inspection gauges. | 2008-06-24 | 1189136 | 100
12438 | T1 | ETC Katy Pipeline | Natural Gas Pipeline |  | Leon County |  |  | Leon | CN601587652 | RN104584099 | Surface Impoundments: Erosion/Sedimentation Controls: silt fence structures, diking formations, bales, etc. in the form of perimeter barriers for sediment and runoff control at the edge of the disturbed area prevent construction site run-off. | A positive use determination of 100% for the Erosion/Sedimentation Controls consisting of silt fence structures, diking formations, bales, etc. which are used in the form of perimeter barriers for sediment and runoff control at the edge of the disturbed area prevent construction site run-off. Once construction has been completed and this equipment has been removed this use determination is no longer valid. | 2008-06-24 | 639126 | 100
12439 | T1 | ETC Katy Pipeline | Natural Gas Pipeline |  | Leon County |  |  | Leon | CN601587652 | RN104584099 | Installed dielectric coatings on underground pipelines. Pipeline inspection gauges (Pigs) are tools sent down a pipeline and propelled by the pressure of the product. They are used to detect pipeline breaches and wear. | A positive use determination of 100% for the dielectric coatings and the pipeline inspection gauges. | 2008-06-24 | 1449724 | 100
12440 | T1 | ETC Katy Pipeline | Natural Gas Pipeline |  | Polk County |  |  | Polk | CN601587652 | RN104583778 | Surface Impoundments: Erosion/Sedimentation Controls: silt fence structures, diking formations, bales, etc. in the form of perimeter barriers for sediment and runoff control at the edge of the disturbed area prevent construction site run-off. | A positive use determination of 100% for the Erosion/Sedimentation Controls consisting of silt fence structures, diking formations, bales, etc. which are used in the form of perimeter barriers for sediment and runoff control at the edge of the disturbed area prevent construction site run-off. Once construction has been completed and this equipment has been removed this use determination is no longer valid. | 2008-06-24 | 594021 | 100
12441 | T1 | ETC Katy Pipeline | Natural Gas Pipeline |  | Polk County |  |  | Polk | CN601587652 | RN104583778 | Installed dielectric coatings on underground pipelines. Pipeline inspection gauges (Pigs) are tools sent down a pipeline and propelled by the pressure of the product. They are used to detect pipeline breaches and wear. | A positive use determination of 100% for the dielectric coatings and the pipeline inspection gauges. | 2008-06-24 | 1347413 | 100
12442 | T1 | ETC Katy Pipeline | Compressor Station | 1700 Bill Raspberry Rd | Groveton | TX | 77657 | Trinity | CN601587652 | RN105213342 | The newly constructed compressor station employs state-of-the-art Lean Burn Gas Fired Compressor driver technology employing advanced mechanical design and electronic combustion controls to reduce NOx emissions. Installed five CAT 3616 low NOx Engines. | A positive use determination of 20% for the Lean-Burn Gas-Fired Compressor Engines. | 2008-07-30 | 20861610 | 20
12443 | T1 | ETC Katy Pipeline | Natural Gas Pipeline |  | Trinity County |  |  | Trinity | CN601587652 | RN104584115 | Surface Impoundments: Erosion/Sedimentation Controls: silt fence structures, diking formations, bales, etc. in the form of perimeter barriers for sediment and runoff control at the edge of the disturbed area prevent construction site run-off. | A positive use determination of 100% for the Erosion/Sedimentation Controls consisting of silt fence structures, diking formations, bales, etc. which are used in the form of perimeter barriers for sediment and runoff control at the edge of the disturbed area prevent construction site run-off. Once construction has been completed and this equipment has been removed this use determination is no longer valid. | 2008-06-24 | 428926 | 100
12444 | T1 | ETC Katy Pipeline | Natural Gas Pipeline |  | Trinity County |  |  | Trinity | CN601587652 | RN104584115 | Installed dielectric coatings on underground pipelines. Pipeline inspection gauges (Pigs) are tools sent down a pipeline and propelled by the pressure of the product. They are used to detect pipeline breaches and wear. | A positive use determination of 100% for the dielectric coatings and the pipeline inspection gauges. | 2008-06-24 | 972929 | 100
12445 | T1 | ETC Katy Pipeline | Natural Gas Pipeline |  | Tyler County |  |  | Tyler | CN601587652 | RN104583794 | Surface Impoundments: Erosion/Sedimentation Controls: silt fence structures, diking formations, bales, etc. in the form of perimeter barriers for sediment and runoff control at the edge of the disturbed area prevent construction site run-off. | A positive use determination of 100% for the Erosion/Sedimentation Controls consisting of silt fence structures, diking formations, bales, etc. which are used in the form of perimeter barriers for sediment and runoff control at the edge of the disturbed area prevent construction site run-off. Once construction has been completed and this equipment has been removed this use determination is no longer valid. | 2008-06-24 | 452051 | 100
12446 | T1 | ETC Katy Pipeline | Natural Gas Pipeline |  | Tyler County |  |  | Tyler | CN601587652 | RN104583794 | Installed dielectric coatings on underground pipelines. Pipeline inspection gauges (Pigs) are tools sent down a pipeline and propelled by the pressure of the product. They are used to detect pipeline breaches and wear. | A positive use determination of 100% for the dielectric coatings and the pipeline inspection gauges. | 2008-06-24 | 1025384 | 100
12447 | T1 | Energy Transfer Fuel | Natural Gas Pipeline |  | Fannin County |  |  | Fannin | CN601587652 | RN104583513 | Surface Impoundments: Erosion/Sedimentation Controls. silt fence structures, diking formations, bales, etc. in the form of perimeter barriers for sediment and runoff control at the edge of the disturbed area prevent construction site run-off. | A positive use determination of 100% for the Erosion/Sedimentation Controls consisting of silt fence structures, diking formations, bales, etc. which are used in the form of perimeter barriers for sediment and runoff control at the edge of the disturbed area prevent construction site run-off. Once construction has been completed and this equipment has been removed this use determination is no longer valid. | 2008-06-24 | 554157 | 100
12448 | T1 | Energy Transfer Fuel | Natural Gas Pipeline |  | Fannin County |  |  | Fannin | CN601587652 | RN104583513 | Installed dielectric coatings on underground pipelines. Pipeline inspection gauges (Pigs) are tools sent down a pipeline and propelled by the pressure of the product. They are used to detect pipeline breaches and wear. | A positive use determination of 100% for the dielectric coatings and the pipeline inspection gauges. | 2008-06-24 | 7133349 | 100
12449 | T1 | Energy Transfer Fuel | Natural Gas Pipeline |  | Grayson County |  |  | Grayson | CN601587652 | RN104584164 | Surface Impoundments: Erosion/Sedimentation Controls. silt fence structures, diking formations, bales, etc. in the form of perimeter barriers for sediment and runoff control at the edge of the disturbed area prevent construction site run-off. | A positive use determination of 100% for the Erosion/Sedimentation Controls consisting of silt fence structures, diking formations, bales, etc. which are used in the form of perimeter barriers for sediment and runoff control at the edge of the disturbed area prevent construction site run-off. Once construction has been completed and this equipment has been removed this use determination is no longer valid. | 2008-06-24 | 366248 | 100
12450 | T1 | Energy Transfer Fuel | Natural Gas Pipeline |  | Grayson County |  |  | Grayson | CN601587652 | RN104584164 | Installed dielectric coatings on underground pipelines. Pipeline inspection gauges (Pigs) are tools sent down a pipeline and propelled by the pressure of the product. They are used to detect pipeline breaches and wear. | A positive use determination of 100% for the dielectric coatings and the pipeline inspection gauges. | 2008-06-24 | 4717495 | 100
12451 | T1 | Energy Transfer Fuel | Godley Gas Plant |  | Johnson County |  |  | Johnson | CN601587652 | RN104928676 | The newly constructed compressor station employs state-of-the-art Lean Burn Gas Fired Compressor driver technology employing advanced mechanical design and electronic combustion controls to reduce NOx emissions. | A positive use determination of 20% for the Lean-Burn Gas-Fired Compressor Engines. | 2008-08-06 | 16625065 | 20
12452 | T1 | Energy Transfer Fuel | Natural Gas Pipeline |  | Johnson County |  |  | Johnson | CN601587652 | RN104584149 | Installed dielectric coatings on underground pipelines. Pipeline inspection gauges (Pigs) are tools sent down a pipeline and propelled by the pressure of the product. They are used to detect pipeline breaches and wear. | A positive use determination of 100% for the dielectric coatings and the pipeline inspection gauges. | 2008-06-24 | 1278141 | 100
12453 | T1 | Energy Transfer Fuel | Natural Gas Pipeline |  | Lamar County |  |  | Lamar | CN601587652 | Insufficient Information | Surface Impoundments: Erosion/Sedimentation Controls. silt fence structures, diking formations, bales, etc. in the form of perimeter barriers for sediment and runoff control at the edge of the disturbed area prevent construction site run-off. | A positive use determination of 100% for the Erosion/Sedimentation Controls consisting of silt fence structures, diking formations, bales, etc. which are used in the form of perimeter barriers for sediment and runoff control at the edge of the disturbed area prevent construction site run-off. Once construction has been completed and this equipment has been removed this use determination is no longer valid. | 2008-06-24 | 200168 | 100
12454 | T1 | Energy Transfer Fuel | Natural Gas Pipeline |  | Lamar County |  |  | Lamar | CN601587652 | Insufficient Information | Installed dielectric coatings on underground pipelines. Pipeline inspection gauges (Pigs) are tools sent down a pipeline and propelled by the pressure of the product. They are used to detect pipeline breaches and wear. | A positive use determination of 100% for the dielectric coatings and the pipeline inspection gauges. | 2008-06-24 | 2576652 | 100
12455 | T1 | Energy Transfer Fuel | Natural Gas Pipeline |  | Collin County |  |  | Collin | CN601587652 | RN104584198 | Installed dielectric coatings on underground pipelines. Pipeline inspection gauges (Pigs) are tools sent down a pipeline and propelled by the pressure of the product. They are used to detect pipeline breaches and wear. | A positive use determination of 100% for the dielectric coatings and the pipeline inspection gauges. | 2008-06-24 | 2211338 | 100
12456 | T1 | Energy Transfer Fuel | Natural Gas Pipeline |  | Denton County |  |  | Denton | CN601587652 | RN104584206 | Installed dielectric coatings on underground pipelines. Pipeline inspection gauges (Pigs) are tools sent down a pipeline and propelled by the pressure of the product. They are used to detect pipeline breaches and wear. | A positive use determination of 100% for the dielectric coatings and the pipeline inspection gauges. | 2008-06-24 | 1048583 | 100
12457 | T1 | Energy Transfer Fuel | Natural Gas Pipeline |  | Denton County |  |  | Denton | CN601587652 | RN104584206 | Installed dielectric coatings on underground pipelines. Pipeline inspection gauges (Pigs) are tools sent down a pipeline and propelled by the pressure of the product. They are used to detect pipeline breaches and wear. | A positive use determination of 100% for the dielectric coatings and the pipeline inspection gauges. | 2008-06-24 | 12450375 | 100
12458 | T1 | Energy Transfer Fuel | Maypearl Compressor Station |  | Ellis County |  |  | Ellis | CN601587652 | RN102903432 | The newly constructed compressor station employs state-of-the-art Lean Burn Gas Fired Compressor driver technology employing advanced mechanical design and electronic combustion controls to reduce NOx emissions. CAT 3616 (2) and CAT 3606 (1). | A positive use determination of 20% for the Lean-Burn Gas-Fired Compressor Engines. | 2008-07-11 | 2050380 | 100
12459 | T1 | Trinidad Drilling LP | Drilling Rig II04 |  | Tarrant County |  |  | Tarrant | CN603286543 | Insufficient Information | Drilling MUD Recycling System. Drilling Rig Spill Response System. Low NOx Combustion System. | Returned for failure to respond to a deficiency letter. | 2008-08-19 | 0 | 100
12460 | T1 | Trinidad Drilling LP | Drilling Rig II10 |  | Tarrant County |  |  | Tarrant | CN603286543 | Insufficient Information | Drilling MUD Recycling System. Drilling Rig Spill Response System. Low NOx Combustion System. | Returned for failure to respond to a deficiency letter. | 2008-08-19 | 0 | 100
12461 | T1 | Trinidad Drilling LP | Drilling Rig II13 |  | Tarrant County |  |  | Tarrant | CN603286543 | Insufficient Information | Drilling MUD Recycling System. Drilling Rig Spill Response System. Low NOx Combustion System. | Returned for failure to respond to a deficiency letter. | 2008-08-19 | 0 | 100
12462 | T1 | Trinidad Drilling LP | Drilling Rig II19 |  | Tarrant County |  |  | Tarrant | CN603286543 | Insufficient Information | Drilling MUD Recycling System. Drilling Rig Spill Response System. Low NOx Combustion System. | Returned for failure to respond to a deficiency letter. | 2008-08-19 | 0 | 100
12463 | T1 | Trinidad Drilling LP | Drilling Rig II20 |  | Tarrant County |  |  | Tarrant | CN603286543 | Insufficient Information | Drilling MUD Recycling System. Drilling Rig Spill Response System. Low NOx Combustion System. | Returned for failure to respond to a deficiency letter. | 2008-08-19 | 0 | 100
12464 | T1 | Trinidad Drilling LP | Drilling Rig I10 |  | Tarrant County |  |  | Tarrant | CN603286543 | Insufficient Information | Drilling MUD Recycling System. Drilling Rig Spill Response System. Low NOx Combustion System. | Returned for failure to respond to a deficiency letter. | 2008-08-19 | 0 | 100
12465 | T1 | Trinidad Drilling LP | Drilling Rig I11 |  | Tarrant County |  |  | Tarrant | CN603286543 | Insufficient Information | Drilling MUD Recycling System. Drilling Rig Spill Response System. Low NOx Combustion System. | Returned for failure to respond to a deficiency letter. | 2008-08-19 | 0 | 100
12466 | T1 | Trinidad Drilling LP | Drilling Rig II15 |  | Hansford County |  |  | Hansford | CN603286543 | Insufficient Information | Drilling MUD Recycling System. Drilling Rig Spill Response System. Low NOx Combustion System. | Returned for failure to respond to a deficiency letter. | 2008-08-19 | 0 | 100
12467 | T1 | Trinidad Drilling LP | Drilling Rig II08 |  | Hutchinson County |  |  | Hutchinson | CN603286543 | Insufficient Information | Drilling MUD Recycling System. Drilling Rig Spill Response System. Low NOx Combustion System. | Returned for failure to respond to a deficiency letter. | 2008-08-19 | 0 | 100
12468 | T1 | Trinidad Drilling LP | Drilling Rig II11 |  | Hutchinson County |  |  | Hutchinson | CN603286543 | Insufficient Information | Drilling MUD Recycling System. Drilling Rig Spill Response System. Low NOx Combustion System. | Returned for failure to respond to a deficiency letter. | 2008-08-19 | 0 | 100
12469 | T1 | Trinidad Drilling LP | Drilling Rig II05 |  | Lipscomb County |  |  | Lipscomb | CN603286543 | Insufficient Information | Drilling MUD Recycling System. Drilling Rig Spill Response System. Low NOx Combustion System. | Returned for failure to respond to a deficiency letter. | 2008-08-19 | 0 | 100
12470 | T1 | Trinidad Drilling LP | Drilling Rig II09 |  | Lipscomb County |  |  | Lipscomb | CN603286543 | Insufficient Information | Drilling MUD Recycling System. Drilling Rig Spill Response System. Low NOx Combustion System. | Returned for failure to respond to a deficiency letter. | 2008-08-19 | 0 | 100
12471 | T1 | Trinidad Drilling LP | Drilling Rig II12 |  | Lipscomb County |  |  | Lipscomb | CN603286543 | Insufficient Information | Drilling MUD Recycling System. Drilling Rig Spill Response System. Low NOx Combustion System. | Returned for failure to respond to a deficiency letter. | 2008-08-19 | 0 | 100
12472 | T1 | Trinidad Drilling LP | Drilling Rig II14 |  | Montague County |  |  | Montague | CN603286543 | Insufficient Information | Drilling MUD Recycling System. Drilling Rig Spill Response System. Low NOx Combustion System. | Returned for failure to respond to a deficiency letter. | 2008-08-19 | 0 | 100
12473 | T1 | Trinidad Drilling LP | Drilling Rig II06 |  | Ochiltree County |  |  | Ochiltree | CN603286543 | Insufficient Information | Drilling MUD Recycling System. Drilling Rig Spill Response System. Low NOx Combustion System. | Returned for failure to respond to a deficiency letter. | 2008-08-12 | 0 | 100
12474 | T1 | Trinidad Drilling LP | Drilling Rig II21 |  | Wheeler County |  |  | Wheeler | CN603286543 | Insufficient Information | Drilling MUD Recycling System. Drilling Rig Spill Response System. Low NOx Combustion System. | Returned for failure to respond to a deficiency letter. | 2008-08-19 | 0 | 100
12475 | T1 | Trinidad Drilling LP | Drilling Rig II22 |  | Wheeler County |  |  | Wheeler | CN603286543 | Insufficient Information | Drilling MUD Recycling System. Drilling Rig Spill Response System. Low NOx Combustion System. | Returned for failure to respond to a deficiency letter. | 2008-07-28 | 0 | 100
12476 | T1 | Trinidad Drilling LP | Drilling Rig I14 |  | Wheeler County |  |  | Wheeler | CN603286543 | Insufficient Information | Drilling MUD Recycling System. Drilling Rig Spill Response System. Low NOx Combustion System. | Returned for failure to respond to a deficiency letter. | 2008-07-28 | 0 | 100
12477 | T1 | Complete Production Services | Felderhoff Brothers Drilling Rig 1 |  | Cooke County |  |  | Cooke | CN602983314 | Insufficient Information | Drilling MUD Recycling System. Drilling Rig Spill Response System. Low NOx Combustion System. | Returned for failure to respond to a deficiency letter. | 2008-08-19 | 0 | 100
12478 | T1 | Complete Production Services | Felderhoff Brothers Drilling Rig 2 |  | Cooke County |  |  | Cooke | CN602983314 | Insufficient Information | Drilling MUD Recycling System. Drilling Rig Spill Response System. Low NOx Combustion System. | Returned for failure to respond to a deficiency letter. | 2008-08-19 | 0 | 100
12479 | T1 | Complete Production Services | Felderhoff Brothers Drilling Rig 3 |  | Cooke County |  |  | Cooke | CN602983314 | Insufficient Information | Drilling MUD Recycling System. Drilling Rig Spill Response System. Low NOx Combustion System. | Returned for failure to respond to a deficiency letter. | 2008-08-19 | 0 | 100
12480 | T1 | Complete Production Services | Felderhoff Brothers Drilling Rig 4 |  | Cooke County |  |  | Cooke | CN602983314 | Insufficient Information | Drilling MUD Recycling System. Drilling Rig Spill Response System. Low NOx Combustion System. | Returned for failure to respond to a deficiency letter. | 2008-08-19 | 0 | 100
12481 | T1 | Complete Production Services | Felderhoff Brothers Drilling Rig 5 |  | Cooke County |  |  | Cooke | CN602983314 | Insufficient Information | Drilling MUD Recycling System. Drilling Rig Spill Response System. Low NOx Combustion System. | Returned for failure to respond to a deficiency letter. | 2008-08-19 | 0 | 100
12482 | T1 | Complete Production Services | Felderhoff Brothers Drilling Rig 6 |  | Cooke County |  |  | Cooke | CN602983314 | Insufficient Information | Drilling MUD Recycling System. Drilling Rig Spill Response System. Low NOx Combustion System. | Returned for failure to respond to a deficiency letter. | 2008-08-19 | 0 | 100
12483 | T1 | Complete Production Services | Felderhoff Brothers Drilling Rig 7 |  | Cooke County |  |  | Cooke | CN602983314 | Insufficient Information | Drilling MUD Recycling System. Drilling Rig Spill Response System. Low NOx Combustion System. | Returned for failure to respond to a deficiency letter. | 2008-08-19 | 0 | 100
12484 | T1 | Complete Production Services | Felderhoff Brothers Drilling Rig 8 |  | Cooke County |  |  | Cooke | CN602983314 | Insufficient Information | Drilling MUD Recycling System. Drilling Rig Spill Response System. Low NOx Combustion System. | Returned for failure to respond to a deficiency letter. | 2008-08-19 | 0 | 100
12485 | T1 | Complete Production Services | Felderhoff Brothers Drilling Rig 9 |  | Cooke County |  |  | Cooke | CN602983314 | Insufficient Information | Drilling MUD Recycling System. Drilling Rig Spill Response System. Low NOx Combustion System. | Returned for failure to respond to a deficiency letter. | 2008-08-19 | 0 | 100
12486 | T1 | Complete Production Services | Felderhoff Brothers Drilling Rig 10 |  | Cooke County |  |  | Cooke | CN602983314 | Insufficient Information | Drilling MUD Recycling System. Drilling Rig Spill Response System. Low NOx Combustion System. | Returned for failure to respond to a deficiency letter. | 2008-08-19 | 0 | 100
12487 | T1 | Complete Production Services | Felderhoff Brothers Drilling Rig 11 |  | Cooke County |  |  | Cooke | CN602983314 | Insufficient Information | Drilling MUD Recycling System. Drilling Rig Spill Response System. Low NOx Combustion System. | Returned for failure to respond to a deficiency letter. | 2008-08-19 | 0 | 100
12488 | T1 | Complete Production Services | Felderhoff Brothers Drilling Rig 12 |  | Cooke County |  |  | Cooke | CN602983314 | Insufficient Information | Drilling MUD Recycling System. Drilling Rig Spill Response System. Low NOx Combustion System. | Returned for failure to respond to a deficiency letter. | 2008-08-19 | 0 | 100
12489 | T1 | Complete Production Services | Felderhoff Brothers Drilling Rig 14 |  | Cooke County |  |  | Cooke | CN602983314 | Insufficient Information | Drilling MUD Recycling System. Drilling Rig Spill Response System. Low NOx Combustion System. | Returned for failure to respond to a deficiency letter. | 2008-08-19 | 0 | 100
12490 | T1 | Complete Production Services | Felderhoff Brothers Drilling Rig 15 |  | Cooke County |  |  | Cooke | CN602983314 | Insufficient Information | Drilling MUD Recycling System. Drilling Rig Spill Response System. Low NOx Combustion System. | Returned for failure to respond to a deficiency letter. | 2008-08-19 | 0 | 100
12491 | T1 | Complete Production Services | Felderhoff Brothers Drilling Rig 16 |  | Cooke County |  |  | Cooke | CN602983314 | Insufficient Information | Drilling MUD Recycling System. Drilling Rig Spill Response System. Low NOx Combustion System. | Returned for failure to respond to a deficiency letter. | 2008-08-19 | 0 | 100
12492 | T1 | Complete Production Services | Felderhoff Brothers Drilling Rig 17 |  | Cooke County |  |  | Cooke | CN602983314 | Insufficient Information | Drilling MUD Recycling System. Drilling Rig Spill Response System. Low NOx Combustion System. | Returned for failure to respond to a deficiency letter. | 2008-08-19 | 0 | 100
12493 | T1 | Complete Production Services | Felderhoff Brothers Drilling Rig 18 |  | Cooke County |  |  | Cooke | CN602983314 | Insufficient Information | Drilling MUD Recycling System. Drilling Rig Spill Response System. Low NOx Combustion System. | Returned for failure to respond to a deficiency letter. | 2008-08-19 | 0 | 100
12494 | T1 | Complete Production Services | Felderhoff Brothers Drilling Rig 19 |  | Cooke County |  |  | Cooke | CN602983314 | Insufficient Information | Drilling MUD Recycling System. Drilling Rig Spill Response System. Low NOx Combustion System. | Returned for failure to respond to a deficiency letter. | 2008-08-19 | 0 | 100
12495 | T1 | Complete Production Services | Felderhoff Brothers Drilling Rig 20 |  | Cooke County |  |  | Cooke | CN602983314 | Insufficient Information | Drilling MUD Recycling System. Drilling Rig Spill Response System. Low NOx Combustion System. | Returned for failure to respond to a deficiency letter. | 2008-08-19 | 0 | 100
12496 | T1 | Complete Production Services | Felderhoff Brothers Drilling Rig 21 |  | Cooke County |  |  | Cooke | CN602983314 | Insufficient Information | Drilling MUD Recycling System. Drilling Rig Spill Response System. Low NOx Combustion System. | Returned for failure to respond to a deficiency letter. | 2008-08-19 | 0 | 100
12497 | T1 | Complete Production Services | Felderhoff Brothers Drilling Rig 22 |  | Cooke County |  |  | Cooke | CN602983314 | Insufficient Information | Drilling MUD Recycling System. Drilling Rig Spill Response System. Low NOx Combustion System. | Returned for failure to respond to a deficiency letter. | 2008-08-19 | 0 | 100
12498 | T1 | Complete Production Services | Felderhoff Brothers Drilling Rig 23 |  | Cooke County |  |  | Cooke | CN602983314 | Insufficient Information | Drilling MUD Recycling System. Drilling Rig Spill Response System. Low NOx Combustion System. | Returned for failure to respond to a deficiency letter. | 2008-08-19 | 0 | 100
12499 | T1 | Complete Production Services | Felderhoff Brothers Drilling Rig 25 |  | Cooke County |  |  | Cooke | CN602983314 | Insufficient Information | Drilling MUD Recycling System. Drilling Rig Spill Response System. Low NOx Combustion System. | Returned for failure to respond to a deficiency letter. | 2008-08-19 | 0 | 100
12500 | T1 | Sanden Vendo America Inc | Sanden Vendo America Inc | 10710 Sanden Dr | Dallas | TX | 75238 | Dallas | CN602768525 | RN102009107 | Items consists of Powder Booth Power upgrade; Reclaim Powder Coat Booth utilized to minimize and contain overspray of metal parts. | Returned for failure to respond to a deficiency letter. | 2008-11-05 | 880883 | 100
12501 | T1 | Western Extrusions Corp | Western Extrusions | 1735 Sandy Lake Rd | Carrollton | TX | 75006 | Dallas | CN600255293 | RN102590700 | Waste water system used to remove particulate matter and convert it into a powder or cake that can be safely disposed of in a landfill. Equipment includes Electro-Coagulation Treatment System and associated parts and labor. | Returned for failure to respond to a deficiency letter. | 2005-10-24 | 148000 | 100
12502 | T1 | Chevron Phillips Chemical Co LP | Sweeny Chemical & Ngl Fractionation | Hwy 35 & FM 524 | Old Ocean | TX | 77463 | Brazoria | CN600303614 | RN100825249 | Unit 26 / 62 HRVOC Process Vents Phase 1: added instrumentation to the cracked gas compressors to monitor the seal oil flow rate. | A positive use determination for 100% of the seal oil flow rate monitoring instrumentation for the cracked gas compressors. | 2008-06-27 | 182330 | 100
12503 | T1 | Chevron Phillips Chemical Co LP | Sweeny Chemical & Ngl Fractionation | Hwy 35 & FM 524 | Old Ocean | TX | 77463 | Brazoria | CN600303614 | RN100825249 | Cathodic protection sacrificial beds and wells were replaced/repaired for U59, U17/U24, and U43 Ground Bed, U88 Tanks 109, 103/110, 123, 105, 106/114, 102/112, and 115. | A positive use determination for 100% of the replacement of cathodic protection sacrificial beds and wells. | 2008-06-27 | 78137 | 100
12504 | T1 | Chevron Phillips Chemical Co LP | Sweeny Chemical & Ngl Fractionation | Hwy 35 & FM 524 | Old Ocean | TX | 77463 | Brazoria | CN600303614 | RN100825249 | Unit 24 Flares #14 and #20 and Unit 10D/18 Flare #4 HRVOC CEMS: installed continuous emission monitoring systems (CEMS) including a GE Parametrics flow meter and Siemens Applied Automation analysis system for the Unit 24 and Unit 10D/18 Flares #8, #20 and #4. | A positive use determination for 100% of the Continuous Emission Monitors for the Unit 24 Flares #14 and #20 and the Unit 10D/18 Flare #4. | 2008-10-24 | 1190652 | 100
12505 | T2 | Western Refining Company | Western Refining Company El Paso | 6500 Trowbridge Dr | El Paso | TX | 79905 | El Paso | CN601510191 | RN100213016 | Installed Low NOx Burners on new crude heater H-103. | A positive use determination for 100% of the low NOx burners on crude heater H-103. | 2008-10-01 | 215692 | 100
12506 | T1 | Sachem Inc | Sachem Cleburne Plant | 109 N Main St | Cleburne | TX | 76033 | Johnson | CN600383855 | Insufficent Information | No property description was provided. | Returned for failure to respond to a deficiency letter. | 2008-08-12 | Not in database. | 100
12507 | T1 | Cemex Construction Materials LP | Cemex El Paso - Paisano | 3125 W Paisano | El Paso | TX | 79922 | El Paso | CN600493605 | RN100825934 | No property description was provided. | Returned for failure to respond to a deficiency letter. | 2008-08-12 | Not in database. | 100
12508 | T1 | Cemex Construction Materials LP | Cemex Del Valle | 3901 Norwood Ln | Del Valle | TX | 78617 | Travis | CN601310618 | RN104315775 | Purchased a water truck. | A positive use determination of 100% for the water truck. | 2008-07-11 | 62039 | 100
12509 | T1 | Cemex Construction Materials LP | Cemex Spring Facility | 1115 Spring Stubber | Spring | TX | 77373 | Harris | CN602309114 | RN102738812 | No property description was provided. | Returned for failure to respond to a deficiency letter. | 2008-08-12 | Not in database. | 100
12510 | T1 | Cemex Construction Materials LP | Cemex Houston Facility | 11331 Cutten Rd | Houston | TX | 77066 | Harris | CN601440662 | RN100717230 | No property description was provided. | Returned for failure to respond to a deficiency letter. | 2008-08-12 | Not in database. | 100
12511 | T1 | Cemex Construction Materials LP | Cemex Round Rock Ready Mix | 2412 Picadilly Dr | Round Rock | TX | 78664 | Williamson | Insufficient Information | Insufficient Information | No property description was provided. | Returned for failure to respond to a deficiency letter. | 2008-08-12 | Not in database. | 100
12512 | T1 | Cemex Construction Materials LP | Cemex Stafford Facility | 4122 S Main | Stafford | TX | 77477 | Fort Bend | CN605110501 | RN109759654 | Installed paving around ready mix site in order to control fugitive dust emissions. Installed two dust collectors. | Returned for failure to respond to a deficiency letter. | 2008-11-26 | 309556 | 100
12513 | T1 | Cemex Construction Materials LP | Cemex El Paso Mckelligan Facility | 1 Mckelligan Canyon Rd | El Paso | TX | 79930 | El Paso | CN600493605 | RN100219435 | Purchased a sweeper truck. Installed a baghouse, filter, blowers and piping used to control particulate. Installed a dust collector for use in controlling particulate created during asphalt processing. | A positive use determination of 100% for the sweeper truck; the baghouse, filter, blowers and piping; and the dust collector. | 2008-07-11 | 293725 | 100
12514 | T1 | Cemex Construction Materials LP | Cemex El Paso - Marshall | 5500 Marshall Rd | El Paso | TX | 79930 | El Paso | CN603403973 | RN104677141 | No property description was provided. | Returned for failure to respond to a deficiency letter. | 2008-08-12 | Not in database. | 100
12515 | T1 | Cemex Construction Materials LP | Cemex Balcones Cement Plant | 2580 Wald Rd | New Braunfels | TX | 78132 | Comal | CN603403973 | RN102605375 | Installed baghouses and dust collectors including filters, blowers, and piping use for control of particulate matter. Installed a Slag Containment System consisting of a slag tank, a silo, and associated equipment. | A positive use determination of 100% for the baghouses and dust collectors including filters, blowers, and piping use for control of particulate matter. A negative determination for the Slag Containment System. | 2008-08-06 | 44562893 | 100
12516 | T1 | Cemex Construction Materials LP | Cemex Balcones Quarry | 2580 Wald Rd | New Braunfels | TX | 78132 | Comal | CN603403973 | RN102605375 | Water Truck. Water Well Pump. Water Recycling. Leachate Collection and Removal Systems. Conveyor Covers. | Returned for failure to respond to a deficiency letter. | 2008-11-26 | 194690 | 100
12517 | T1 | Cemex Construction Materials LP | Cemex Odessa Plant | 16501 W Murphy St | Odessa | TX | 79761 | Ector | CN601235385 | RN100213305 | Gravel Bed Filter Project: Rebuild roof over gravel bed filter and rebuild associated hoppers. | A positive use determination of 100% for the rebuilding of the roof over gravel bed filter and the rebuilding of the associated hoppers. | 2008-07-11 | 1575814 | 100
12518 | T1 | Celerity Inc | Celerity Inc | 200 Parker Dr C500 | Austin | TX | 78728 | Travis | CN600892970 | RN101330355 | Leak detectors and compressor replacement. | A negative determination for the Helium Leak detectors and DI Water rooftop compressor. This equipment is not considered to be pollution control property. | 2008-08-06 | 177270 | 100
12519 | T1 | Zurn Pex Inc | Zurn Pex - Commerce Facility | 114 Maple St | Commerce | TX | 75428 | Hunt | CN603529686 | RN100596576 | No property description was provided. | Returned for failure to respond to a deficiency letter. | 2008-08-12 | Not in database. | 100
12520 | T1 | Commemorative Brands Inc | Commemorative Brands Class Ring Unit | 7211 Circle S Rd | Austin | TX | 78745 | Travis | CN600126700 | RN102413382 | The following items: Vacuum Hoods; Dust Collection Systems including ductwork and baghouses; Dust Collector Motor; and Blast Cleaning System. | Returned for failure to respond to a deficiency letter. | 2008-11-26 | 192913 | 100
12521 | T1 | Tk-Taito/Takata Seat Belts Inc | Tk-Taito LLC | 4611 Wiseman Blvd | San Antonio | TX | 78251 | Bexar | CN601488513 | RN100852409 | Upgrading and repairs to Zinc plating line. Wastewater Systems. Oil Containment. | Returned for failure to respond to a deficiency letter. | 2008-11-26 | 1285830 | 100
12522 | T1 | Tasus Texas Corporation | Tasus Texas Corporation | 211 Tasus Way | Georgetown | TX | 78626 | Williamson | CN602597999 | RN104215363 | No property description was provided. | Returned for failure to respond to a deficiency letter. | 2008-08-12 | Not in database. | 100
12523 | T1 | Komico Technology Inc | Komico Technology Inc | 201 Michael Angelo Way | Austin | TX | 78728 | Travis | CN603543315 | RN103029310 | Wastewater Systems including pipes, pumps, sumps, tanks, and basins used to convey contaminated rinse waters and other process waters for recycling or disposal purposes. Including the Acid Waste Neutralization System and the deionized water recycling system. Chemical Treatment system for wastewater. Installed two lift stations. Installed two dust collectors. Installed Cleaning Scrubber and associated equipment. | A positive use determination of 100% for the wastewater systems including pipes, pumps, sumps, tanks, and basins, including the Acid Waste Neutralization System and the deionized water recycling system; the Chemical Treatment system for wastewater; the two lift stations; the two dust collectors; and the Cleaning Plant Scrubber and associated equipment. | 2008-07-11 | 704415 | 100
12524 | T1 | Martin Transport Inc | Martin Transport Inc | 1301 FM 1845 S | Longview | TX | 75603 | Gregg | CN600983118 | Insufficient Information | Truck Wash System: Flare used to control fugitive emissions. Storage tank used to store wastewater before treatment. Wastewater treatment system used to treat wastewater before release to city sewer. | A positive use determination of 100% for the flare used to control fugitive emissions from truck cleaning, the storage tank used to store wastewater generated by truck washing, and the wastewater treatment system used to treat wastewater from truck washing. | 2008-07-30 | 67273 | 100
12525 | T1 | Deer Park Refining Limited Partnership | Deer Park Refinery | 5900 Hwy 225 | Deer Park | TX | 77536 | Harris | CN602641664 | RN100211879 | Upgraded the combustion hardware (Low NOx Burners) on the Cogen2 turbine #1. | A positive use determination of 100% of the incremental cost difference between the new burners and the cost of the burners which were replaced. | 2008-07-11 | 1730000 | 100
12526 | T1 | Deer Park Refining Limited Partnership | Deer Park Refinery | 5900 Hwy 225 | Deer Park | TX | 77536 | Harris | CN602641664 | RN100211879 | Two hydrocarbon storage tanks, (G-356 & A-326), had their external floating roof seals replaced. Internal floating roof seals were replaced on tank A-310. | A positive use determination of 100% for the replacement external floating roof seals installed on tanks G-356 and A-326 and the replacement internal floating roof seals replaced on Tank A-310. | 2008-07-11 | 891875 | 100
12527 | T1 | Deer Park Refining Limited Partnership | Deer Park Refinery | 5900 Hwy 225 | Deer Park | TX | 77536 | Harris | CN602641664 | RN100211879 | HRVOC Projects: WPK KO Pump Replacement: Pumps P1938, P1300, and P1906, were replaced with pumps with proper mechanical seals. High Pressure Distillation pump replacement (C70502): Pumps P9732, P9733) were replaced with new pumps with proper mechanical seals. | A positive use determination of 100% of the incremental cost difference between the cost of the existing pumps and the cost of the new pumps with proper mechanical seals (P1938, P1300, P1905, P9732, and P9733). This positive use determination does not include any costs related to the pump motors. | 2008-07-11 | 1850000 | 100
12528 | T1 | Deer Park Refining Limited Partnership | Deer Park Refinery | 5900 Hwy 225 | Deer Park | TX | 77536 | Harris | CN602641664 | RN100211879 | Flare Projects: 1. A pipeline was installed to route the West Blend Tank are to the West Property Flare (C70572). 2. The vent from vessel HVI-2 MDO was rerouted to the North Property Flare (70582). A new pilot system was added to the Coker Flare (C70587). | A positive use determination of 100% for the following three flare related projects: Installation of a pipeline to route the West Blend Tank to the West Property Flare (C70572); Routing of the vent from vessel HVI-2 MDO to the North Property Flare (70582); and the addition of a new pilot system for the Coker Flare (C70587). | 2008-08-19 | 595000 | 100
12529 | T1 | Deer Park Refining Limited Partnership | Deer Park Refinery | 5900 Hwy 225 | Deer Park | TX | 77536 | Harris | CN602641664 | RN100211879 | Heater 600 (H-600) has a SCR installed to reduce NOX. Added a steam source (piping and controls) to raise the inlet temperature. | A positive use determination of 100% for the steam source (piping and controls) added to the Selective Catalytic Reduction system in order to raise the inlet temperature. | 2008-08-19 | 180000 | 100
12530 | T1 | Deer Park Refining Limited Partnership | Deer Park Refinery | 5900 Hwy 225 | Deer Park | TX | 77536 | Harris | CN602641664 | RN100211879 | Pipe Replacement: Approximately 1200 feet of temporary screwed piping between the amine recovery unit and the sulfur recovery unit sour water sump was replaced with permanent welded piping with clean outs. | A positive use determination of 100% for the 1200 feet of piping installed to replace temporary screwed piping between the amine recovery unit and the sulfur recovery unit sour water sump. A 100% positive use determination for the incremental cost difference between the cost of the welded pipe joints and the cost of screwed of flanged pipe joints. | 2008-07-30 | 207000 | 100
12531 | T1 | Deer Park Refining Limited Partnership | Deer Park Refinery | 5900 Hwy 225 | Deer Park | TX | 77536 | Harris | CN602641664 | RN100211879 | Overfill Tank Level Protection: purchased and upgraded sight glasses in Alkylation Unit. | A negative determination for the sight glasses. This property is not considered to be pollution control property. | 2008-08-19 | 1609000 | 100
12532 | T1 | Deer Park Refining Limited Partnership | Deer Park Refinery | 5900 Hwy 225 | Deer Park | TX | 77536 | Harris | CN602641664 | RN100211879 | Wastewater Projects: 1. Replaced the spent acid holding tank. 2. Added wax level detectors to the skimmer boxes in the effluent waste treatment plant. | A positive use determination of 100% for new spent acid holding tank, # 7045000, and the wax level detectors installed in the skimmer boxes in the effluent waste treatment plant. | 2008-07-11 | 429800 | 100
12533 | T1 | Shell Chemical LP | Deer Park Chemical Plant | 5900 Hwy 225 | Deer Park | TX | 77536 | Harris | CN602641664 | RN104660915 | HRVOC Projects: WPK KO Pump Replacement: completed several pump replacement projects. Cooling Tower HRVOC Monitoring. | A positive use determination of 100% for the Cooling Tower HRVOC Monitoring equipment. For the WPK KO Pump Seal Replacement project, the positive use determination is for the incremental cost difference between the cost of the original equipment and the cost of the new equipment. | 2008-08-19 | 676560 | 100
12534 | T1 | Shell Chemical LP | Deer Park Chemical Plant | 5900 Hwy 225 | Deer Park | TX | 77536 | Harris | CN602641664 | RN104660915 | Steam Condensate Waste Handling: Steam condensate was routed to cooling towers but due to the possibility that HRVOCs may be emitted it has been re-routed to wastewater treatment. | A positive use determination of 100% for the project to re-route the steam condensate to the south effluent treatment unit. | 2008-08-19 | 1365000 | 100
12535 | T1 | Akzo Nobel Surface Chemistry | Akzo Nobel Houston Plant | 15200 Almeda Road | Houston | TX | 77053 | Fort Bend | CN601580566 | RN100219393 | Drainage improvements, sump pump, and trench isolation valves to contain oil spills. | A positive use determination for 100% of the drainage improvements, sump pump, and trench isolation valves. | 2008-06-27 | 191601 | 100
12536 | T1 | Akzo Nobel Surface Chemistry | Akzo Nobel Houston Plant | 15200 Almeda Road | Houston | TX | 77053 | Fort Bend | CN601580566 | RN100219393 | NOx Reduction B4 - Boiler - installation of new burner, flue gas recirculation system and fuel induced recirculation system to reduce NOx Emissions. | A positive use determination for 100% of the flue gas recirculation system and the fuel induced recirculation system. A positive use determination of 100% for the incremental cost difference between the new Lo NOx Burner and the cost of the replaced Low NOx Burner. | 2008-06-30 | 68305 | 100
12537 | T2 | Akzo Nobel Surface Chemistry | Akzo Nobel Houston Plant | 15200 Almeda Road | Houston | TX | 77053 | Fort Bend | CN601580566 | RN100219393 | VOC Abatement Project: Installed 2 new scrubbers (Z4000 & Z5000) and related vent collection systems. Tie-ins to existing A100 scrubber and to existing scrubbers for the R100 and R200 reactors. Modified product loading area by adding submerged loading for tank trucks and vent modifications. | A positive use determination for 100% of the VOC Abatement Project. | 2008-08-19 | 1682798 | 100
12538 | T1 | Champion Technologies Inc. | Champion Technologies Inc | 3130 FM 521 | Fresno | TX | 77545 | Fort Bend | CN600361869 | RN101618882 | Waste chemical collection piping and secondary containment. Secondary containment for chemical storage tank farm. Boiler blowdown wastewater recycling filter. | A positive use determination of 100% for the waste chemical collection piping and secondary containment system; the secondary containment for the chemical storage tank farm; and the boiler blowdown wastewater recycling filter. | 2008-08-19 | 1212286 | 100
12539 | T1 | Champion Technologies Inc. | Champion Technologies Inc | 115 Proctor | Odessa | TX | 79762 | Ector | CN600361869 | RN103031084 | Installed Thermal oxidizer and flare system. Installed piping with welded pipe joints between the raw material tanks and the reactors and blend tanks and then to the finished chemical tanks. Installed piping to connect the reactor vent to the plant scrubber. | A positive use determination of 100% for the plant thermal oxidizer and flare system; the incremental cost difference between the cost of welded pipes and the cost of threaded or flanged joints; and the piping installed from the chemical reactor vent to plant scrubber. | 2008-06-26 | 2188940 | 100
12540 | T1 | Champion Technologies Inc. | Champion Technologies Inc | 3130 FM 521 | Fresno | TX | 77545 | Fort Bend | CN600361869 | RN101618882 | Scrubber system for chemical reactors. Replaced boiler burners with low NOx burners. Replaced seals for chemical pumps and equipment attached to the plant piping system. Additional cost for welding pipes used to transfer chemicals from raw material storage tanks to the reactors and the processed chemicals from the reactors to the finished product storage tanks. Piping from chemical reactor vent to plant flare system and plant scrubber. Vapor recovery equipment for fugitive chemical emissions. | A positive use determination of 100% for the scrubber system for chemical reactors; the incremental cost difference between the new low NOx burners and the previous low NOx burners for the boiler; the incremental cost difference between the replacement seals and the previous seals; the incremental cost difference between the cost of welding pipe joints and using threaded or flanged joints; the piping installed from the chemical reactor vent to plant flare system and plant scrubber; and the vapor recovery equipment installed to control fugitive chemical emissions. | 2008-10-01 | 433220 | 100
12541 | T1 | Shell Chemical LP | Deer Park Chemical Plant | 5900 Hwy 225 | Deer Park | TX | 77536 | Harris | CN602641664 | RN104660915 | Cathodic Protection for intermediate and storage tanks in the Phenol, Lower Olefins, and Aromatic Areas. The project included the installation of 18 deep well sacrificial anodes, one surface bed system and the corresponding rectifiers and electrical wiring. | A positive use determination of 100% for the installation of the 18 deep well sacrificial anodes, the one surface bed system and the corresponding rectifiers and electrical wiring which was installed as a cathodic protection system for the intermediate and storage tanks in the Phenol, Lower Olefins, and Aromatic Areas. | 2008-12-19 | 1543000 | 100
12542 | T1 | Natural Gas Pipeline Company Of America | Compressor Station 155 | 4744 FM 1810 | Chico | TX | 76431 | Wise | CN600124200 | RN100222736 | Cat 3612 with Ariel JGC-4, 3550 BHP was installed as a replacement unit. Cat 3606 with Ariel JGC-2, 1775 BHP was an expansion unit. | Withdrawn by applicant | 2008-07-30 | 6700000 | 100
12543 | T1 | Sabine Mining Company The | Sabine Mining Company | 6501 FM 968 W | Hallsville | TX | 75650 | Harrison | CN600835797 | RN103968707 | Constructed a sediment Pond (Q1) and purchased a sediment pond pump barge. | A positive use determination of 100% for sediment pond Q1 and the associated pump barge. | 2008-07-03 | 546098.67 | 100
12544 | T1 | Sabine Mining Company The | Sabine Mining Company | 6501 FM 968 W | Hallsville | TX | 75650 | Harrison | CN600835797 | RN103968707 | Purchased a water truck | A positive use determination for 100% of the plant water truck. | 2008-07-03 | 190521.15 | 100
12545 | T1 | Good Time Stores Inc | Good Time Store #8 | 3013 Lee Trevino | El Paso | TX |  | El Paso | CN600132484 | RN101649440 | Installed double walled tanks. | A positive use determination of 100% of the incremental cost difference between the cost of double-walled tank which was installed and the cost of the same size single-walled tank. | 2008-06-16 | 48600 | 100
12546 | T1 | Good Time Stores Inc | Good Time Store #26 | 1421 Rv Drive | El Paso | TX |  | El Paso | CN605205137 | RN101695245 | Installed double walled tanks. | A positive use determination of 100% of the incremental cost difference between the cost of double-walled tank which was installed and the cost of the same size single-walled tank. | 2008-06-16 | 54800 | 100
12547 | T1 | Good Time Stores Inc | Good Time Store #32 | 1895 George Dieter | El Paso | TX |  | El Paso | CN600132484 | RN101643674 | Installed double walled tanks. | A positive use determination of 100% of the incremental cost difference between the cost of double-walled tank which was installed and the cost of the same size single-walled tank. | 2008-06-16 | 43200 | 100
12548 | T1 | Good Time Stores Inc | Good Time Store #61 | 214 Val Verde | El Paso | TX |  | El Paso | CN600132484 | RN101695427 | Installed double walled tanks. | A positive use determination of 100% of the incremental cost difference between the cost of double-walled tank which was installed and the cost of the same size single-walled tank. | 2008-06-16 | 57600 | 100
12549 | T1 | Good Time Stores Inc | Good Time Store #62 | 10101 Montana | El Paso | TX |  | El Paso | CN605101930 | RN101695203 | Installed double walled tanks. | A positive use determination of 100% of the incremental cost difference between the cost of double-walled tank which was installed and the cost of the same size single-walled tank. | 2008-06-16 | 43200 | 100
12550 | T1 | Good Time Stores Inc | Good Time Store #63 | 9500 Dyer | El Paso | TX |  | El Paso | CN600494199 | RN100811140 | Installed double walled tanks. | A positive use determination of 100% of the incremental cost difference between the cost of double-walled tank which was installed and the cost of the same size single-walled tank. | 2008-06-16 | 43200 | 100
12551 | T1 | Good Time Stores Inc | Good Time Store #64 | 901 N Resler | El Paso | TX |  | El Paso | CN600494199 | RN101695195 | Installed double walled tanks. | A positive use determination of 100% of the incremental cost difference between the cost of double-walled tank which was installed and the cost of the same size single-walled tank. | 2008-06-16 | 48600 | 100
12552 | T1 | Good Time Stores Inc | Good Time Store #65 | 430 N Yarbrough | El Paso | TX |  | El Paso | CN600494199 | RN102019833 | Installed double walled tanks. | A positive use determination of 100% of the incremental cost difference between the cost of double-walled tank which was installed and the cost of the same size single-walled tank. | 2008-06-16 | 48600 | 100
12553 | T1 | Good Time Stores Inc | Good Time Store #66 | 6631 Montana | El Paso | TX |  | El Paso | CN600132484 | RN101695054 | Installed double walled tanks. | A positive use determination of 100% of the incremental cost difference between the cost of double-walled tank which was installed and the cost of the same size single-walled tank. | 2008-06-16 | 57600 | 100
12554 | T1 | Chemical Lime Ltd | Chemical Lime - New Braunfels Plant | 350 Apg Lane | New Braunfels | TX | 78132 | Comal | CN600126239 | RN100552454 | The plant purchased opacity monitors for Kilns 1 & 2. The plant purchased NOx and CO monitors for Kiln 3. | A positive use determination of 100% for the opacity monitors purchased and installed for Kilns 1 & 2 and the NOx and CO monitors purchased and installed for Kiln 3. | 2008-08-19 | 187175 | 100
12555 | T1 | Chemical Lime Ltd | Chemical Lime - Clifton Plant | 2861 FM 2602 | Clifton | TX | 76634 | Bosque | CN604638320 | RN100219856 | Purchased a new water truck and modified three water trucks. Clean out doors added to the rotary kiln scrubbers. Dust collection system for rail loadout. | A positive use determination for 100% of the four water trucks, clean out doors on the scrubbers, and the dust collection system for the railcar loadout. | 2008-08-06 | 561157 | 100
12556 | T2 | Allied Waste Industries Inc | Whispering Pines Landfill | 8101 E Little York Rd | Houston | TX |  | Harris | CN601527963 | RN100216878 | Installed new Bull litter fences which are used to keep windblown litter from leaving the property. | A positive use determination of 100% for the Bull litter fences. | 2008-08-08 | 28275 | 100
12557 | T1 | Allied Waste Industries Inc | Amarillo Landfill | 20700 Helium Rd | Canyon | TX |  | Potter | CN604235481 | No Regulated Entity at this Location | Purchased Street Sweeper. Asset number 4336349. | A positive use determination of 100% for the Street Sweeper (Asset Number 4336349). | 2008-06-16 | 13712 | 100
12558 | T2 | Allied Waste Industries Inc | McCarty Road Landfill | 5757 A Oates Rd | Houston | TX |  | Harris | CN601721657 | RN106047970 | Installed new bull litter fences which are used to keep windblown litter from leaving the property. | A positive use determination of 100% for the Bull litter fences. | 2008-08-08 | 74000 | 100
12559 | T2 | Allied Waste Industries Inc | Blue Ridge Landfill | 2200FM 521 | Fesno | TX |  | Fort Bend | CN600343826 | RN102610102 | Installed new bull litter fences which are used to keep windblown litter from leaving the property. | A positive use determination of 100% for the Bull litter fences. | 2008-08-08 | 92850 | 100
12560 | T2 | Allied Waste Industries Inc | Lewisville Landfill | 801 E College St | Lewisville | TX |  | Denton | CN600343826 | RN102006186 | Installed new bull litter fences which are used to keep windblown litter from leaving the property. | A positive use determination of 100% for the Bull litter fences. | 2008-08-08 | 14018 | 100
12561 | T2 | Allied Waste Industries Inc | Royal Oaks Landfill | 1 Heath Ln | Jacksonville | TX |  | Cherokee | CN602487241 | RN101927010 | Installed new bull litter fences which are used to keep windblown litter from leaving the property. | A positive use determination of 100% for the Bull litter fences. | 2008-08-08 | 19810 | 100
12562 | T2 | Allied Waste Industries Inc | Pleasant Oaks Landfill | 3031 FM 3417 | Mt Pleasant | TX |  | Titus | CN600126056 | RN102049103 | Installed new bull litter fences which are used to keep windblown litter from leaving the property. | A positive use determination of 100% for the Bull litter fences. | 2008-08-08 | 13206 | 100
12563 | T1 | Allied Waste Industries Inc | Abilene Landfill | FM 3034 & Hwy 277/83N | Abilene |  |  | Taylor | CN601527963 | RN103207403 | Purchased Water Trucks. Asset Number XXXXXXX | A positive use determination of 100% for the Water Truck (Asset Number XXXXXXX). | 2008-06-24 | 154063 | 100
12564 | T1 | Allied Waste Industries Inc | Greenwood Farms Landfill |  |  |  |  | Smith | CN602847071 | RN102533171 | Purchased Street Sweeper asset number 4398970. | A positive use determination of 100% for the Street Sweeper (Asset Number 4398970). | 2008-06-16 | 33075 | 100
12565 | T1 | Allied Waste Industries Inc | Olimpic Waste | Hwy 175 E | Athens | TX |  | Henderson | Insufficient Information | Insufficient Information | Purchased Street Sweepers. Asset 4338164 | A positive use determination of 100% for the Street Sweeper (Asset Number 4338164). | 2008-06-16 | 111038 | 100
12566 | T1 | Allied Waste Industries Inc | Gulf West Lf | 2601 S Jenkins Rd | Anahuac | TX |  | Smith | CN601527963 | RN102178571 | Purchased Water Trucks. Asset Number XXXXXXX | A positive use determination of 100% for the Water Truck (Asset Number XXXXXXX). | 2008-06-16 | 44500 | 100
12567 | T1 | Allied Waste Industries Inc | Elliot Landfill | 7001 Ayers | Corpus Christi | TX |  | Nueces | CN603216417 | RN103886644 | Purchased Water Trucks. Asset Number XXXXXXX | A positive use determination of 100% for the Water Truck (Asset Number XXXXXXX). | 2008-06-16 | 47000 | 100
12568 | T1 | Allied Waste Industries Inc | Golden Triangle Landfill | 6433 Labelle Rd | Beaumont | TX |  | Jefferson | CN601527963 | RN100217330 | Purchased Water Trucks. Asset XXXXXXX | A positive use determination of 100% for the Water Truck (Asset Number XXXXXXX). | 2008-06-16 | 29228 | 100
12569 | T1 | Allied Waste Industries Inc | Itasca Landfill | 2559 FM 66 | Itsca | TX |  | Hill | CN603529884 | RN100213412 | Purchased two Street Sweepers. Asset Numbers 4262004 & 4280050 | A positive use determination of 100% for the two Street Sweepers (Asset Numbers 4262004 & 4280050). | 2008-06-16 | 45725 | 100
12570 | T1 | Allied Waste Industries Inc | McCarty Road Landfill | 5757 A Oates Rd | Houston | TX |  | Harris | CN601721657 | RN106047970 | Purchased Street Sweepers. Asset Number 4331473 | A positive use determination of 100% for the Street Sweeper (Asset Number 4331473). | 2008-06-16 | 386771 | 100
12571 | T1 | Allied Waste Industries Inc | McCarty Road Landfill | 5757 A Oates Rd | Houston | TX |  | Harris | CN601721657 | RN106047970 | Purchased 4 Water Trucks. Asset Numbers XXXXXXX, XXXXXXX, XXXXXXX, & XXXXXXX, and a sweeper (XXXXXXX). | A positive use determination of 100% for the four water trucks (Asset Numbers XXXXXXX, XXXXXXX, XXXXXXX, & XXXXXXX) and the sweeper (Asset Number XXXXXXX). | 2008-06-24 | 28950 | 100
12572 | T1 | Allied Waste Industries Inc | West Houston | 13630 Fondren Rd | Houston | TX |  | Harris | CN601527963 | RN104004205 | Purchased 2 Street Sweepers. Asset Numbers 4266830 & 4266831. | A positive use determination of 100% for the two Street Sweepers (Asset Numbers 4266830 & 4266831). | 2008-06-16 | 30854 | 100
12573 | T1 | Allied Waste Industries Inc | Houston Services Group | 5301 Brookglen Dr | Houston | TX |  | Harris | CN601527963 | RN101859445 | Purchased Water Truck. Asset Number XXXXXXX | A positive use determination of 100% for the Water Truck (Asset Number XXXXXXX). | 2008-06-16 | 10208 | 100
12574 | T1 | Allied Waste Industries Inc | Pinehill Landfill | 1102 Landfill Rd | Kilgore | TX |  | Gregg | CN600343826 | RN101909737 | Purchased Water Truck. Asset Number XXXXXXX | A positive use determination of 100% for the Water Truck (Asset Number XXXXXXX). | 2008-06-16 | 39998 | 100
12575 | T1 | Allied Waste Industries Inc | Blue Ridge Landfill | 2200 FM 521 | Fresno | TX |  | Fort Bend | CN600343826 | RN102610102 | Purchased Water Truck. Asset Number XXXXXXX | A positive use determination of 100% for the Water Truck (Asset Number XXXXXXX). | 2008-06-16 | 60456 | 100
12576 | T1 | Allied Waste Industries Inc | Justin Hauling | 16300 S Hwy 156 | Justin | TX |  | Denton | CN602487241 | RN102801099 | Purchased Street Sweepers. Asset Number 4282156 | A positive use determination of 100% for the Street Sweeper (Asset Number 4282156). | 2008-06-16 | 17760 | 100
12577 | T1 | Allied Waste Industries Inc | Camelot Landfill | 580 Huffines Blvd | Lewisville | TX |  | Denton | CN601253628 | RN101479038 | Purchased Street Sweepers. Asset Number 4259697. | A positive use determination of 100% for the Street Sweeper (Asset Number 4259697). | 2008-06-16 | 11044 | 100
12578 | T1 | Allied Waste Industries Inc | Plano Hauling | 4200 E 14Th St | Plano | TX |  | Collin | CN602487241 | RN102797081 | Purchased Street Sweepers. Asset Number 4278799 | A positive use determination of 100% for the Street Sweeper (Asset Number 4278799). | 2008-06-16 | 11044 | 100
12579 | T1 | Allied Waste Industries Inc | McCarty Road Landfill | 18545 FM 1686 | Victoria | TX |  | Victoria | CN601559222 | RN100212968 | Purchased Street Sweeper. Asset Number 4279887. | A positive use determination of 100% for the Street Sweeper (Asset Number 4279887). | 2008-06-16 | 22100 | 100
12580 | T1 | Texas Foundries Ltd | Texas Foundries | 1611 N Raguet | Lufkin | TX | 75904 | Angelina | CN602869547 | RN100218288 | Metal sand cast molding line baghouse equipped with leak detection and exhaust fans.. | A positive use determination for 100% of the metal sand casting molding line baghouse with leak detection and exhaust fans. | 2008-07-03 | 94925 | 100
12581 | T1 | Stemco LP | Stemco Longview Plant | 300 Industrial Drive | Longview | TX | 75606 | Gregg | CN603097569 | RN100211481 | Dust collection equipment. Exhaust hood for lube room storage tanks. Filtration system on paint booth. | A positive use determination of 100% for the dust collection equipment used during the leather wheel seal buffing process, the exhaust hood for the lube room storage tanks, and the filtration system on the paint booth. | 2008-10-01 | 38002 | 100
12582 | T1 | Stemco LP | Stemco Longview Plant | 300 Industrial Drive | Longview | TX | 75606 | Harrison | CN603097569 | RN100211481 | Dust collection equipment. Exhaust hood for lube room storage tanks. Filtration system on paint booth. | A positive use determination of 100% for the dust collection equipment used during the leather wheel seal buffing process, the exhaust hood for the lube room storage tanks, and the filtration system on the paint booth. | 2008-10-01 | 38002 | 100
12583 | T1 | Wtg Jameson LP | WTG Jameson LP | 1000 Gas Plant Rd | Silver | TX | 76949 | Coke | CN602679813 | RN101246478 | Knock-out drum added to flare system. | A positive use determination for 100% of the knock-out drum added to the flare system. | 2008-08-19 | 60000 | 100
12584 | T1 | Stallion Production Services LP | Stallion Production Services | 2379 N Hwy 287 | Decatur | TX | 76234 | Wise | CN603333279 | RN105061279 | Gravel paving for outside storage and stormwater control. Truck wash wastewater containment pad equipped with drainage and wastewater storage tank. Concrete containment for spills, above ground diesel tank, and outside storage. | A positive use determination of 100% for the truck wash wastewater containment pad equipped with drainage and wastewater storage tank; the concrete containment for controlling spills during truck fueling; the concrete containment for the above ground diesel storage tank; and the concrete pad for the outside storage area. A negative determination for the gravel paving of the outside storage area. Gravel paving is not considered to be pollution control property. | 2008-07-30 | 257200 | 100
12585 | T1 | Georgia Pacific | Georgia-Pacific Lufkin Resin Plant | 1429 E Lufkin | Lufkin | TX | 75901 | Angelina | CN603140039 | RN101896439 | POTW pH Adjustment, B-1 Thermal Oxidizer and blower. System, 30 CFM Filter Press, Thermal Oxidizer, Improvement, Solids Removal System, Rebuild HCHO Emissions Control. SWRO Collection System. Trash Compactor. R/R Spill Containment. | Withdrawn by applicant | 2008-07-11 | 1984539 | 100
12586 | T3 | Premcor Refining Group Inc | Valero Port Arthur Refinery | 1801 S Gulfway Dr | Port Arthur | TX | 77640 | Jefferson | CN600127468 | RN102584026 | Installed a new 420 long ton per day Sulfur Recovery Unit (SRU 546) as part of Hydrotreater Project. Two hundred tons of the capacity ($10,238,095 of the capital cost) is considered to be redundant capacity. The remaining 220 long tons per day ($11,261,905 of the capital cost) is regularly available capacity. | A positive use determination of 100% for the 200 ton redundant portion of Sulfur Recovery Unit 546. A negative determination for the remaining 220 tons of Sulfur Recovery Unit 546. | 2008-12-19 | 21500000 | 100
12587 | T1 | Salty's Disposal Wells LP | Salty's Freestone #1 | Us 75, 2.5 Mi NW of Dew | Dew | TX | 75860 | Freestone | CN603195363 | RN105652002 | Concrete containment for above ground waste storage tanks and waste transfer pumps. Concrete containment for waste saltwater transport truck unloading. Dirt and gravel containment dike for above ground oil and diesel fuel storage tanks. Plastic containment rings for above ground chemical storage tanks. Chemical Drum concrete storage pad. Truck wash wastewater containment pad equipped with drainage and wastewater storage tanks. Waste oil storage tanks. Aerobic septic system for domestic wastewater treating and disposal. | A positive use determination of 100% for the concrete containment for the above ground waste storage tanks and the waste transfer pumps; the concrete containment for the waste saltwater transport truck unloading area; the dirt and gravel containment dike for the above ground oil and diesel fuel storage tanks; the plastic containment rings for the above ground chemical storage tanks, the chemical drum concrete storage pad, the truck wash wastewater containment pad equipped with drainage and wastewater storage tanks; the waste oil storage tanks; and the aerobic septic system. | 2008-07-11 | 224410 | 100
12588 | T1 | Salty's Disposal Wells LP | Salty's Hill #1 | 1720 Sh-174 | Blum | TX | 76627 | Hill | CN603838566 | RN105651954 | Vapor recovery unit used to capture fugitive hydrocarbon and chemical air emissions released from waste storage tanks. | A positive use determination of 100% for the Vapor Recovery Unit. | 2008-07-11 | 15000 | 100
12589 | T1 | Salty's Disposal Wells LP | Salty's Johnson #1 | 437 CR 1226 | Cleburne | TX | 76033 | Johnson | CN603838566 | RN105651715 | Vapor recovery unit used to capture fugitive hydrocarbon and chemical air emissions released from waste storage tanks. | A positive use determination of 100% for the Vapor Recovery Unit. | 2008-07-11 | 15000 | 100
12590 | T1 | Salty's Disposal Wells LP | Salty's Johnson #2 | 3400 FM 1434 | Cleburne | TX | 76033 | Johnson | CN603195363 | RN105619175 | Vapor recovery unit used to capture fugitive hydrocarbon and chemical air emissions released from waste storage tanks. | A positive use determination of 100% for the Vapor Recovery Unit. | 2008-07-11 | 15000 | 100
12591 | T1 | Salty's Disposal Wells LP | Salty's Johnson #3 | 1985 East Kilpatrick St | Cleburne | TX | 76033 | Johnson | CN603838566 | RN105652689 | Vapor recovery unit used to capture fugitive hydrocarbon and chemical air emissions released from waste storage tanks. | A positive use determination of 100% for the Vapor Recovery Unit. | 2008-07-11 | 15000 | 100
12592 | T1 | Salty's Disposal Wells LP | Salty's Johnson #4 | 13800 N Hwy 174 | Cresson | TX | 76035 | Johnson | CN603838566 | RN105651657 | Vapor recovery unit used to capture fugitive hydrocarbon and chemical air emissions released from waste storage tanks. | A positive use determination of 100% for the Vapor Recovery Unit. | 2008-07-11 | 15000 | 100
12593 | T1 | Salty's Disposal Wells LP | Salty's Nacogdoches #1 | 2109 NW Stallings Drive | Nacogdoches | TX | 75964 | Nacogdoches | CN603195363 | RN105651517 | Vapor recovery unit used to capture fugitive hydrocarbon and chemical air emissions released from waste storage tanks. | A positive use determination of 100% for the Vapor Recovery Unit. | 2008-07-11 | 15000 | 100
12594 | T1 | Salty's Disposal Wells LP | Salty's Panola #1 | Us 79, 9 Mi NE Carthage | Carthage | TX | 75633 | Panola | CN603195363 | RN105651699 | Vapor recovery unit used to capture fugitive hydrocarbon and chemical air emissions released from waste storage tanks. | A positive use determination of 100% for the Vapor Recovery Unit. | 2008-07-11 | 15000 | 100
12595 | T1 | Salty's Disposal Wells LP | Salty's Parker #1 | 7850 FM 51 | Springtown | TX | 76082 | Parker | CN603838566 | RN105480628 | Vapor recovery unit used to capture fugitive hydrocarbon and chemical air emissions released from waste storage tanks. | A positive use determination of 100% for the Vapor Recovery Unit. | 2008-07-11 | 15000 | 100
12596 | T1 | Salty's Disposal Wells LP | Salty's Shelby #1 | 415 FM 2913 | Center | TX | 75935 | Shelby | CN603195363 | RN105651939 | Vapor recovery unit used to capture fugitive hydrocarbon and chemical air emissions released from waste storage tanks. | A positive use determination of 100% for the Vapor Recovery Unit. | 2008-10-01 | 15000 | 100
12597 | T1 | Salty's Manufacturing Ltd | Salty's Manufacturing Ltd | 3174 Sh 7 W | Center | TX | 75935 | Shelby | CN603088931 | RN105039796 | Concrete containment for equipment wash and hydro-testing. | A positive use determination of 100% for the concrete containment installed for the equipment wash and hydro-testing area. | 2008-07-11 | 50000 | 100
12598 | T1 | Stallion Production Services LP | Stallion Production Services | 2379 N Hwy 287 | Decatur | TX | 76234 | Wise | CN603333279 | RN105061279 | 1. Truck wash wastewater storage tank with containment pad and drainage. 2. Concrete containment pad with drains to capture accidental spills of diesel during truck fueling. 3. Concrete containment dike for the diesel fuel storage tanks. | A positive use determination for 100% of the truck wash wastewater storage tanks with containment pad and drainage; the concrete containment pad with drains for the truck diesel fueling area; and the concrete containment dike for the diesel fuel storage tanks | 2008-07-03 | 65000 | 100
12599 | T1 | Alcoa World Alumina LLC | Alcoa Worlds Alumina | State Highway 35 | Point Comfort | TX | 77978 | Calhoun | CN601452329 | RN102705381 | R30 Sanitary Sewer Lift Station Upgrade: Piping upgrades made to on-site wastewater pump station. | A positive use determination for 100% of the sanitary sewer lift station upgrade. | 2008-10-01 | 98516 | 100
12600 | T1 | Ash Grove Texas LP | Ash Grove Texas LP | 2450 Collins Rd | Denton | TX | 76208 | Denton | CN604252080 | RN105371702 | Dust Collector: used to collect air contaminants and route them to a control device. | A positive use determination for 100% of the dust collector. | 2008-08-08 | 23367 | 100
12601 | T1 | Ash Grove Texas LP | Ash Grove Texas LP | 2450 Collins Rd | Denton | TX | 76208 | Denton | CN604252080 | RN105371702 | Environmental Paving: repaired plant road and added new paving to reduce the amount of dust created. | A positive use determination of 100% for the 900 square feet paving installed in the Truck Blow Off Area. A negative determination for the other three paving projects. This paving is not considered to be pollution control property. | 2008-11-25 | 280744 | 100
12602 | T1 | Ash Grove Texas LP | Ash Grove Texas LP | 900 Gifco Rd | Midlothian | TX | 75065 | Ellis | CN604252080 | RN100225978 | Continuous Assurance Monitors: monitors for the compliance of emission limitation for regulated contaminants. Selective Non-Catalytic Reduction: used to reduce nitrogen oxide emission from cement kiln. Emission Stack Extensions: construction of stack extension to reduce emissions. | A positive use determination for 100% of the continuous assurance monitors, selective non-catalytic reduction system, and the stack extensions. | 2008-09-30 | 1496128 | 100
12603 | T1 | Ash Grove Texas LP | Ash Grove Texas LP | 900 Gifco Rd | Midlothian | TX | 75065 | Ellis | CN604252080 | RN100225978 | Power Sweepers: used to control particulate on plant roads. | A positive use determination for 100% of the power sweepers used to clean plant roads. | 2008-08-19 | 115384.76 | 100
12604 | T1 | Bayer Crop Science LP | Bayer Crop Science LP - Lubbock | 103 Erskine St | Lubbock | TX | 79403 | Lubbock | CN601682701 | RN102925088 | Power Sweepers: used to control particulate on plant roads. | A positive use determination for 100% of the power sweepers used to clean plant roads. | 2008-07-03 | 36657 | 100
12605 | T1 | Bayer Environmental Services | Bayer Crop Science LP - Pasadena | 3310 Pasadena Blvd | Pasadena | TX |  | Harris | CN601682701 | RN102521820 | Power Sweepers: used to control particulate on plant roads. | A positive use determination for 100% of the power sweepers used to clean plant roads. | 2008-07-03 | 10615.75 | 100
12606 | T1 | Bayer MaterialScience LLC | Bayer MaterialScience - Baytown | 8500 West Bay Area Rd | Baytown | TX |  | Chambers | CN603578188 | RN100209931 | Clarifiers: replaced liners in two clarifiers and replaced grating in one clarifier. Strippers: installed piping and wash out spools for wastewater stripper. | A positive use determination for 100% of the clarifier liner and grating replacements and the piping and wash out spools for the wastewater strippers. | 2008-07-03 | 189503 | 100
12607 | T1 | Hanson Aggregates North America Inc | Hanson Aggregates Servtex | 21303 FM 2252 | New Braunfels | TX | 78132 | Comal | CN600686000 | RN102541612 | Connected Red Sand discharge to settling pond including a 500 hp pump motor. Connected White Sand discharge to settling pond including a 300 hp pump motor. Connected Final Rinse discharge to settling pond including a 125 hp pump motor. Installed a water recycling system which will allow for recycling wastewater. | A positive use determination for 100% of the red sand, white sand, and final rinse discharges to the settling pond, three discharge pump motors, and a water recycling system. | 2008-08-06 | 162861 | 100
12608 | T1 | Hanson Aggregates North America Inc | Hanson Aggregates New Perch Hill Plant | Hwy 101 | Bridgeport | TX |  | Wise | CN601122526 | RN102413937 | Constructed a structure for use in containing runoff from rainfall. | A positive use determination for 100% of the storm water containment structure. | 2008-07-11 | 80000 | 100
12609 | T1 | Hanson Aggregates North America Inc | Hanson Aggregates New Perch Hill Plant | Hwy 101 | Bridgeport | TX |  | Wise | CN601122526 | RN102413937 | The feed system for Scrubber 4626 Wet TPH and the feed system for Scrubber 140 Ton Live. | A positive use determination of 100% for the two scrubber feed systems. | 2008-11-25 | 338172 | 100
12610 | T1 | Hanson Aggregates North America Inc | Hanson Aggregates New Perch Hill Plant | Hwy 101 | Bridgeport | TX |  | Wise | CN601122526 | RN102413937 | Process Water Conveyance Equipment consisting of trenches, sumps, and pumps. | A positive use determination for 100% of the trenches, sumps, and pumps for conveyance of process water to treatment area. | 2008-08-06 | 204631.22 | 100
12611 | T1 | Hanson Aggregates North America Inc | Hanson Aggregates New Perch Hill Plant | Hwy 101 | Bridgeport | TX |  | Wise | CN601122526 | RN102413937 | Defender Covers Conveyor: dust suppression system used to control fugitive dust from process areas. | Withdrawn by applicant | 2008-11-12 | 411433.23 | 100
12612 | T1 | Houston Cement Company | Houston Cement Company | 9550 Clinton Dr | Houston | TX | 77060 | Harris | CN602843054 | RN102415353 | DCL CFM-330 Dust Collector - Scale #3. Dust Collector Installation. | A positive use determination for 100% of the DCL CFM-330 dust collector and installation for Scale #3. | 2008-07-11 | 51709 | 100
12613 | T1 | Houston Cement Company | Houston Cement Company | 9550 Clinton Dr | Houston | TX | 77060 | Harris | CN602843054 | RN102415353 | Purchased a diesel sweeper for use in cleaning particulate from plant roads. | A positive use determination of 100% for the diesel sweeper. | 2008-09-26 | 21040.85 | 100
12614 | T1 | Houston Cement Company | Houston Cement Company | 9550 Clinton Dr | Houston | TX | 77060 | Harris | CN602843054 | RN102415353 | Constructed a structure for use in containing runoff from rainfall. | A negative determination. The Dredge Material Area and the Settling Pond were not installed as storm water control or containment systems. This land does not qualify as a pollution control device. | 2008-10-24 | 10799.85 | 100
12615 | T1 | Houston Cement Company | Houston Cement Company | 9550 Clinton Dr | Houston | TX | 77060 | Harris | CN602843054 | RN102415353 | Purchased a pressure washer which is used to wash contaminants from equipment and pavement. | A pressure washer used for routine cleaning of plant equipment is given a negative determination. There is no equipment specified that captures and cleans the wash water, so the equipment does not qualify as pollution control property. | 2008-07-15 | 3357.95 | 100
12616 | T1 | Houston Cement Company | Houston Cement Company | 156 Clinton Dr | Houston | TX | 77029 | Harris | CN602843054 | RN104795745 | Constructed a wastewater impoundment where spoil produced by dredging will be settled. | A positive use determination for 100% of the wastewater impoundment. | 2008-07-11 | 1261290.78 | 100
12617 | T1 | Houston Cement Company | Houston Cement Company | 156 Clinton Dr | Houston | TX | 77029 | Harris | CN602843054 | RN104795745 | Environmental Paving - new paving to access road and vehicular traffic areas (130,663 sq. ft.) The dock and parking areas are excluded. | A positive use determination of 100% for the paving of the for access road and vehicular traffic areas (130,663 sq. ft.). The dock and parking areas are excluded. | 2008-08-19 | 4811745.14 | 100
12618 | T1 | Houston Cement Company | Houston Cement Company | 156 Clinton Dr | Houston | TX | 77029 | Harris | CN602843054 | RN104795745 | Constructed a structure for use in containing runoff from rainfall. | Returned for failure to respond to a deficiency letter. | 2008-12-12 | 388267.63 | 100
12619 | T1 | Houston Cement Company | Houston Cement Company | 156 Clinton Dr | Houston | TX | 77029 | Harris | CN602843054 | RN104795745 | Purchased a street sweeper and a vacuum truck. | A positive use determination for 100% of the street sweeper and vacuum truck. | 2008-07-11 | 267601 | 100
12620 | T1 | Houston Cement Company | Houston Cement Company | 156 Clinton Dr | Houston | TX | 77029 | Harris | CN602843054 | RN104795745 | Installed Defender Covers on the 17 conveyor systems. | A positive use determination of 100% for the Defender Covers installed on the 17 conveyor systems. | 2008-09-26 | 453404.45 | 100
12621 | T1 | Johns Manville | Johns Manville Cleburne | 200 W Industrial Blvd | Cleburne | TX | 76033 | Johnson | CN601719065 | RN100213719 | The following equipment was installed to collect fumes from the HERM Unit 91 production line for rotary fiberglass products: dust collector, 5 suction fan motors, 2 suction fan drives, and exhaust fans. | A positive use determination for 100% of the dust collector, 5 suction fan motors, 2 suction fan drives, and exhaust fans used to control emissions from the HERM Unit 91 fiberglass production line. | 2008-08-19 | 369815 | 100
12622 | T1 | Kimberly-Clark | Kimberly-Clark | Loop 286 SW & FM 137 | Paris | TX | 75460 | Lamar | CN600306716 | RN104885033 | Installed a baler and collection system which is used to process scrap for recycling, reuse or disposal. | A positive use determination for 100% of the waste baler and collection system. | 2008-08-06 | 998729 | 100
12623 | T1 | Lanxess Buna LLC | Lanxess Buna - Orange Plant | FM 1006 | Orange | TX | 77631 | Orange | CN603160508 | CN603160508 | Decanter: used to separate hydrocarbon from process wastewater. | A positive use determination for 100% of the wastewater decanter. | 2008-08-19 | 45753 | 100
12624 | T1 | Lanxess Corporation | Lanxess - Orange Plant | FM 1006 | Orange | TX | 77631 | Orange | CN602665556 | RN100825363 | Decanter: used to separate hydrocarbon from process wastewater. Sand Filter: Installed to filter wastewater. | A positive use determination for 100% of the wastewater decanter and the sand filter. | 2008-08-19 | 24903 | 100
12625 | T1 | Norit Americas Inc | Norit Americas Marshall Plant | 3200 University Ave | Marshall | TX | 75671 | Harrison | CN600840888 | RN102609724 | Installed carbon monoxide and oxygen monitors | A positive use determination for 100% of the carbon monoxide and oxygen monitors. | 2008-08-19 | 30022.53 | 100
12626 | T1 | Norit Americas Inc | Norit Americas Marshall Plant | 3200 University Ave | Marshall | TX | 75671 | Harrison | CN600840888 | RN102609724 | Dust collection system including duct work. | A positive use determination for 100% of the dust collection system including duct work. | 2008-08-08 | 301977.56 | 100
12627 | T1 | Norit Americas Inc | Norit Americas Marshall Plant | 3200 University Ave | Marshall | TX | 75671 | Harrison | CN600840888 | RN102609724 | Storm water pumps and replacement of main sump pump to control storm water runoff. | A positive use determination for 100% of the storm water pumps and replacement of main sump pump. | 2008-08-08 | 312277.32 | 100
12628 | T1 | Owens Corning Composite Materials LLC | Owens Corning Composite Materials LLC | 1701 W Loop 335 S | Amarillo | TX | 79114 | Potter | CN603528050 | RN100222140 | Installation of dehumidifiers. | Withdrawn by applicant | 2008-10-24 | 1485371 | 100
12629 | T1 | Owens Corning Insulating Systems LLC | Owens Corning Insulating Systems LLC | 3700 N I-35 | Waxahachie | TX | 75168 | Ellis | CN603159088 | RN100223585 | Control and routing of emissions from Forming, Ovens, and Cooling. | Returned for failure to respond to a deficiency letter. | 2008-12-19 | 300142 | 100
12630 | T1 | Owens Corning Insulating Systems LLC | Owens Corning Insulating Systems LLC | 3700 N I-35 | Waxahachie | TX | 75168 | Ellis | CN603159088 | RN100223585 | Forming wash water system improvements. Cooling section wash water improvements. Wash water pumps. | Returned for failure to respond to a deficiency letter. | 2008-12-12 | 1037800 | 100
12631 | T1 | Transit Mix Concrete & Materials | Transit Mix - Plant 1309 | Talty Texas | Talty | TX |  | Kaufman | CN600125157 | RN105498307 | Installed a new central dust collector. | A positive use determination for 100% of the central dust collector. | 2008-07-11 | 47491.88 | 100
12632 | T1 | Transit Mix Concrete & Materials | Transit Mix - Plant 1744 | 5655 Christoval Rd | San Angelo | TX |  | Tom Green | CN600408009 | RN103026209 | Installed a new water recycling system. | A positive use determination for 100% of the water recycling system. | 2008-07-11 | 31845 | 100
12633 | T1 | Transit Mix Concrete & Materials | Transit Mix - Plant 1529 | 13343 FM 206 | Tyler | TX |  | Smith | CN600317473 | RN102774015 | Water truck for cleaning of plant roads. | A positive use determination for 100% of the water truck for cleaning of plant roads. | 2008-07-11 | 18500 | 100
12634 | T1 | Transit Mix Concrete & Materials | Transit Mix - Plant 1534 | 10950 CR 1220 | Athens | TX |  | Henderson | CN600317473 | RN103003984 | Added new paving. | Returned for failure to respond to a deficiency letter. | 2008-12-12 | 96000 | 100
12635 | T1 | Trinity Industries Inc | Trinity Industries - #56 | 11765 Hwy 6 S | Navasota | TX |  | Grimes | CN603795055 | RN102354644 | Paving | Returned for failure to respond to a deficiency letter. | 2008-12-12 | 319285 | 100
12636 | T1 | Mestena Uranium | Alta Mesa Project |  | Encino | TX |  | Brooks | CN601237654 | RN102360039 | Constructed a waste disposal well, piping and facilities. Constructed an awning as a shelter over the waste disposal well. The awning directs stormwater away from the disposal well. | Withdrawn by applicant | 2008-10-24 | 0 | 100
12637 | T1 | Mestena Uranium | Alta Mesa Project |  | Encino | TX |  | Brooks | CN601237654 | RN102360039 | Purchased a water truck. | Returned for failure to respond to a deficiency letter. | 2008-10-01 | 0 | 100
12638 | T1 | Mestena Uranium | Alta Mesa Project |  | Encino | TX |  | Brooks | CN601237654 | RN102360039 | Acid tank used to collect and store waste prior to disposal. | Returned for failure to respond to a deficiency letter. | 2008-09-29 | 0 | 100
12639 | T1 | CFAN | CFAN | 1000 Technology Way | San Marcos | TX | 78666 | Hays | CN600371744 | RN100663301 | Constructed a bermed storm water containment pond which is approximately 90 feet by 240 feet with an 800,000 gallon capacity. | A positive use determination for 100% of the bermed storm water containment pond which is approximately 90 feet by 240 feet with an 800,000 gallon capacity. | 2008-07-03 | 43300 | 100
12640 | T1 | CFAN | CFAN | 1000 Technology Way | San Marcos | TX | 78666 | Hays | CN600371744 | RN100663301 | Installed a new paint booth which is approximately 45 feet long by 18 feet wide. Overspray is collected via an internal circulation and collection system and routed to a control device. | A positive use determination for 100% of the paint fume collection system and control device on the new paint booth. | 2008-07-03 | 316143 | 100
12641 | T1 | CFAN | CFAN | 1000 Technology Way | San Marcos | TX | 78666 | Hays | CN600371744 | RN100663301 | Constructed a new chemical storage building. Allows for segregation of various chemicals and containment of potential spills. | The chemical storage building is not eligible for a 100% determination on the Equipment and Categories List. A negative determination is given for this property. | 2008-07-03 | 151755 | 100
12642 | T1 | CFAN | CFAN | 1000 Technology Way | San Marcos | TX | 78666 | Hays | CN600371744 | RN100663301 | Installed two vent hoods in the laboratory. The hoods are used to collect VOC fumes from chemicals used in the laboratory and vent them to a control device. | A positive use determination for 100% of the two laboratory vent hoods for control of VOC emissions. | 2008-08-19 | 32272 | 100
12643 | T1 | Pratt Industries (USA) Inc | Pratt Industries Converting Divisions | 3700 Eagle Place Dr #800 | Dallas | TX | 75236 | Dallas | CN603221417 | RN105293658 | Vacuum duct system connected to EMBA 245 box making machine. Also includes hogger/cyclones, baler, and trim waste system. | A positive use determination for 100% of the vacuum duct system connected to EMBA 245 box making machine and also includes hogger/cyclones, baler, and trim waste system. | 2008-09-26 | 66820 | 100
12644 | T1 | Smurfit-Stone Container Enterprises Inc | Smurfit-Stone Tyler Plant 2527 | FM 3311 | Tyler | TX | 75710 | Smith | CN600321178 | RN103887808 | Balemaster Baler - used to prepare waste for recycling. | A positive use determination of 100% for the Balemaster Baler. | 2008-07-30 | 22483 | 100
12645 | T1 | The Dow Chemical Company | Light Hydrocarbon 7 | 2301 N Brazosport Blvd | Freeport | TX | 77541 | Brazoria | CN600356976 | RN102692258 | Installed new stacks and ductwork used for routing exhaust gas on five furnaces. | A positive use determination of 100% for the exhaust duct work connected to the new stacks for the five furnaces. A positive use determination of 100% for the portion of the stack which is required for pollution control. This value is calculated by subtracting the portion of the stack which is required for production purposes from the total value of the stack. | 2009-04-14 | 333367 | 100
12646 | T1 | Houston Pipeline Company | Hpl Nueces | 267 Airport Rd | George West | TX | 78022 | Nueces | CN601469026 | RN104205646 | The newly constructed compressor station employs state-of-the-art Lean Burn Gas Fired Compressor driver technology employing advanced mechanical design and electronic combustion controls to reduce NOx emissions. Lean Burn Low NOx NG Engines (CAT 3616 (2). | A positive use determination of 20% for the Lean-Burn Gas-Fired Compressor Engines. | 2008-06-27 | 778877 | 100
12647 | T1 | The Dow Chemical Company | Light Hydrocarbon 7 | 2301 N Brazosport Blvd | Freeport | TX | 77541 | Brazoria | CN600356976 | RN102692258 | Installed separation sumps and trenches for rainwater and process water. | A positive use determination of 100% for the separation sumps and trenches installed for rainwater and process water. | 2009-02-19 | 2935346 | 100
12648 | T1 | The Dow Chemical Company | Freeport Plant | 2301 N Brazosport Blvd | Freeport | TX | 77541 | Brazoria | CN600356976 | RN102692258 | Installed concrete spill containment around the C-13, C-14, C-15 lube oil tanks, the C9 - C11 area lube oil tanks, and the C5 - C8 area lube oil tanks. Installed diking around the C1 - C11 and the C5 - C8 satellite drum storage areas. | A positive use determination of 100% for the concrete containment that was installed around the C-13 lube oil tank, C-14 lube oil tank, C-15 lube oil tank, C9 - C11 area lube oil tanks, and the C5- C8 area lube oil tanks. A positive use determination of 100% for the diking installed around the C1 - C11 and C5- C8 satellite drum storage areas. | 2009-05-26 | 155000 | 100
12649 | T1 | The Dow Chemical Company | Freeport Plant | 2301 N Brazosport Blvd | Freeport | TX | 77541 | Brazoria | CN600356976 | RN102692258 | Installed secondary containment as part of the upgrade to the pad oil storage area at Salt Dome Operations. | A positive use determination of 100% for the secondary containment installed as part of the upgrade to the pad oil storage area at Salt Dome Operations. | 2009-05-26 | 3200000 | 100
12650 | T1 | The Dow Chemical Company | Freeport Plant | 2301 N Brazosport Blvd | Freeport | TX | 77541 | Brazoria | CN600356976 | RN102692258 | Installed new secondary containment areas and improved existing secondary containment areas for specified oils at the LH7 plant. | A positive use determination of 100% for the project to install new secondary containment areas and upgrade existing secondary containment areas for specified oils at the LH7 plant. | 2009-05-26 | 360000 | 100
12651 | T1 | Keppel Amfels Inc | Keppel Amfels - Brownsville | 20000 Hwy 48 | Brownsville | TX | 78523 | Cameron | CN601424310 | RN102805090 | Oil Boom Containment: eleven 100 foot, one 400 foot and one Acme. Waste Oil and Wastewater Storage & Disposal: Waste Storage Plant; Waste Disposal Storage Tanks; and Waste Disposal Storage. Tanks (C095) Addition. Scaffolding Structures and Shrouds: Materials, support scaffold, and Tuf Board. Dust Collector. | A positive use determination of 100% for the Oil Spill Control Equipment, the Waste Oil and Wastewater Storage and Disposal, the Dust Collector, and the Scaffolding Structures and Shrouds. | 2008-10-24 | 908707 | 100
12652 | T1 | RTG Furniture Of Texas | Rooms To Go Distribution Center | 3500 S Watson Rd | Arlington | TX | 76014 | Tarrant | Insufficent Information | Insufficent Information | Two cardboard balers, four compactor systems, a Styrofoam pre-crusher and a Styrofoam crusher, and a conveyor system which ties all of the recycling equipment together. | A positive use determination of 100% for the solid waste recycling system consisting of two cardboard balers, four compactor systems, a Styrofoam pre-crusher and a Styrofoam crusher, and a conveyor system which ties all of the recycling equipment together. | 2008-08-06 | 758127 | 100
12653 | T1 | Tuffli Company Inc | Bayport North Ind Park | 9900 Fairmont Pky | Pasadena | TX | 77507 | Harris | CN600757355 | Insufficient Information | Two parcels of land, approximately 78 acres, have been cleared and improved with detention/retention ponds which will be used to control stormwater from an adjacent industrial property. | A positive use determination of 100% for the approximately 78 acres of land and associated stormwater control improvements. | 2008-08-06 | 440753 | 100
12654 | T1 | Stemco LP | Stemco Longview Plant | 300 Industrial Drive | Longview | TX | 75606 | Gregg | CN603097569 | RN100211481 | Installed a filter press for waste water treatment. Main sewer line used to move treated wastewater from treatment facility to city sewer line. Roof Drains used to control and collect storm water. | A positive use determination of 100% for the filter press installed for waste water treatment, the main sewer line used to move treated wastewater from the treatment facility to the city sewer line, and the roof drains used to control and collect storm water. | 2008-10-01 | 256229 | 100
12655 | T1 | Stemco LP | Stemco Longview Plant | 300 Industrial Drive | Longview | TX | 75606 | Harrison | CN603097569 | RN100211481 | Installed a filter press for waste water treatment. Main sewer line used to move treated wastewater from treatment facility to city sewer line. Roof Drains used to control and collect storm water. | A positive use determination of 100% for the filter press installed for waste water treatment, the main sewer line used to move treated wastewater from the treatment facility to the city sewer line, and the roof drains used to control and collect storm water. | 2008-10-01 | 256229 | 100
12656 | T1 | Champion Technologies Inc. | Champion Technologies Inc | 115 Proctor | Odessa | TX | 79762 | Ector | CN600361869 | RN103031084 | Industrial sweeper used to clean outside drive. Paving of outdoor chemical storage and production areas. Paving of off-street parking lot. | A positive use determination of 100% for the industrial sweeper used to clean outside paved areas and the concrete paving of the outdoor chemical storage and production areas. A negative determination for the paving of off-street parking lots. | 2008-07-11 | 354392 | 100
12657 | T1 | Salty's Manufacturing Ltd | Salty's Manufacturing Ltd | 3174 Sh 7 W | Center | TX | 75935 | Shelby | CN603088931 | RN105039796 | Gravel paving for outside storage and stormwater and particulate control. | A negative use determination for the gravel paving. Gravel paving does not meet or exceed an adopted environmental rule or regulation nor does it provide an environmental benefit. | 2008-07-11 | 618196 | 100
12658 | T1 | Salty's Manufacturing Ltd | Salty's Manufacturing Ltd | 3174 Sh 7 W | Center | TX | 75935 | Shelby | CN603088931 | RN105039796 | Installed a new paint booth and a new blast cleaning system. | A positive use determination of 100% for the air filtration system and the paint sprayers associated with the paint booth. A positive use determination of 100% for the blast media recycling system and the particulate emission control system for the blasting system. | 2008-08-06 | 552385 | 100
12659 | T1 | Salty's Manufacturing Ltd | Salty's Manufacturing Ltd | 3174 Sh 7 W | Center | TX | 75935 | Shelby | CN603088931 | RN105039796 | Paint solvent distillation recycling system. | A positive use determination of 100% for the paint solvent distillation recycling system. | 2008-07-11 | 260844 | 100
12660 | T1 | Salty's Disposal Wells LP | Salty's Johnson #4 | 13800 N Hwy 174 | Cresson | TX | 76035 | Johnson | CN603838566 | RN105651657 | Waste saltwater storage pit is lined with concrete. Concrete containment dike around the hydrocarbon and chemical waste storage tank. Constructed a sloped concrete containment pad with drains to capture waste saltwater. Installed an aerobic septic system for domestic waste water treating and disposal. | A positive use determination of 100% for the chemical treatment applied to the concrete liner for the waste saltwater storage pit; the concrete containment dike constructed around the hydrocarbon and chemical waste storage tanks; the sloped concrete containment pad with drains installed to capture waste saltwater during the unloading process; and the aerobic septic system. | 2008-07-11 | 208792 | 100
12661 | T1 | Salty's Disposal Wells LP | Salty's Johnson #2 | 3400 FM 1434 | Cleburne | TX | 76033 | Johnson | CN603195363 | RN105619175 | Waste saltwater storage pit is lined with concrete. Concrete containment dike around the hydrocarbon and chemical waste storage tank. Constructed a sloped concrete containment pad with drains to capture waste saltwater. Constructed a dirt and gravel containment dike around the disposal well, waste pit and waste storage tanks. Installed an aerobic septic system for domestic waste water treating and disposal. | A positive use determination of 100% for the chemical treatment applied to the concrete liner for the waste saltwater storage pit; the concrete containment dike constructed around the hydrocarbon and chemical waste storage tanks; the sloped concrete containment pad with drains installed to capture waste saltwater during the unloading process; the dirt and gravel berm constructed around the disposal well, waste pit and waste storage tanks; and the aerobic septic system. | 2008-07-11 | 228500 | 100
12662 | T1 | Salty's Disposal Wells LP | Salty's Johnson #3 | 1985 East Kilpatrick St | Cleburne | TX | 76033 | Johnson | CN603838566 | RN105652689 | Waste saltwater storage pit is lined with concrete. Concrete containment dike around the hydrocarbon and chemical waste storage tank. Constructed a sloped concrete containment pad with drains to capture waste saltwater. | A positive use determination of 100% for the chemical treatment applied to the concrete liner for the waste saltwater storage pit; the concrete containment dike constructed around the hydrocarbon and chemical waste storage tanks; and the sloped concrete containment pad with drains installed to capture waste saltwater during the unloading process. | 2008-07-11 | 206000 | 100
12663 | T1 | Salty's Disposal Wells LP | Salty's Johnson #1 | 7850 FM 51 | Springtown | TX | 76082 | Parker | CN603838566 | RN105480628 | Gravel paving of outside storage and stormwater control. | A negative use determination for the gravel paving. Gravel paving does not meet or exceed an adopted environmental rule or regulation nor does it provide an environmental benefit. | 2008-07-11 | 81000 | 100
12664 | T1 | Salty's Disposal Wells LP | Salty's Parker #1 | 7850 FM 51 | Springtown | TX | 76082 | Parker | CN603838566 | RN105480628 | Waste saltwater storage pit is lined with concrete. Concrete containment dike around the hydrocarbon and chemical waste storage tank. Constructed a sloped concrete containment pad with drains to capture waste saltwater. Installed an aerobic septic system for domestic waste water treating and disposal. | A positive use determination of 100% for the chemical treatment applied to the concrete liner for the waste saltwater storage pit; the concrete containment dike constructed around the hydrocarbon and chemical waste storage tanks; the sloped concrete containment pad with drains installed to capture waste saltwater during the unloading process; and the aerobic septic system. | 2008-07-11 | 187500 | 100
12665 | T1 | Salty's Disposal Wells LP | Salty's Shelby #1 | 415 FM 2913 | Center | TX | 75935 | Shelby | CN603195363 | RN105651939 | Gravel paving of outside storage and stormwater control. | A negative use determination for the gravel paving. Gravel paving does not meet or exceed an adopted environmental rule or regulation nor does it provide an environmental benefit. | 2008-07-11 | 66924 | 100
12666 | T1 | Salty's Disposal Wells LP | Salty's Shelby #1 | 415 FM 2913 | Center | TX | 75935 | Shelby | CN603195363 | RN105651939 | Waste saltwater storage pit is lined with concrete. Concrete containment dike around the hydrocarbon and chemical waste storage tank. Constructed a sloped concrete containment pad with drains to capture waste saltwater. Dirt and gravel dike constructed around the disposal well, waste pit, and waste storage tanks. Installed an aerobic septic system for domestic waste water treating and disposal. | A positive use determination of 100% for the chemical treatment applied to the concrete liner for the waste saltwater storage pit; the concrete containment dike constructed around the hydrocarbon and chemical waste storage tanks; the sloped concrete containment pad with drains installed to capture waste saltwater during the unloading process; the dirt and gravel berm constructed around the disposal well, waste pit and waste storage tanks; and the aerobic septic system. | 2008-07-11 | 194144 | 100
12667 | T1 | Salty's Disposal Wells LP | Salty's Panola #1 | Us 79, 9 Mi NE Carthage | Carthage | TX | 75633 | Panola | CN603195363 | RN105651699 | Waste saltwater storage pit is lined with concrete. Concrete containment dike around the hydrocarbon and chemical waste storage tank. Constructed a sloped concrete containment pad with drains to capture waste saltwater. Dirt and gravel dike constructed around the disposal well, waste pit, and waste storage tanks. Installed an aerobic septic system for domestic waste water treating and disposal. | A positive use determination of 100% for the chemical treatment applied to the concrete liner for the waste saltwater storage pit; the concrete containment dike constructed around the hydrocarbon and chemical waste storage tanks; the sloped concrete containment pad with drains installed to capture waste saltwater during the unloading process; the dirt and gravel berm constructed around the disposal well, waste pit and waste storage tanks; and the aerobic septic system. | 2008-07-11 | 173164 | 100
12668 | T1 | Salty's Disposal Wells LP | Salty's Nacogdoches #1 | 2109 NW Stallings Drive | Nacogdoches | TX | 75964 | Nacogdoches | CN603195363 | RN105651517 | Waste saltwater storage pit is lined with concrete. Concrete containment dike around the hydrocarbon and chemical waste storage tank. Constructed a sloped concrete containment pad with drains to capture waste saltwater. Dirt and gravel dike constructed around the disposal well, waste pit, and waste storage tanks. | A positive use determination of 100% for the chemical treatment applied to the concrete liner for the waste saltwater storage pit; the concrete containment dike constructed around the hydrocarbon and chemical waste storage tanks; the sloped concrete containment pad with drains installed to capture waste saltwater during the unloading process; and the dirt and gravel berm constructed around the disposal well, waste pit and waste storage tanks. | 2008-07-11 | 241667 | 100
12669 | T1 | Salty's Disposal Wells LP | Salty's Johnson #1 | 437 CR 1226 | Cleburne | TX | 76033 | Johnson | CN603838566 | RN105651715 | Waste saltwater storage pit is lined with concrete. Concrete containment dike around the hydrocarbon and chemical waste storage tank. Constructed a sloped concrete containment pad with drains to capture waste saltwater. Dirt and gravel dike constructed around the disposal well, waste pit, and waste storage tanks. Installed an aerobic septic system for domestic waste water treating and disposal. | A positive use determination of 100% for the chemical treatment applied to the concrete liner for the waste saltwater storage pit; the concrete containment dike constructed around the hydrocarbon and chemical waste storage tanks; the sloped concrete containment pad with drains installed to capture waste saltwater during the unloading process; the dirt and gravel berm constructed around the disposal well, waste pit and waste storage tanks; and the aerobic septic system. | 2008-07-11 | 226971 | 100
12670 | T1 | Salty's Disposal Wells LP | Salty's Hill #1 | 1720 Sh-174 | Blum | TX | 76627 | Hill | CN603838566 | RN105651954 | Waste saltwater storage pit is lined with concrete. Concrete containment dike constructed around the hydrocarbon and chemical waste storage tank. Constructed a sloped concrete containment pad with drains to capture waste saltwater. Dirt and gravel dike constructed around the disposal well, waste pit, and waste storage tanks. Installed an aerobic septic system for domestic waste water treating and disposal. | A positive use determination of 100% for the chemical treatment applied to the concrete liner for the waste saltwater storage pit; the concrete containment dike constructed around the hydrocarbon and chemical waste storage tanks; the sloped concrete containment pad with drains installed to capture waste saltwater during the unloading process; the dirt and gravel berm constructed around the disposal well, waste pit and waste storage tanks; and the aerobic septic system. | 2008-10-01 | 232500 | 100
12671 | T1 | Salty's Disposal Wells LP | Salty's Freestone #1 | Us 75, 2.5 Mi NW of Dew | Dew | TX | 75860 | Freestone | CN603195363 | RN105652002 | Vapor recovery unit used to capture fugitive hydrocarbon and chemical air emissions released from waste storage tanks. | A positive use determination of 100% for the Vapor Recovery Unit. | 2008-07-11 | 15000 | 100
12672 | T1 | Kinder Morgan | Galena Park Terminal | 906 Clinton Drive | Galena Park | TX | 77547 | Harris | CN601545940 | RN100237452 | An internal floating roof was installed in Tank 15-2 (15,000 bbl) in order to reduce evaporation related emissions from high vapor pressure products. | A positive use determination of 100% for the internal floating roof installed on Tank 100-15. | 2008-08-12 | 100000 | 100
12673 | T1 | Kinder Morgan | Galena Park Terminal | 906 Clinton Drive | Galena Park | TX | 77547 | Harris | CN601545940 | RN100237452 | An internal floating roof was installed in Tank 100-15 (100,000 bbl) in order to reduce evaporation related emissions from high vapor pressure products. | A positive use determination of 100% for the internal floating roof installed on Tank 100-15. | 2008-08-19 | 300000 | 100
12674 | T1 | Kinder Morgan | Galena Park Terminal | 906 Clinton Drive | Galena Park | TX | 77547 | Harris | CN601545940 | RN100237452 | An internal floating roof was installed in Tank 100-16 (100,000 bbl) in order to reduce evaporation related emissions from high vapor pressure products. | A positive use determination of 100% has been made for the internal floating roof installed on Tank 100-16 | 2008-08-06 | 300000 | 100
12675 | T1 | Kinder Morgan | Galena Park Terminal | 906 Clinton Drive | Galena Park | TX | 77547 | Harris | CN601545940 | RN100237452 | An internal floating roof was installed in Tank 150-1 (150,000 bbl) in order to reduce evaporation related emissions from high vapor pressure products. | A positive use determination of 100% has been made for the internal floating roof installed on Tank 150-1 | 2008-08-06 | 500000 | 100
12676 | T1 | Kinder Morgan | Pasadena Terminal | 1420 N Witter | Pasadena | TX | 77506 | Harris | CN601296916 | Insufficient Information | An internal floating roof was installed in Tank 27-3 (27,000 bbl) in order to reduce evaporation related emissions from high vapor pressure products. | A positive use determination of 100% has been made for the internal floating roof installed on Tank 27-3 | 2008-08-06 | 150000 | 100
12677 | T1 | Kinder Morgan | Pasadena Terminal | 1420 N Witter | Pasadena | TX | 77506 | Harris | CN601296916 | Insufficient Information | An internal floating roof was installed in Tank 27-4 (27,000 bbl) in order to reduce evaporation related emissions from high vapor pressure products. | A positive use determination of 100% has been made for the internal floating roof installed on Tank 27-4 | 2008-08-06 | 150000 | 100
12678 | T1 | Kinder Morgan | Pasadena Terminal | 1420 N Witter | Pasadena | TX | 77506 | Harris | CN601296916 | Insufficient Information | An internal floating roof was installed in Tank 55-5 (55,000 bbl) in order to reduce evaporation related emissions from high vapor pressure products. | A positive use determination of 100% for the internal floating roof installed on Pasadena Terminal's Tank 55-5. | 2008-08-06 | 200000 | 100
12679 | T1 | Kinder Morgan | Pasadena Terminal | 1420 N Witter | Pasadena | TX | 77506 | Harris | CN601296916 | Insufficient Information | An internal floating roof was installed in Tank 75-1 (75,000 bbl) in order to reduce evaporation related emissions from high vapor pressure products. | A positive use determination of 100% for the internal floating roof installed on Pasadena Terminal's Tank 75-1. | 2008-08-06 | 250000 | 100
12680 | T1 | Kinder Morgan | Pasadena Terminal | 1420 N Witter | Pasadena | TX | 77506 | Harris | CN601296916 | Insufficient Information | An internal floating roof was installed in Tank 150-59 (150,000 bbl) in order to reduce evaporation related emissions from high vapor pressure products. | A positive use determination of 100% for the internal floating roof installed on Pasadena Terminal's Tank 150-59. | 2008-08-06 | 500000 | 100
12681 | T1 | Kinder Morgan | Pasadena Terminal | 1420 N Witter | Pasadena | TX | 77506 | Harris | CN601296916 | Insufficient Information | An internal floating roof was installed in Tank 150-60 (150,000 bbl) in order to reduce evaporation related emissions from high vapor pressure products. | A positive use determination of 100% for the internal floating roof installed on Pasadena Terminal's Tank 150-60. | 2008-08-06 | 500000 | 100
12682 | T1 | Kinder Morgan | Pasadena Terminal | 1420 N Witter | Pasadena | TX | 77506 | Harris | CN601296916 | Insufficient Information | An internal floating roof was installed in Tank 150-61 (150,000 bbl) in order to reduce evaporation related emissions from high vapor pressure products. | A positive use determination of 100% for the internal floating roof installed on Pasadena Terminal's Tank 150-61. | 2008-08-06 | 500000 | 100
12683 | T1 | Kinder Morgan | Pasadena Terminal | 1420 N Witter | Pasadena | TX | 77506 | Harris | CN601296916 | Insufficient Information | An internal floating roof was installed in Tank 150-62 (150,000 bbl) in order to reduce evaporation related emissions from high vapor pressure products. | A positive use determination of 100% for the internal floating roof installed on Pasadena's Tank 150-62. | 2008-08-06 | 500000 | 100
12684 | T1 | Kinder Morgan | Pasadena Terminal | 1420 N Witter | Pasadena | TX | 77506 | Harris | CN601296916 | Insufficient Information | An internal floating roof was installed in Tank 150-67 (150,000 bbl) in order to reduce evaporation related emissions from high vapor pressure products. | A positive use determination of 100% for the internal floating roof installed on Pasadena's Tank 150-67. | 2008-08-06 | 500000 | 100
12685 | T1 | Kinder Morgan | Pasadena Terminal | 1420 N Witter | Pasadena | TX | 77506 | Harris | CN601296916 | Insufficient Information | An internal floating roof was installed in Tank 150-68 (150,000 bbl) in order to reduce evaporation related emissions from high vapor pressure products. | A positive use determination of 100% for the internal floating roof installed on Pasadena's Tank 150-68. | 2008-08-06 | 500000 | 100
12686 | T1 | Kinder Morgan | Pasadena Terminal | 1420 N Witter | Pasadena | TX | 77506 | Harris | CN601296916 | Insufficient Information | An internal floating roof was installed in Tank 150-69 (150,000 bbl) in order to reduce evaporation related emissions from high vapor pressure products. | A positive use determination of 100% for the internal floating roof installed on Pasadena's Tank 150-69. | 2008-08-06 | 500000 | 100
12687 | T1 | Kinder Morgan | Pasadena Terminal | 1420 N Witter | Pasadena | TX | 77506 | Harris | CN601296916 | Insufficient Information | An internal floating roof was installed in Tank 150-70 (150,000 bbl) in order to reduce evaporation related emissions from high vapor pressure products. | A positive use determination of 100% for the internal floating roof installed on Pasadena's Tank 150-70. | 2008-08-06 | 500000 | 100
12688 | T1 | Elk Corporation Of Texas | Elk Corporation Of Texas - Ennis Shingle | 202 Cedar Rd | Ennis | TX | 75120 | Ellis | CN600126858 | RN100213479 | Air Scrubbers: Coated Products Scrubber Replacement and Ductwork for Coated Products Scrubber and Dryer Fume Removal. Thermal Oxidizers: Upgrades to the two regenerative thermal oxidizers. Baghouse Filters: Replacement of filters in Primary Baghouse and Filler Surge Bin Baghouse. Asphalt Exhaust Opacity Control: Several projects including Fume Removal & IR Improvements, VFD Mist Eliminator, Laminator Ventilation, Coater Exhaust Opacity, and Ambient Air Project. | A positive use determination of 100% for the Air Scrubbers project which included the Coated Products Scrubber Replacement, the installation of Ductwork for the Coated Products Scrubber, and the Dryer Fume Removal; the Thermal Oxidizers project which included upgrades to the two regenerative thermal oxidizers; the Baghouse Filters project which included the replacement and minor modification to the primary baghouse and the replacement of the mineral filter air stream baghouse; and the Asphalt Exhaust Opacity Control Project that included the Fume Removal & IR Improvements project, the Mist Eliminator & Coater Exhaust Opacity project, the Laminator Ventilation project, and the Ambient Air Project. | 2008-10-01 | 2118327 | 100
12689 | T1 | ISP Technologies Inc | ISP Technologies Texas City Plant | 4501 Attwater Ave | Texas City | TX | 77592 | Galveston | CN600505580 | RN100825272 | Cathodic Protection: Installed two ground-beds, including electrical power feeds to support cathodic protection on the tankage at the site. Environmental Paving: Paved three truck traffic areas including C Street Road & Truck Staging Area, Pan American Road, and Main Truck Entrance. Secondary Containment: Installed B3D Neutralization Tank Containment Walls and ISO Container Secondary Containment. Landfill Monitors: Groundwater monitoring wells were upgraded. | A positive use determination of 100% for the cathodic protection system for the tankage; the secondary containment consisting of B3D Neutralization Tank Containment Walls and ISO Container Secondary Containment; and the project to upgrade the groundwater monitoring wells. A negative determination for the three paving projects. These projects were driven by economic and safety reasons and are not considered to be pollution control property. | 2008-11-25 | 420000 | 100
12690 | T1 | Gas Recovery System LLC | Sunset Farms | 9912 Giles Ln | Austin | TX | 78754 | Travis | CN602815888 | RN101992246 | Methane Biogas Project. Property includes Methane Gas Compression Processing System, Collection System, and Recip Engine. | A positive use determination of 20% for the lean burn gas fired compressor engines associated with the Caterpillar Generators. A positive use determination of 100% for the utility flare and flare blowers. A negative determination for the monitoring system; building; Chromatograph; air compressor; radiator fans; high & low pressure compressors; and the switchgear, substation and battery systems. This equipment is either ineligible or the applicant failed to provide requested information. | 2008-12-19 | 700000 | 100
12691 | T1 | Samsung Austin Semiconductor LLC | Samsung Austin Semiconductor | 12100 Samsung Blvd | Austin | TX | 78754 | Travis | CN602914442 | RN100518026 | Scrubbers installed in SUB-FAB 2 which are used to abate hazardous gases used in the processing of integrated circuits. | A positive use determination of 100% for the scrubbers installed as part of SUB-FAB 2. | 2008-10-01 | 8960607 | 100
12692 | T1 | Samsung Austin Semiconductor LLC | Samsung Austin Semiconductor | 12100 Samsung Blvd | Austin | TX | 78754 | Travis | CN602914442 | RN100518026 | Installed wastewater treatment facility. Costs related to installation of scrubbers (08-12691). Installation of gas detection equipment. | A positive use determination of 100% for the wastewater treatment facility which was installed and for the costs related to installation of scrubbers. A negative determination for the in-door air quality monitors which are not considered to be pollution control property. | 2008-10-24 | 4958362.17 | 100
12693 | T1 | Commemorative Brands Inc | Commemorative Brands Class Ring Unit | 7211 Circle S Rd | Austin | TX | 78745 | Travis | CN600126700 | RN102413382 | Hood system and related equipment associated with routing fugitive particulate matter emissions to a final control device. Dust collectors are used to collect dust created during the manufacturing process. Installed three powder coat systems. Installed a paint booth. Installed a Carbon absorber as a preventive abatement equipment used to absorb VOCs, Freon, and emission streams by using carbon atoms to combine with organic chemicals. | Returned for failure to respond to a deficiency letter. | 2008-11-26 | 54279 | 100
12694 | T1 | Commemorative Brands Inc | Commemorative Brands Class Ring Unit | 7211 Circle S Rd | Austin | TX | 78745 | Travis | CN600126700 | RN102413382 | DI system used to convey contaminated process water. Cyanide destruction system with tank and filters. Metals treatment system with filter tank and processor. | Returned for failure to respond to a deficiency letter. | 2008-11-26 | 157500 | 100
12695 | T1 | Commemorative Brands Inc | Commemorative Brands Class Ring Unit | 7211 Circle S Rd | Austin | TX | 78745 | Travis | CN600126700 | RN102413382 | New roof drainage. | Returned for failure to respond to a deficiency letter. | 2008-11-26 | 5852 | 100
12696 | T4 | En Services LP | Harrison County Power Project | 8 Miles S of Marshall On 43 | Marshall | TX |  | Harrison | CN601681091 | RN101061927 | This project installed two heat recovery steam generators (HRSGs) used in the generation of electricity. Use of the HRSGs improves the thermal efficiency of the facility. | A negative determination. Heat recovery steam generators and associated dedicated ancillary equipment are used solely for production; therefore, are not eligible for a positive use determination. | 2014-09-24 | 24762475 | 100
12697 | T1 | KMCO LP | KMCO LP | 16503 Ramsey Rd | Crosby | TX | 77532 | Harris | CN604105221 | RN101613511 | Storage containers used to contain plant generated recyclable oils, lab pour-ups, and nonhazardous wastes prior to disposal or recycling. Includes totes, hoppers, and roll-off boxes. | A positive use determination of 100% for the KMCO owned waste storage containers including totes, hoppers, and roll-off boxes. | 2008-08-19 | 9284 | 100
12698 | T1 | Gulf South Pipeline Company LP | Carthage Junction Compressor Station | 2.25 Mi E On CR 401 | Carthage | TX |  | Panola | CN600129696 | Insufficient Information | Installed three new turbines (EPN's: C-5, C-6, & C-7) with lean burn combustion engines. Two Solar Mars 100-15000S turbines (13,330 HP each - NEMA conditions) and one Solar Taurus 70-10302S turbine (8,943 HP - NEMA conditions). | A positive use determination of 20% for the Lean-Burn Gas-Fired Engines installed in turbines C-5, C-6, and C-7. | 2008-08-19 | 13948010 | 20
12699 | T1 | Union Drilling Texas LP | Union Drilling Rig #205 | 4725 Loop 322 | Abilene | TX | 79602 | Taylor | CN603382771 | RN109629642 | Drilling Mud Recycling System consisting of Shaker Tanks, Shale Shakers, Desilter, Desander, & Degasser. Drilling Rig Spill Response equipment: includes only the Ram Type Blowout Preventers, Closing Unit and Choke Manifold System. | A positive use determination of 100% for the Drilling MUD Recycling System and the Drilling Rig Spill Response System. | 2008-08-19 | 1200000 | 100
12700 | T1 | Ameresco Dallas LLC | Ameresco Dallas Biogas Recovery Facility | 10011 Log Cabin Rd | Dallas | TX | 75253 | Dallas | CN603449406 | RN105690853 | Construction of a facility which will combust bio-gas in the cogeneration process to produce power. Property includes: engine generators & accessories, hot water heat exchangers, heat recovery boilers, electrical gear and transformers, gas blowers & discharge silencer, Gas Dehydration Skid, inlet gas filter, siloxane cleanup system, siloxane clean-up system off-gas flare, air cooled glycol chiller system, plant control panel, gas chromatograph and calibration gas, plant ventilation and AC equipment, plant manual and control valves, condensate knockouts V1 and V2 with demister, condensate pumps, air compressor and dryer, engine oil storage tanks (waste & fresh), and pre-engineered building. | Withdrawn by applicant | 2008-09-26 | 7910808 | 100
12701 | T1 | Ameresco San Antonio LLC | Ameresco Sa Biogas Recovery Facility | 3495 Valley Rd | San Antonio | TX |  | Bexar | CN603456690 | RN102210101 | The facility will capture and treat the bio-gas then compress it and transport it to a natural gas pipeline. Property includes: Condensate Knockouts and Filter; Condensate Sump and Pumps; Gas Blowers, rotary lobe design & discharge silencer; Gas Dehydration Skid: Cooler, Re-heater, Separator, and Pumps; Air Cooled Glycol Chiller System; Pre-Treatment Compressor; Pre-Treatment Compressor Cooler; Pre-Treatment VOC Removal; Main Treatment System; Flare for Contaminant Destruction; Pipeline Compressor; BOP Plant Control and Monitoring Systems; Gas Chromatograph; Motor Control Center and Soft Starts; Plant Manual and Control Valves, and Instrumentation; Methane Detectors; Ventilation System for Building; Pre-Engineered Building; Interconnect Pipeline; and Pipeline Regulation and Metering Station | Withdrawn by applicant | 2008-09-26 | 5768856 | 100
12702 | T1 | Elk Corporation Of Texas | Elk Corporation Of Texas - Ennis Shingle | 202 Cedar Rd | Ennis | TX | 75119 | Ellis | CN600126858 | RN100213479 | 1, Wastewater Plant Upgrade: Stainless Steel Piping, Agitator, Sludge processing container & sump pump. Line 2 sump pump replacement, Clarifier replacement project, other wastewater treatment costs. 2. Secondary Containment: Two constructed to contain resin from Line 1, two constructed at the roofing manufacturing section to contain condensed asphalt fumes, and new concrete & curbing and a new sump pump. 3. Outfall Diffusers & Sampling Areas: Concrete flumes with settling/sampling areas and weirs were installed at shingle and non-woven areas. | A positive use determination of 100% for the Wastewater Plant Upgrade Project, the Secondary Containment Project, the Outfall Diffusers & Sampling Areas Project. | 2008-10-01 | 378637 | 100
12703 | T1 | Nabors Well Services | Nabors Well Services Rig #721 | Outside of Carthage | Carthage | TX |  | Panola | Insufficient Information | Insufficient Information | Drilling Mud Recycling System consisting of Shaker Tanks, Shale Shakers, Desilter, Desander, & Degasser. Drilling Rig Spill Response equipment: includes only the Ram Type Blowout Preventers, Closing Unit and Choke Manifold System. | A positive use determination of 100% for the Drilling Mud Recycling System and the Drilling Rig Spill Response System. | 2008-10-15 | 1022360 | 100
12704 | T1 | Nabors Drilling USA LP | Nabors Drilling USA Rig #347 | Stevens #1 | Borden County | TX |  | Borden | CN600290928 | RN100699271 | Drilling Mud Recycling System consisting of Shaker Tanks, Shale Shakers, Desilter, Desander, & Degasser. Drilling Rig Spill Response equipment: includes only the Ram Type Blowout Preventers, Closing Unit and Choke Manifold System. | A positive use determination of 100% for the Drilling Mud Recycling System and the Drilling Rig Spill Response System. | 2008-10-15 | 799360 | 100
12705 | T1 | Nabors Drilling USA LP | Nabors Drilling USA Rig #728 | 6 Mi W of Gilmer | Gilmer | TX |  | Upshur | CN600290928 | RN100699271 | Drilling Mud Recycling System consisting of Shaker Tanks, Shale Shakers, Desilter, Desander, & Degasser. Drilling Rig Spill Response equipment: includes only the Ram Type Blowout Preventers, Closing Unit and Choke Manifold System. | A positive use determination of 100% for the Drilling Mud Recycling System and the Drilling Rig Spill Response System. | 2008-10-15 | 694380 | 100
12706 | T1 | Nabors Drilling USA LP | Nabors Drilling USA Rig #329 | Stanley Yard | Palestine | TX |  | Anderson | CN600290928 | RN100699271 | Drilling Mud Recycling System consisting of Shaker Tanks, Shale Shakers, Desilter, Desander, & Degasser. Drilling Rig Spill Response equipment: includes only the Ram Type Blowout Preventers, Closing Unit and Choke Manifold System. | A positive use determination of 100% for the Drilling Mud Recycling System and the Drilling Rig Spill Response System. | 2008-10-15 | 694380 | 100
12707 | T1 | Nabors Drilling USA LP | Nabors Drilling USA Rig #365 | Hwy 69 | Angelina County | TX |  | Angelina | CN600290928 | RN100699271 | Drilling Mud Recycling System consisting of Shaker Tanks, Shale Shakers, Desilter, Desander, & Degasser. Drilling Rig Spill Response equipment: includes only the Ram Type Blowout Preventers, Closing Unit and Choke Manifold System. | A positive use determination of 100% for the Drilling Mud Recycling System and the Drilling Rig Spill Response System. | 2008-10-15 | 1085060 | 100
12708 | T1 | Nabors Drilling USA LP | Nabors Drilling USA Rig #2 | Mustang Rd On CR 159 | Alvin | TX |  | Brazoria | CN600290928 | RN100699271 | Drilling Mud Recycling System consisting of Shaker Tanks, Shale Shakers, Desilter, Desander, & Degasser. Drilling Rig Spill Response equipment: includes only the Ram Type Blowout Preventers, Closing Unit and Choke Manifold System. Installed a Low NOx Combustion System. | A positive use determination of 100% for the Drilling Mud Recycling System, the Drilling Rig Spill Response System, and the Low NOx Combustion System. | 2008-10-15 | 1767860 | 100
12709 | T1 | Nabors Drilling USA LP | Nabors Drilling USA Rig #180 | Gasmer Rd Toward Ft Bend | Sugar Land | TX |  | Brazoria | CN600290928 | RN100699271 | Drilling Mud Recycling System consisting of Shaker Tanks, Shale Shakers, Desilter, Desander, & Degasser. Drilling Rig Spill Response equipment: includes only the Ram Type Blowout Preventers, Closing Unit and Choke Manifold System. | A positive use determination of 100% for the Drilling Mud Recycling System and the Drilling Rig Spill Response System. | 2008-10-15 | 1008260 | 100
12710 | T1 | Nabors Drilling USA LP | Nabors Drilling USA Rig #792 | FM 523 & CR 171 | Angleton | TX |  | Brazoria | CN600290928 | RN100699271 | Drilling Mud Recycling System consisting of Shaker Tanks, Shale Shakers, Desilter, Desander, & Degasser. Drilling Rig Spill Response equipment: includes only the Ram Type Blowout Preventers, Closing Unit and Choke Manifold System. | A positive use determination of 100% for the Drilling Mud Recycling System and the Drilling Rig Spill Response System. | 2008-10-15 | 1008260 | 100
12711 | T1 | Nabors Drilling USA LP | Nabors Drilling USA Rig #353 | 13 Mi NE of Ozona | Ozona | TX |  | Crockett | CN600290928 | RN100699271 | Drilling Mud Recycling System consisting of Shaker Tanks, Shale Shakers, Desilter, Desander, & Degasser. Drilling Rig Spill Response equipment: includes only the Ram Type Blowout Preventers, Closing Unit and Choke Manifold System. | A positive use determination of 100% for the Drilling Mud Recycling System and the Drilling Rig Spill Response System. | 2008-10-15 | 769500 | 100
12712 | T1 | Nabors Drilling USA LP | Nabors Drilling USA Rig #255 | 2 Mi SE of Justin | Justin | TX |  | Denton | CN600290928 | RN100699271 | Drilling Mud Recycling System consisting of Shaker Tanks, Shale Shakers, Desilter, Desander, & Degasser. Drilling Rig Spill Response equipment: includes only the Ram Type Blowout Preventers, Closing Unit and Choke Manifold System. | A positive use determination of 100% for the Drilling Mud Recycling System and the Drilling Rig Spill Response System. | 2008-10-15 | 1188260 | 100
12713 | T1 | Nabors Drilling USA LP | Nabors Drilling USA Rig #412 | 4 Mi SW of Justin | Justin | TX |  | Denton | CN600290928 | RN100699271 | Drilling Mud Recycling System consisting of Shaker Tanks, Shale Shakers, Desilter, Desander, & Degasser. Drilling Rig Spill Response equipment: includes only the Ram Type Blowout Preventers, Closing Unit and Choke Manifold System. | A positive use determination of 100% for the Drilling Mud Recycling System and the Drilling Rig Spill Response System. | 2008-10-15 | 791260 | 100
12714 | T1 | Nabors Drilling USA LP | Nabors Drilling USA Rig #620 | 2.5 Mi SW of Justin | Justin | TX |  | Denton | CN600290928 | RN100699271 | Drilling Mud Recycling System consisting of Shaker Tanks, Shale Shakers, Desilter, Desander, & Degasser. Drilling Rig Spill Response equipment: includes only the Ram Type Blowout Preventers, Closing Unit and Choke Manifold System. | A positive use determination of 100% for the Drilling Mud Recycling System and the Drilling Rig Spill Response System. | 2008-10-15 | 791260 | 100
12715 | T1 | Nabors Drilling USA LP | Nabors Drilling USA Rig #293 | Duval County |  | TX |  | Duval | CN600290928 | RN100699271 | Drilling Mud Recycling System consisting of Shaker Tanks, Shale Shakers, Desilter, Desander, & Degasser. Drilling Rig Spill Response equipment: includes only the Ram Type Blowout Preventers, Closing Unit and Choke Manifold System. | A positive use determination of 100% for the Drilling Mud Recycling System and the Drilling Rig Spill Response System. | 2008-10-15 | 1418660 | 100
12716 | T1 | Nabors Drilling USA LP | Nabors Drilling USA Rig #520 | Hwy 59 N | Freer | TX |  | Duval | CN600290928 | RN100699271 | Drilling Mud Recycling System consisting of Shaker Tanks, Shale Shakers, Desilter, Desander, & Degasser. Drilling Rig Spill Response equipment: includes only the Ram Type Blowout Preventers, Closing Unit and Choke Manifold System. | A positive use determination of 100% for the Drilling Mud Recycling System and the Drilling Rig Spill Response System. | 2008-10-15 | 1418660 | 100
12717 | T1 | Nabors Drilling USA LP | Nabors Drilling USA Rig #442 | 13 Mi NE of Rocksprings | Rocksprings | TX |  | Edwards | CN600290928 | RN100699271 | Drilling Mud Recycling System consisting of Shaker Tanks, Shale Shakers, Desilter, Desander, & Degasser. Drilling Rig Spill Response equipment: includes only the Ram Type Blowout Preventers, Closing Unit and Choke Manifold System. | A positive use determination of 100% for the Drilling Mud Recycling System and the Drilling Rig Spill Response System. | 2008-10-15 | 1459600 | 100
12718 | T1 | Nabors Drilling USA LP | Nabors Drilling USA Rig #130 | 5.3 Mi SSW of Teague | Teague | TX |  | Freestone | CN600290928 | RN100699271 | Drilling Mud Recycling System consisting of Shaker Tanks, Shale Shakers, Desilter, Desander, & Degasser. Drilling Rig Spill Response equipment: includes only the Ram Type Blowout Preventers, Closing Unit and Choke Manifold System. | A positive use determination of 100% for the Drilling Mud Recycling System and the Drilling Rig Spill Response System. | 2008-10-15 | 1155060 | 100
12719 | T1 | Nabors Drilling USA LP | Nabors Drilling USA Rig #735 | Freestone County | Fairfield | TX |  | Freestone | CN600290928 | RN100699271 | Drilling Mud Recycling System consisting of Shaker Tanks, Shale Shakers, Desilter, Desander, & Degasser. Drilling Rig Spill Response equipment: includes only the Ram Type Blowout Preventers, Closing Unit and Choke Manifold System. | A positive use determination of 100% for the Drilling Mud Recycling System and the Drilling Rig Spill Response System. | 2008-10-15 | 1120060 | 100
12720 | T1 | Nabors Drilling USA LP | Nabors Drilling USA Rig #F05 | 6.6 Mi W of Oakwood | Oakwood | TX |  | Freestone | CN600290928 | RN100699271 | Drilling Mud Recycling System consisting of Shaker Tanks, Shale Shakers, Desilter, Desander, & Degasser. Drilling Rig Spill Response equipment: includes only the Ram Type Blowout Preventers, Closing Unit and Choke Manifold System. Installed a low NOx Combustion System. | A positive use determination of 100% for the Drilling Mud Recycling System, the Drilling Rig Spill Response System, and the Low NOx Combustion System. | 2008-10-15 | 1568660 | 100
12721 | T1 | Nabors Drilling USA LP | Nabors Drilling USA Rig #F07 | 4.5 Mi Ese of Lanely | Lanely | TX |  | Freestone | CN600290928 | RN100699271 | Drilling Mud Recycling System consisting of Shaker Tanks, Shale Shakers, Desilter, Desander, & Degasser. Drilling Rig Spill Response equipment: includes only the Ram Type Blowout Preventers, Closing Unit and Choke Manifold System. Installed a low NOx Combustion System. | A positive use determination of 100% for the Drilling Mud Recycling System, the Drilling Rig Spill Response System, and the Low NOx Combustion System. | 2008-10-15 | 1568660 | 100
12722 | T1 | Nabors Drilling USA LP | Nabors Drilling USA Rig #F14 | 5.4 Mi NE of Fairfield | Fairfield | TX |  | Freestone | CN600290928 | RN100699271 | Drilling Mud Recycling System consisting of Shaker Tanks, Shale Shakers, Desilter, Desander, & Degasser. Drilling Rig Spill Response equipment: includes only the Ram Type Blowout Preventers, Closing Unit and Choke Manifold System. Installed a low NOx Combustion System. | A positive use determination of 100% for the Drilling Mud Recycling System, the Drilling Rig Spill Response System, and the Low NOx Combustion System. | 2008-10-15 | 1728660 | 100
12723 | T1 | Nabors Drilling USA LP | Nabors Drilling USA Rig #24 | N On 214 Towards Denver | Seminole | TX |  | Gaines | CN600290928 | RN100699271 | Drilling Mud Recycling System consisting of Shaker Tanks, Shale Shakers, Desilter, Desander, & Degasser. Drilling Rig Spill Response equipment: includes only the Ram Type Blowout Preventers, Closing Unit and Choke Manifold System. | A positive use determination of 100% for the Drilling Mud Recycling System and the Drilling Rig Spill Response System. | 2008-10-15 | 1383260 | 100
12724 | T1 | Nabors Drilling USA LP | Nabors Drilling USA Rig #5 | FM 1351 Goliad | Goliad | TX |  | Goliad | CN600290928 | RN100699271 | Drilling Mud Recycling System consisting of Shaker Tanks, Shale Shakers, Desilter, Desander, & Degasser. Drilling Rig Spill Response equipment: includes only the Ram Type Blowout Preventers, Closing Unit and Choke Manifold System. | A positive use determination of 100% for the Drilling Mud Recycling System and the Drilling Rig Spill Response System. | 2008-10-15 | 1547060 | 100
12725 | T1 | Nabors Drilling USA LP | Nabors Drilling USA Rig #23 | FM 1252 Kilgore | Kilgore | TX |  | Gregg | CN600290928 | RN100699271 | Drilling Mud Recycling System consisting of Shaker Tanks, Shale Shakers, Desilter, Desander, & Degasser. Drilling Rig Spill Response equipment: includes only the Ram Type Blowout Preventers, Closing Unit and Choke Manifold System. | A positive use determination of 100% for the Drilling Mud Recycling System and the Drilling Rig Spill Response System. | 2008-10-15 | 1037060 | 100
12726 | T1 | Nabors Drilling USA LP | Nabors Drilling USA Rig #123 | FM 1252 Kilgore | Kilgore | TX |  | Gregg | CN600290928 | RN100699271 | Drilling Mud Recycling System consisting of Shaker Tanks, Shale Shakers, Desilter, Desander, & Degasser. Drilling Rig Spill Response equipment: includes only the Ram Type Blowout Preventers, Closing Unit and Choke Manifold System. | A positive use determination of 100% for the Drilling Mud Recycling System and the Drilling Rig Spill Response System. | 2008-10-15 | 1247060 | 100
12727 | T1 | Nabors Drilling USA LP | Nabors Drilling USA Rig #359 | FM 1252 Kilgore | Kilgore | TX |  | Gregg | CN600290928 | RN100699271 | Drilling Mud Recycling System consisting of Shaker Tanks, Shale Shakers, Desilter, Desander, & Degasser. Drilling Rig Spill Response equipment: includes only the Ram Type Blowout Preventers, Closing Unit and Choke Manifold System. | A positive use determination of 100% for the Drilling Mud Recycling System and the Drilling Rig Spill Response System. | 2008-10-15 | 1037060 | 100
12728 | T1 | Nabors Drilling USA LP | Nabors Drilling USA Rig #486 | FM 1252 Kilgore | Kilgore | TX |  | Gregg | CN600290928 | RN100699271 | Drilling Mud Recycling System consisting of Shaker Tanks, Shale Shakers, Desilter, Desander, & Degasser. Drilling Rig Spill Response equipment: includes only the Ram Type Blowout Preventers, Closing Unit and Choke Manifold System. | A positive use determination of 100% for the Drilling Mud Recycling System and the Drilling Rig Spill Response System. | 2008-10-15 | 1383020 | 100
12729 | T1 | Nabors Drilling USA LP | Nabors Drilling USA Rig #612 | FM 1252 Kilgore | Kilgore | TX |  | Gregg | CN600290928 | RN100699271 | Drilling Mud Recycling System consisting of Shaker Tanks, Shale Shakers, Desilter, Desander, & Degasser. Drilling Rig Spill Response equipment: includes only the Ram Type Blowout Preventers, Closing Unit and Choke Manifold System. | A positive use determination of 100% for the Drilling Mud Recycling System and the Drilling Rig Spill Response System. | 2008-10-15 | 1339580 | 100
12730 | T1 | Nabors Drilling USA LP | Nabors Drilling USA Rig #746 | 4.3 Mi NE of Easton | Easton | TX |  | Harrison | CN600290928 | RN100699271 | Drilling Mud Recycling System consisting of Shaker Tanks, Shale Shakers, Desilter, Desander, & Degasser. Drilling Rig Spill Response equipment: includes only the Ram Type Blowout Preventers, Closing Unit and Choke Manifold System. | A positive use determination of 100% for the Drilling Mud Recycling System and the Drilling Rig Spill Response System. | 2008-10-15 | 791260 | 100
12731 | T1 | Nabors Drilling USA LP | Nabors Drilling USA Rig #719 | FM 490 In McCook | McCook | TX |  | Hidalgo | CN600290928 | RN100699271 | Drilling Mud Recycling System consisting of Shaker Tanks, Shale Shakers, Desilter, Desander, & Degasser. Drilling Rig Spill Response equipment: includes only the Ram Type Blowout Preventers, Closing Unit and Choke Manifold System. | A positive use determination of 100% for the Drilling Mud Recycling System and the Drilling Rig Spill Response System. | 2008-10-15 | 1546660 | 100
12732 | T1 | Nabors Drilling USA LP | Nabors Drilling USA Rig #776 | N On Dallas St In McAllen | McAllen | TX |  | Hidalgo | CN600290928 | RN100699271 | Drilling Mud Recycling System consisting of Shaker Tanks, Shale Shakers, Desilter, Desander, & Degasser. Drilling Rig Spill Response equipment: includes only the Ram Type Blowout Preventers, Closing Unit and Choke Manifold System. | A positive use determination of 100% for the Drilling Mud Recycling System and the Drilling Rig Spill Response System. | 2008-10-15 | 1937660 | 100
12733 | T1 | Nabors Drilling USA LP | Nabors Drilling USA Rig #777 | Salado Gate On Hwy 755 | Rachal | TX |  | Hidalgo | CN600290928 | RN100699271 | Drilling Mud Recycling System consisting of Shaker Tanks, Shale Shakers, Desilter, Desander, & Degasser. Drilling Rig Spill Response equipment: includes only the Ram Type Blowout Preventers, Closing Unit and Choke Manifold System. | A positive use determination of 100% for the Drilling Mud Recycling System and the Drilling Rig Spill Response System. | 2008-10-15 | 1466660 | 100
12734 | T1 | Nabors Drilling USA LP | Nabors Drilling USA Rig #349 | 5.8 Mi NW of Hillsboro | Hillsboro | TX |  | Hill | CN600290928 | RN100699271 | Drilling Mud Recycling System consisting of Shaker Tanks, Shale Shakers, Desilter, Desander, & Degasser. Drilling Rig Spill Response equipment: includes only the Ram Type Blowout Preventers, Closing Unit and Choke Manifold System. | A positive use determination of 100% for the Drilling Mud Recycling System and the Drilling Rig Spill Response System. | 2008-10-15 | 1612940 | 100
12735 | T1 | Nabors Drilling USA LP | Nabors Drilling USA Rig #30 | Yellow Bumble Bee 1-H | Hood County | TX |  | Hood | CN600290928 | RN100699271 | Drilling Mud Recycling System consisting of Shaker Tanks, Shale Shakers, Desilter, Desander, & Degasser. Drilling Rig Spill Response equipment: includes only the Ram Type Blowout Preventers, Closing Unit and Choke Manifold System. | A positive use determination of 100% for the Drilling Mud Recycling System and the Drilling Rig Spill Response System. | 2008-10-15 | 1072060 | 100
12736 | T1 | Nabors Drilling USA LP | Nabors Drilling USA Rig #91 | Johnson County | Cleburne | TX |  | Johnson | CN600290928 | RN100699271 | Drilling Mud Recycling System consisting of Shaker Tanks, Shale Shakers, Desilter, Desander, & Degasser. Drilling Rig Spill Response equipment: includes only the Ram Type Blowout Preventers, Closing Unit and Choke Manifold System. | A positive use determination of 100% for the Drilling Mud Recycling System and the Drilling Rig Spill Response System. | 2008-10-15 | 1531860 | 100
12737 | T1 | Nabors Drilling USA LP | Nabors Drilling USA Rig #206 | 11 Mi N of Grandview | Grandview | TX |  | Johnson | CN600290928 | RN100699271 | Drilling Mud Recycling System consisting of Shaker Tanks, Shale Shakers, Desilter, Desander, & Degasser. Drilling Rig Spill Response equipment: includes only the Ram Type Blowout Preventers, Closing Unit and Choke Manifold System. | A positive use determination of 100% for the Drilling Mud Recycling System and the Drilling Rig Spill Response System. | 2008-10-15 | 1072060 | 100
12738 | T1 | Nabors Drilling USA LP | Nabors Drilling USA Rig #392 | 6.1 Mi NE of Lillian | Lillian | TX |  | Johnson | CN600290928 | RN100699271 | Drilling Mud Recycling System consisting of Shaker Tanks, Shale Shakers, Desilter, Desander, & Degasser. Drilling Rig Spill Response equipment: includes only the Ram Type Blowout Preventers, Closing Unit and Choke Manifold System. | A positive use determination of 100% for the Drilling Mud Recycling System and the Drilling Rig Spill Response System. | 2008-10-15 | 986960 | 100
12739 | T1 | Nabors Drilling USA LP | Nabors Drilling USA Rig #732 | CR 104 Rounge | Rounge | TX |  | Karnes | CN600290928 | RN100699271 | Drilling Mud Recycling System consisting of Shaker Tanks, Shale Shakers, Desilter, Desander, & Degasser. Drilling Rig Spill Response equipment: includes only the Ram Type Blowout Preventers, Closing Unit and Choke Manifold System. | A positive use determination of 100% for the Drilling Mud Recycling System and the Drilling Rig Spill Response System. | 2008-10-15 | 1421660 | 100
12740 | T1 | Nabors Drilling USA LP | Nabors Drilling USA Rig #729 | CR 383 Victoria | Victoria | TX |  | Lavaca | CN600290928 | RN100699271 | Drilling Mud Recycling System consisting of Shaker Tanks, Shale Shakers, Desilter, Desander, & Degasser. Drilling Rig Spill Response equipment: includes only the Ram Type Blowout Preventers, Closing Unit and Choke Manifold System. Installed a low NOx Combustion System. | A positive use determination of 100% for the Drilling Mud Recycling System, the Drilling Rig Spill Response System, and the Low NOx Combustion System | 2008-10-15 | 1568660 | 100
12741 | T1 | Nabors Drilling USA LP | Nabors Drilling USA Rig #205 | 3.6 Mi SW of Donie | Donie | TX |  | Limestone | CN600290928 | RN100699271 | Drilling Mud Recycling System consisting of Shaker Tanks, Shale Shakers, Desilter, Desander, & Degasser. Drilling Rig Spill Response equipment: includes only the Ram Type Blowout Preventers, Closing Unit and Choke Manifold System. | A positive use determination of 100% for the Drilling Mud Recycling System and the Drilling Rig Spill Response System. | 2008-10-15 | 1072060 | 100
12742 | T1 | Nabors Drilling USA LP | Nabors Drilling USA Rig #361 | 17.3 Mi SE of Groesbeck | Groesbeck | TX |  | Limestone | CN600290928 | RN100699271 | Drilling Mud Recycling System consisting of Shaker Tanks, Shale Shakers, Desilter, Desander, & Degasser. Drilling Rig Spill Response equipment: includes only the Ram Type Blowout Preventers, Closing Unit and Choke Manifold System. | A positive use determination of 100% for the Drilling Mud Recycling System and the Drilling Rig Spill Response System. | 2008-10-15 | 1061260 | 100
12743 | T1 | Nabors Drilling USA LP | Nabors Drilling USA Rig #509 | 6.7 Mi NW of Bald Prairie | Bald Prairie | TX |  | Limestone | CN600290928 | RN100699271 | Drilling Mud Recycling System consisting of Shaker Tanks, Shale Shakers, Desilter, Desander, & Degasser. Drilling Rig Spill Response equipment: includes only the Ram Type Blowout Preventers, Closing Unit and Choke Manifold System. | A positive use determination of 100% for the Drilling Mud Recycling System and the Drilling Rig Spill Response System. | 2008-10-15 | 1236260 | 100
12744 | T1 | Nabors Drilling USA LP | Nabors Drilling USA Rig #617 | 4.2 Mi SW of Donie | Donie | TX |  | Limestone | CN600290928 | RN100699271 | Drilling Mud Recycling System consisting of Shaker Tanks, Shale Shakers, Desilter, Desander, & Degasser. Drilling Rig Spill Response equipment: includes only the Ram Type Blowout Preventers, Closing Unit and Choke Manifold System. | A positive use determination of 100% for the Drilling Mud Recycling System and the Drilling Rig Spill Response System. | 2008-10-15 | 1232460 | 100
12745 | T1 | Nabors Drilling USA LP | Nabors Drilling USA Rig #334 | Lipscomb County | Lipscomb | TX |  | Lipscomb | CN600290928 | RN100699271 | Drilling Mud Recycling System consisting of Shaker Tanks, Shale Shakers, Desilter, Desander, & Degasser. Drilling Rig Spill Response equipment: includes only the Ram Type Blowout Preventers, Closing Unit and Choke Manifold System. | A positive use determination of 100% for the Drilling Mud Recycling System and the Drilling Rig Spill Response System. | 2008-10-15 | 788800 | 100
12746 | T1 | Nabors Drilling USA LP | Nabors Drilling USA Rig #775 | FM 882 | Kennedy | TX |  | Live Oak | CN600290928 | RN100699271 | Drilling Mud Recycling System consisting of Shaker Tanks, Shale Shakers, Desilter, Desander, & Degasser. Drilling Rig Spill Response equipment: includes only the Ram Type Blowout Preventers, Closing Unit and Choke Manifold System. | A positive use determination of 100% for the Drilling Mud Recycling System and the Drilling Rig Spill Response System. | 2008-10-15 | 1526660 | 100
12747 | T1 | Nabors Drilling USA LP | Nabors Drilling USA Rig #955 | 22 Mi NW of Stanton | Stanton | TX |  | Martin | CN600290928 | RN100699271 | Drilling Mud Recycling System consisting of Shaker Tanks, Shale Shakers, Desilter, Desander, & Degasser. Drilling Rig Spill Response equipment: includes only the Ram Type Blowout Preventers, Closing Unit and Choke Manifold System. | A positive use determination of 100% for the Drilling Mud Recycling System and the Drilling Rig Spill Response System. | 2008-10-15 | 1126880 | 100
12748 | T1 | Nabors Drilling USA LP | Nabors Drilling USA Rig #783 | Sec 1 Blk Oh A-1096 Oh | Bennet Survey | TX |  | Midland | CN600290928 | RN100699271 | Drilling Mud Recycling System consisting of Shaker Tanks, Shale Shakers, Desilter, Desander, & Degasser. Drilling Rig Spill Response equipment: includes only the Ram Type Blowout Preventers, Closing Unit and Choke Manifold System. | A positive use determination of 100% for the Drilling Mud Recycling System and the Drilling Rig Spill Response System. | 2008-10-15 | 1152460 | 100
12749 | T1 | Nabors Drilling USA LP | Nabors Drilling USA Rig #395 | Max Greer's Yard | Nacogdoches | TX |  | Nacogdoches | CN600290928 | RN100699271 | Drilling Mud Recycling System consisting of Shaker Tanks, Shale Shakers, Desilter, Desander, & Degasser. Drilling Rig Spill Response equipment: includes only the Ram Type Blowout Preventers, Closing Unit and Choke Manifold System. | A positive use determination of 100% for the Drilling Mud Recycling System and the Drilling Rig Spill Response System. | 2008-10-15 | 942540 | 100
12750 | T1 | Nabors Drilling USA LP | Nabors Drilling USA Rig #151 | Panola County | Carthage | TX |  | Panola | CN600290928 | RN100699271 | Drilling Mud Recycling System consisting of Shaker Tanks, Shale Shakers, Desilter, Desander, & Degasser. Drilling Rig Spill Response equipment: includes only the Ram Type Blowout Preventers, Closing Unit and Choke Manifold System. | A positive use determination of 100% for the Drilling Mud Recycling System and the Drilling Rig Spill Response System. | 2008-10-15 | 990860 | 100
12751 | T1 | Nabors Drilling USA LP | Nabors Drilling USA Rig #344 | Blazer Yard | Carthage | TX |  | Panola | CN600290928 | RN100699271 | Drilling Mud Recycling System consisting of Shaker Tanks, Shale Shakers, Desilter, Desander, & Degasser. Drilling Rig Spill Response equipment: includes only the Ram Type Blowout Preventers, Closing Unit and Choke Manifold System. | A positive use determination of 100% for the Drilling Mud Recycling System and the Drilling Rig Spill Response System. | 2008-10-15 | 1244860 | 100
12752 | T1 | Nabors Drilling USA LP | Nabors Drilling USA Rig #399 | 1.9 Mi Sse of Fair Play | Fair Play | TX |  | Panola | CN600290928 | RN100699271 | Drilling Mud Recycling System consisting of Shaker Tanks, Shale Shakers, Desilter, Desander, & Degasser. Drilling Rig Spill Response equipment: includes only the Ram Type Blowout Preventers, Closing Unit and Choke Manifold System. | A positive use determination of 100% for the Drilling Mud Recycling System and the Drilling Rig Spill Response System. | 2008-10-15 | 1290160 | 100
12753 | T1 | Nabors Drilling USA LP | Nabors Drilling USA Rig #463 | 4.7 Mi SE of De Berry | De Berry | TX |  | Panola | CN600290928 | RN100699271 | Drilling Mud Recycling System consisting of Shaker Tanks, Shale Shakers, Desilter, Desander, & Degasser. Drilling Rig Spill Response equipment: includes only the Ram Type Blowout Preventers, Closing Unit and Choke Manifold System. | A positive use determination of 100% for the Drilling Mud Recycling System and the Drilling Rig Spill Response System. | 2008-10-15 | 660000 | 100
12754 | T1 | Nabors Drilling USA LP | Nabors Drilling USA Rig #683 | 10.5 Mi SW of Tatum | Tatum | TX |  | Panola | CN600290928 | RN100699271 | Drilling Mud Recycling System consisting of Shaker Tanks, Shale Shakers, Desilter, Desander, & Degasser. Drilling Rig Spill Response equipment: includes only the Ram Type Blowout Preventers, Closing Unit and Choke Manifold System. | A positive use determination of 100% for the Drilling Mud Recycling System and the Drilling Rig Spill Response System. | 2008-10-15 | 822060 | 100
12755 | T1 | Nabors Drilling USA LP | Nabors Drilling USA Rig #736 | 5.1 Mi Ese of Tatum | Tatum | TX |  | Panola | CN600290928 | RN100699271 | Drilling Mud Recycling System consisting of Shaker Tanks, Shale Shakers, Desilter, Desander, & Degasser. Drilling Rig Spill Response equipment: includes only the Ram Type Blowout Preventers, Closing Unit and Choke Manifold System. | A positive use determination of 100% for the Drilling Mud Recycling System and the Drilling Rig Spill Response System. | 2008-10-15 | 1072060 | 100
12756 | T1 | Nabors Drilling USA LP | Nabors Drilling USA Rig #396 | Parker County | Weatherford | TX |  | Parker | CN600290928 | RN100699271 | Drilling Mud Recycling System consisting of Shaker Tanks, Shale Shakers, Desilter, Desander, & Degasser. Drilling Rig Spill Response equipment: includes only the Ram Type Blowout Preventers, Closing Unit and Choke Manifold System. | A positive use determination of 100% for the Drilling Mud Recycling System and the Drilling Rig Spill Response System. | 2008-10-15 | 897860 | 100
12757 | T1 | Nabors Drilling USA LP | Nabors Drilling USA Rig #723 | Parker County | Weatherford | TX |  | Parker | CN600290928 | RN100699271 | Drilling Mud Recycling System consisting of Shaker Tanks, Shale Shakers, Desilter, Desander, & Degasser. Drilling Rig Spill Response equipment: includes only the Ram Type Blowout Preventers, Closing Unit and Choke Manifold System. | A positive use determination of 100% for the Drilling Mud Recycling System and the Drilling Rig Spill Response System. | 2008-10-15 | 1037060 | 100
12758 | T1 | Nabors Drilling USA LP | Nabors Drilling USA Rig #398 | Reagan County | Big Lake | TX |  | Reagan | CN600290928 | RN100699271 | Drilling Mud Recycling System consisting of Shaker Tanks, Shale Shakers, Desilter, Desander, & Degasser. Drilling Rig Spill Response equipment: includes only the Ram Type Blowout Preventers, Closing Unit and Choke Manifold System. | A positive use determination of 100% for the Drilling Mud Recycling System and the Drilling Rig Spill Response System. | 2008-10-15 | 260520 | 100
12759 | T1 | Nabors Drilling USA LP | Nabors Drilling USA Rig #297 | FM 2446 To Walker Prairie | Franklin | TX |  | Robertson | CN600290928 | RN100699271 | Drilling Mud Recycling System consisting of Shaker Tanks, Shale Shakers, Desilter, Desander, & Degasser. Drilling Rig Spill Response equipment: includes only the Ram Type Blowout Preventers, Closing Unit and Choke Manifold System. | A positive use determination of 100% for the Drilling Mud Recycling System and the Drilling Rig Spill Response System. | 2008-10-15 | 1418660 | 100
12760 | T1 | Nabors Drilling USA LP | Nabors Drilling USA Rig #360 | FM 2096 | Buffalo | TX |  | Robertson | CN600290928 | RN100699271 | Drilling Mud Recycling System consisting of Shaker Tanks, Shale Shakers, Desilter, Desander, & Degasser. Drilling Rig Spill Response equipment: includes only the Ram Type Blowout Preventers, Closing Unit and Choke Manifold System. | A positive use determination of 100% for the Drilling Mud Recycling System and the Drilling Rig Spill Response System. | 2008-10-15 | 872060 | 100
12761 | T1 | Nabors Drilling USA LP | Nabors Drilling USA Rig #547 | 4.5 Mi NE of Franklin | Franklin | TX |  | Robertson | CN600290928 | RN100699271 | Drilling Mud Recycling System consisting of Shaker Tanks, Shale Shakers, Desilter, Desander, & Degasser. Drilling Rig Spill Response equipment: includes only the Ram Type Blowout Preventers, Closing Unit and Choke Manifold System. | A positive use determination of 100% for the Drilling Mud Recycling System and the Drilling Rig Spill Response System. | 2008-10-15 | 1279300 | 100
12762 | T1 | Nabors Drilling USA LP | Nabors Drilling USA Rig #608 | Knight Lease, Hearne | Hearne | TX |  | Robertson | CN600290928 | RN100699271 | Drilling Mud Recycling System consisting of Shaker Tanks, Shale Shakers, Desilter, Desander, & Degasser. Drilling Rig Spill Response equipment: includes only the Ram Type Blowout Preventers, Closing Unit and Choke Manifold System. | A positive use determination of 100% for the Drilling Mud Recycling System and the Drilling Rig Spill Response System. | 2008-10-15 | 1418660 | 100
12763 | T1 | Nabors Drilling USA LP | Nabors Drilling USA Rig #624 | Hwy 79 & Hoxie Chapel Rd | Franklin | TX |  | Robertson | CN600290928 | RN100699271 | Drilling Mud Recycling System consisting of Shaker Tanks, Shale Shakers, Desilter, Desander, & Degasser. Drilling Rig Spill Response equipment: includes only the Ram Type Blowout Preventers, Closing Unit and Choke Manifold System. | A positive use determination of 100% for the Drilling Mud Recycling System and the Drilling Rig Spill Response System. | 2008-10-15 | 1418660 | 100
12764 | T1 | Nabors Drilling USA LP | Nabors Drilling USA Rig #778 | CR 355, Marquez | Marquez | TX |  | Robertson | CN600290928 | RN100699271 | Drilling Mud Recycling System consisting of Shaker Tanks, Shale Shakers, Desilter, Desander, & Degasser. Drilling Rig Spill Response equipment: includes only the Ram Type Blowout Preventers, Closing Unit and Choke Manifold System. | A positive use determination of 100% for the Drilling Mud Recycling System and the Drilling Rig Spill Response System. | 2008-10-15 | 1548260 | 100
12765 | T1 | Nabors Drilling USA LP | Nabors Drilling USA Rig #796 | 5.3 Mi NW of Franklin | Franklin | TX |  | Robertson | CN600290928 | RN100699271 | Drilling Mud Recycling System consisting of Shaker Tanks, Shale Shakers, Desilter, Desander, & Degasser. Drilling Rig Spill Response equipment: includes only the Ram Type Blowout Preventers, Closing Unit and Choke Manifold System. | A positive use determination of 100% for the Drilling Mud Recycling System and the Drilling Rig Spill Response System. | 2008-10-15 | 2096460 | 100
12766 | T1 | Nabors Drilling USA LP | Nabors Drilling USA Rig #F12 | Dry Pond Road | New Baden | TX |  | Robertson | CN600290928 | RN100699271 | Drilling Mud Recycling System consisting of Shaker Tanks, Shale Shakers, Desilter, Desander, & Degasser. Drilling Rig Spill Response equipment: includes only the Ram Type Blowout Preventers, Closing Unit and Choke Manifold System. Installed a low NOx Combustion System. | A positive use determination of 100% for the Drilling Mud Recycling System, the Drilling Rig Spill Response System, and the Low NOx Combustion System. | 2008-10-15 | 1728660 | 100
12767 | T1 | Nabors Drilling USA LP | Nabors Drilling USA Rig #F13 | CR 356. Marquez | Marquez | TX |  | Robertson | CN600290928 | RN100699271 | Drilling Mud Recycling System consisting of Shaker Tanks, Shale Shakers, Desilter, Desander, & Degasser. Drilling Rig Spill Response equipment: includes only the Ram Type Blowout Preventers, Closing Unit and Choke Manifold System. Installed a low NOx Combustion System. | A positive use determination of 100% for the Drilling Mud Recycling System, the Drilling Rig Spill Response System, and the Low NOx Combustion System. | 2008-10-15 | 1728660 | 100
12768 | T1 | Nabors Drilling USA LP | Nabors Drilling USA Rig #725 | Rusk County | Henderson | TX |  | Rusk | CN600290928 | RN100699271 | Drilling Mud Recycling System consisting of Shaker Tanks, Shale Shakers, Desilter, Desander, & Degasser. Drilling Rig Spill Response equipment: includes only the Ram Type Blowout Preventers, Closing Unit and Choke Manifold System. | A positive use determination of 100% for the Drilling Mud Recycling System and the Drilling Rig Spill Response System. | 2008-10-15 | 1306660 | 100
12769 | T1 | Nabors Drilling USA LP | Nabors Drilling USA Rig #203 | 4.7 SE of Shelbyville | Shelbyville | TX |  | Shelby | CN600290928 | RN100699271 | Drilling Mud Recycling System consisting of Shaker Tanks, Shale Shakers, Desilter, Desander, & Degasser. Drilling Rig Spill Response equipment: includes only the Ram Type Blowout Preventers, Closing Unit and Choke Manifold System. | A positive use determination of 100% for the Drilling Mud Recycling System and the Drilling Rig Spill Response System. | 2008-10-15 | 1343860 | 100
12770 | T1 | Nabors Drilling USA LP | Nabors Drilling USA Rig #711 | 1.9 Mi Ese Joaquin | Joaquin | TX |  | Shelby | CN600290928 | RN100699271 | Drilling Mud Recycling System consisting of Shaker Tanks, Shale Shakers, Desilter, Desander, & Degasser. Drilling Rig Spill Response equipment: includes only the Ram Type Blowout Preventers, Closing Unit and Choke Manifold System. | A positive use determination of 100% for the Drilling Mud Recycling System and the Drilling Rig Spill Response System. | 2008-10-15 | 874660 | 100
12771 | T1 | Nabors Drilling USA LP | Nabors Drilling USA Rig #716 | 8.5 Mi SE of Center | Center | TX |  | Shelby | CN600290928 | RN100699271 | Drilling Mud Recycling System consisting of Shaker Tanks, Shale Shakers, Desilter, Desander, & Degasser. Drilling Rig Spill Response equipment: includes only the Ram Type Blowout Preventers, Closing Unit and Choke Manifold System. | A positive use determination of 100% for the Drilling Mud Recycling System and the Drilling Rig Spill Response System. | 2008-10-15 | 1188260 | 100
12772 | T1 | Nabors Drilling USA LP | Nabors Drilling USA Rig #773 | 10.9 Mi SW of Center | Center | TX |  | Shelby | CN600290928 | RN100699271 | Drilling Mud Recycling System consisting of Shaker Tanks, Shale Shakers, Desilter, Desander, & Degasser. Drilling Rig Spill Response equipment: includes only the Ram Type Blowout Preventers, Closing Unit and Choke Manifold System. | A positive use determination of 100% for the Drilling Mud Recycling System and the Drilling Rig Spill Response System. | 2008-10-15 | 1115260 | 100
12773 | T1 | Nabors Drilling USA LP | Nabors Drilling USA Rig #F01 | 1.9 Mi NW of Nemo | Nemo | TX |  | Somervell | CN600290928 | RN100699271 | Drilling Mud Recycling System consisting of Shaker Tanks, Shale Shakers, Desilter, Desander, & Degasser. Drilling Rig Spill Response equipment: includes only the Ram Type Blowout Preventers, Closing Unit and Choke Manifold System. Installed a low NOx Combustion System. | A positive use determination of 100% for the Drilling Mud Recycling System, the Drilling Rig Spill Response System, and the Low NOx Combustion System. | 2008-10-15 | 1568660 | 100
12774 | T1 | Nabors Drilling USA LP | Nabors Drilling USA Rig #322 | 490 W To Lopez Rd | McCook | TX |  | Starr | CN600290928 | RN100699271 | Drilling Mud Recycling System consisting of Shaker Tanks, Shale Shakers, Desilter, Desander, & Degasser. Drilling Rig Spill Response equipment: includes only the Ram Type Blowout Preventers, Closing Unit and Choke Manifold System. | A positive use determination of 100% for the Drilling Mud Recycling System and the Drilling Rig Spill Response System. | 2008-10-15 | 1306660 | 100
12775 | T1 | Nabors Drilling USA LP | Nabors Drilling USA Rig #768 | 2294 N of McCook | McCook | TX |  | Starr | CN600290928 | RN100699271 | Drilling Mud Recycling System consisting of Shaker Tanks, Shale Shakers, Desilter, Desander, & Degasser. Drilling Rig Spill Response equipment: includes only the Ram Type Blowout Preventers, Closing Unit and Choke Manifold System. Installed a low NOx Combustion System. | A positive use determination of 100% for the Drilling Mud Recycling System, the Drilling Rig Spill Response System, and the Low NOx Combustion System. | 2008-10-15 | 1786060 | 100
12776 | T1 | Nabors Drilling USA LP | Nabors Drilling USA Rig #840 | FM 2360, Rio Grande | Rio Grande | TX |  | Starr | CN600290928 | RN100699271 | Drilling Mud Recycling System consisting of Shaker Tanks, Shale Shakers, Desilter, Desander, & Degasser. Drilling Rig Spill Response equipment: includes only the Ram Type Blowout Preventers, Closing Unit and Choke Manifold System. | A positive use determination of 100% for the Drilling Mud Recycling System and the Drilling Rig Spill Response System. | 2008-10-15 | 1379260 | 100
12777 | T1 | Nabors Drilling USA LP | Nabors Drilling USA Rig #279 | Tarrant County | Fort Worth | TX |  | Tarrant | CN600290928 | RN100699271 | Drilling Mud Recycling System consisting of Shaker Tanks, Shale Shakers, Desilter, Desander, & Degasser. Drilling Rig Spill Response equipment: includes only the Ram Type Blowout Preventers, Closing Unit and Choke Manifold System. | A positive use determination of 100% for the Drilling Mud Recycling System and the Drilling Rig Spill Response System. | 2008-10-15 | 1085060 | 100
12778 | T1 | Nabors Drilling USA LP | Nabors Drilling USA Rig #390 | Tarrant County | Fort Worth | TX |  | Tarrant | CN600290928 | RN100699271 | Drilling Mud Recycling System consisting of Shaker Tanks, Shale Shakers, Desilter, Desander, & Degasser. Drilling Rig Spill Response equipment: includes only the Ram Type Blowout Preventers, Closing Unit and Choke Manifold System. | A positive use determination of 100% for the Drilling Mud Recycling System and the Drilling Rig Spill Response System. | 2008-10-15 | 941660 | 100
12779 | T1 | Nabors Drilling USA LP | Nabors Drilling USA Rig #506 | Lynch 201-H | Encana | TX |  | Tarrant | CN600290928 | RN100699271 | Drilling Mud Recycling System consisting of Shaker Tanks, Shale Shakers, Desilter, Desander, & Degasser. Drilling Rig Spill Response equipment: includes only the Ram Type Blowout Preventers, Closing Unit and Choke Manifold System. | A positive use determination of 100% for the Drilling Mud Recycling System and the Drilling Rig Spill Response System. | 2008-10-15 | 1236260 | 100
12780 | T1 | Nabors Drilling USA LP | Nabors Drilling USA Rig #712 | 1.6 Mi N of Benbrook | Benbrook | TX |  | Tarrant | CN600290928 | RN100699271 | Drilling Mud Recycling System consisting of Shaker Tanks, Shale Shakers, Desilter, Desander, & Degasser. Drilling Rig Spill Response equipment: includes only the Ram Type Blowout Preventers, Closing Unit and Choke Manifold System. | A positive use determination of 100% for the Drilling Mud Recycling System and the Drilling Rig Spill Response System. | 2008-10-15 | 1188260 | 100
12781 | T1 | Nabors Drilling USA LP | Nabors Drilling USA Rig #420 | Sec 63 Blk B-2 Cdsd&Rgng | Tarrant County | TX |  | Terrell | CN600290928 | RN100699271 | Drilling Mud Recycling System consisting of Shaker Tanks, Shale Shakers, Desilter, Desander, & Degasser. Drilling Rig Spill Response equipment: includes only the Ram Type Blowout Preventers, Closing Unit and Choke Manifold System. | A positive use determination of 100% for the Drilling Mud Recycling System and the Drilling Rig Spill Response System. | 2008-10-15 | 1209260 | 100
12782 | T1 | Nabors Drilling USA LP | Nabors Drilling USA Rig #641 | 23 Mi S of Sheffield | Sheffield | TX |  | Terrell | CN600290928 | RN100699271 | Drilling Mud Recycling System consisting of Shaker Tanks, Shale Shakers, Desilter, Desander, & Degasser. Drilling Rig Spill Response equipment: includes only the Ram Type Blowout Preventers, Closing Unit and Choke Manifold System. | A positive use determination of 100% for the Drilling Mud Recycling System and the Drilling Rig Spill Response System. | 2008-10-15 | 1994860 | 100
12783 | T1 | Nabors Drilling USA LP | Nabors Drilling USA Rig #709 | Wagner's Yard | Sanderson | TX |  | Terrell | CN600290928 | RN100699271 | Drilling Mud Recycling System consisting of Shaker Tanks, Shale Shakers, Desilter, Desander, & Degasser. Drilling Rig Spill Response equipment: includes only the Ram Type Blowout Preventers, Closing Unit and Choke Manifold System. | A positive use determination of 100% for the Drilling Mud Recycling System and the Drilling Rig Spill Response System. | 2008-10-15 | 1000640 | 100
12784 | T1 | Nabors Drilling USA LP | Nabors Drilling USA Rig #F03 | 10.5 Mi Wnw of Woodville | Woodville | TX |  | Tyler | CN600290928 | RN100699271 | Drilling Mud Recycling System consisting of Shaker Tanks, Shale Shakers, Desilter, Desander, & Degasser. Drilling Rig Spill Response equipment: includes only the Ram Type Blowout Preventers, Closing Unit and Choke Manifold System. Installed a low NOx Combustion System. | A positive use determination of 100% for the Drilling Mud Recycling System, the Drilling Rig Spill Response System, and the Low NOx Combustion System. | 2008-10-15 | 1510620 | 100
12785 | T1 | Nabors Drilling USA LP | Nabors Drilling USA Rig #141 | FM 1787 & FM 1788 | Rankin | TX |  | Upton | CN600290928 | RN100699271 | Drilling Mud Recycling System consisting of Shaker Tanks, Shale Shakers, Desilter, Desander, & Degasser. Drilling Rig Spill Response equipment: includes only the Ram Type Blowout Preventers, Closing Unit and Choke Manifold System. | A positive use determination of 100% for the Drilling Mud Recycling System and the Drilling Rig Spill Response System. | 2008-10-15 | 2497660 | 100
12786 | T1 | Nabors Drilling USA LP | Nabors Drilling USA Rig #294 | Sec 75 Blk Jade, Gc#Sf Su | Val Verde Cnty | TX |  | Val Verde | CN600290928 | RN100699271 | Drilling Mud Recycling System consisting of Shaker Tanks, Shale Shakers, Desilter, Desander, & Degasser. Drilling Rig Spill Response equipment: includes only the Ram Type Blowout Preventers, Closing Unit and Choke Manifold System. | A positive use determination of 100% for the Drilling Mud Recycling System and the Drilling Rig Spill Response System. | 2008-10-15 | 1258660 | 100
12787 | T1 | Nabors Drilling USA LP | Nabors Drilling USA Rig #722 | Hwy 2688, Catarina | Catarina | TX |  | Webb | CN600290928 | RN100699271 | Drilling Mud Recycling System consisting of Shaker Tanks, Shale Shakers, Desilter, Desander, & Degasser. Drilling Rig Spill Response equipment: includes only the Ram Type Blowout Preventers, Closing Unit and Choke Manifold System. | A positive use determination of 100% for the Drilling Mud Recycling System and the Drilling Rig Spill Response System. | 2008-10-15 | 584760 | 100
12788 | T1 | Nabors Drilling USA LP | Nabors Drilling USA Rig #771 | FM 524 | East Bernard | TX |  | Wharton | CN600290928 | RN100699271 | Drilling Mud Recycling System consisting of Shaker Tanks, Shale Shakers, Desilter, Desander, & Degasser. Drilling Rig Spill Response equipment: includes only the Ram Type Blowout Preventers, Closing Unit and Choke Manifold System. | A positive use determination of 100% for the Drilling Mud Recycling System and the Drilling Rig Spill Response System. | 2008-10-15 | 1548260 | 100
12789 | T1 | Nabors Drilling USA LP | Nabors Drilling USA Rig #F06 | 5 Mi WSW of Allison | Allison | TX |  | Wheeler | CN600290928 | RN100699271 | Drilling Mud Recycling System consisting of Shaker Tanks, Shale Shakers, Desilter, Desander, & Degasser. Drilling Rig Spill Response equipment: includes only the Ram Type Blowout Preventers, Closing Unit and Choke Manifold System. Installed a low NOx Combustion System. | A positive use determination of 100% for the Drilling Mud Recycling System, the Drilling Rig Spill Response System, and the Low NOx Combustion System. | 2008-10-15 | 1568660 | 100
12790 | T1 | Nabors Drilling USA LP | Nabors Drilling USA Rig #530 | Wise County | Decatur | TX |  | Wise | CN600290928 | RN100699271 | Drilling Mud Recycling System consisting of Shaker Tanks, Shale Shakers, Desilter, Desander, & Degasser. Drilling Rig Spill Response equipment: includes only the Ram Type Blowout Preventers, Closing Unit and Choke Manifold System. | A positive use determination of 100% for the Drilling Mud Recycling System and the Drilling Rig Spill Response System. | 2008-10-15 | 768860 | 100
12791 | T1 | Nabors Drilling USA LP | Nabors Drilling USA Rig #764 | Inside of Decatur | Decatur | TX |  | Wise | CN600290928 | RN100699271 | Drilling Mud Recycling System consisting of Shaker Tanks, Shale Shakers, Desilter, Desander, & Degasser. Drilling Rig Spill Response equipment: includes only the Ram Type Blowout Preventers, Closing Unit and Choke Manifold System. | A positive use determination of 100% for the Drilling Mud Recycling System and the Drilling Rig Spill Response System. | 2008-10-15 | 955460 | 100
12792 | T1 | Nabors Drilling USA LP | Nabors Drilling USA Rig #456 | Kinder Morgan Meter Stn | Zapata | TX |  | Zapata | CN600290928 | RN100699271 | Drilling Mud Recycling System consisting of Shaker Tanks, Shale Shakers, Desilter, Desander, & Degasser. Drilling Rig Spill Response equipment: includes only the Ram Type Blowout Preventers, Closing Unit and Choke Manifold System. | A positive use determination of 100% for the Drilling Mud Recycling System and the Drilling Rig Spill Response System. | 2008-10-15 | 1223260 | 100
12793 | T1 | Nabors Drilling USA LP | Nabors Drilling USA Rig #710 | 2100 Crosby Dayton Rd | Crosby | TX |  | Harris | CN600290928 | RN100699271 | Drilling Mud Recycling System consisting of Shaker Tanks, Shale Shakers, Desilter, Desander, & Degasser. Drilling Rig Spill Response equipment: includes only the Ram Type Blowout Preventers, Closing Unit and Choke Manifold System. | A positive use determination of 100% for the Drilling Mud Recycling System and the Drilling Rig Spill Response System. | 2008-10-15 | 1198900 | 100
12794 | T1 | Nabors Drilling USA LP | Nabors Drilling USA Rig #714 | Tarrant County | Fort Worth | TX |  | Tarrant | CN600290928 | RN100699271 | Drilling Mud Recycling System consisting of Shaker Tanks, Shale Shakers, Desilter, Desander, & Degasser. Drilling Rig Spill Response equipment: includes only the Ram Type Blowout Preventers, Closing Unit and Choke Manifold System. | A positive use determination of 100% for the Drilling Mud Recycling System and the Drilling Rig Spill Response System. | 2008-10-15 | 1472060 | 100
12795 | T1 | Nabors Drilling USA LP | Nabors Drilling USA Rig #623 | Hwy 214 | Anderson | TX |  | Grimes | CN600290928 | RN100699271 | Drilling Mud Recycling System consisting of Shaker Tanks, Shale Shakers, Desilter, Desander, & Degasser. Drilling Rig Spill Response equipment: includes only the Ram Type Blowout Preventers, Closing Unit and Choke Manifold System. | A positive use determination of 100% for the Drilling Mud Recycling System and the Drilling Rig Spill Response System. | 2008-10-15 | 1664060 | 100
12796 | T1 | Nabors Drilling USA LP | Nabors Drilling USA Rig #715 | Paloma Res, Forest Ln 1H | Johnson Cnty | TX |  | Johnson | CN600290928 | RN100699271 | Drilling Mud Recycling System consisting of Shaker Tanks, Shale Shakers, Desilter, Desander, & Degasser. Drilling Rig Spill Response equipment: includes only the Ram Type Blowout Preventers, Closing Unit and Choke Manifold System. | A positive use determination of 100% for the Drilling Mud Recycling System and the Drilling Rig Spill Response System. | 2008-10-15 | 1459940 | 100
12797 | T1 | Nabors Drilling USA LP | Nabors Drilling USA Rig #216 | 83 South | Zapata | TX |  | Zapata | CN600290928 | RN100699271 | Drilling Mud Recycling System consisting of Shaker Tanks, Shale Shakers, Desilter, Desander, & Degasser. Drilling Rig Spill Response equipment: includes only the Ram Type Blowout Preventers, Closing Unit and Choke Manifold System. | A positive use determination of 100% for the Drilling Mud Recycling System and the Drilling Rig Spill Response System. | 2008-10-15 | 1223260 | 100
12798 | T1 | Nabors Drilling USA LP | Nabors Drilling USA Rig #316 | 21 Mi SE of Canadian | Canadian | TX |  | Hemphill | CN600290928 | RN100699271 | Drilling Mud Recycling System consisting of Shaker Tanks, Shale Shakers, Desilter, Desander, & Degasser. Drilling Rig Spill Response equipment: includes only the Ram Type Blowout Preventers, Closing Unit and Choke Manifold System. | A positive use determination of 100% for the Drilling Mud Recycling System and the Drilling Rig Spill Response System. | 2008-10-15 | 1857860 | 100
12799 | T1 | 3M Company | 3M Company | 4501 Hwy 377 S | Brownwood | TX | 76801 | Brown | CN600291397 | RN100219005 | Four cartridge filter dust control systems were installed as part of a project to collect dust during the addition of powders and pigments into liquid solutions in a series of mixing vessels in the Mixing and Milling department. | A positive use determination of 100% for the four cartridge dust control systems installed in the Mixing and Milling Department. | 2008-10-15 | 554036 | 100
12800 | T1 | International Paper | Intl Paper - San Antonio | 610 Pop Gunn Dr | San Antonio | TX | 78219 | Bexar | CN601047830 | RN102360229 | Dust collection cyclone used to collect air contaminates from the process lines. The process reduces possible air contamination. | A positive use determination of 100% for the dust collection cyclone installed to collect air contaminates from the process line. | 2008-10-01 | 133153.41 | 100
12801 | T1 | ISP Technologies Inc | ISP Technologies Texas City Plant | 4501 Attwater Ave | Texas City | TX | 77592 | Galveston | CN600505580 | RN100825272 | A wet scrubber was installed on the number 1 spray dryer in order to reduce the release of solids from the stack. Installed continuous emission monitoring systems for the # 1 & #2 boilers, equipment included the CEMS units, electrical work and 10' by 10' platform. Flare Upgrade Projects: Installed ignitors and hand isolation valves on existing flares. Modified vent gas scrubber piping to allow for the installation of additional instrumentation. Completed three dust control projects which include Bag filters added to the treated PVP exhaust system, installation of a house dust collector and associated ductwork & blower, and a SS bag filter housing was added to the drum filing exhaust. Carbon Filter Canisters on Vents: Carbon System with cycle sorbs piping, carbon system w civil structural, two filter-carbon treatment-PVP, carbon treatment screen door, piping & insulation /PVP carbon treatment filters, carbon bed, carbon absorbers (1, 2, & 3), two treated pvc carbon removal filters, carbon treatment-cc K-30ci piping TX and flow meter, and PVP carbon treatment/hose/pipe modifications. Exhaust system improvements: Lab sink exhaust hood and warehouse exhaust improvements. | A positive use determination of 100% for the wet scrubber which was installed on the number 1 spray dryer; the continuous emission monitoring systems for the # 1 & #2 boilers; the Flare Upgrade Projects; the modified vent gas scrubber piping; the three dust control projects; the carbon filters, absorbers and associated piping which were installed throughout the plant; and the two exhaust modifications. The Cooling Tower VOC Stripper and the Air Curtain Carbon Treatment East Wall were removed from consideration by the applicant. | 2008-12-19 | 1533500 | 100
12802 | T1 | ISP Technologies Inc | ISP Technologies Texas City Plant | 4501 Attwater Ave | Texas City | TX | 77592 | Galveston | CN600505580 | RN100825272 | Total Organic Carbon and pH monitors were installed to monitor chemical sewer parameters. Made modifications to the deepwell injection system including modifications to pumps, piping and control systems. Added aerators to the three day waste water holding pond. Numerous water pollution projects which have been performed since 1995 primarily modifications to the systems associated with the treatment of wastewater, including collection, treatment and ponds. | A positive use determination of 100% for the TOC and pH monitors for the chemical sewers, the aerators for the wastewater pond, the injection well modifications and improvements and the miscellaneous water pollution related projects. | 2008-10-15 | 1395000 | 100
12803 | T1 | ISP Technologies Inc | ISP Technologies Texas City Plant | 4501 Atwater Ave | Texas City | TX | 77590 | Galveston | CN600505580 | RN100825272 | Storm water pond revisions | A positive use determination of 100% for the revisions and improvements made to the storm water pond. | 2008-10-15 | 396000 | 100
12804 | T1 | Albemarle Catalysts Co LP | Albemarle Bayport Catalysts Plant | 13000 Bay Park Rd | Pasadena | TX | 77507 | Harris | CN602686180 | RN100211523 | Installed particulate capture system and VOC burner with associated infrastructure for particulate emissions from HPC catalyst reactor. | A positive use determination of 100% for the particulate capture system and the VOC burner. | 2008-11-05 | 786115 | 100
12805 | T1 | Albemarle Catalysts Co LP | Albemarle Bayport Catalysts Plant | 13000 Bay Park Rd | Pasadena | TX | 77507 | Harris | CN602686180 | RN100211523 | Install pumps (Biosan Sump Pumps 4138-111, 4138-112, & 4138-619) and piping (HPC South OSBL Y-43892) to handle process waste water from HPC catalyst reactor. | A positive use determination of 100% for Biosan Sump Pumps 4138-111, 4138-112, & 4138-619 and the HPC South OSBL piping (Y-43892) installed to handle process waste water from the HPC catalyst reactor. | 2008-10-24 | 457723 | 100
12806 | T1 | Albemarle Corporation | Albemarle Pasadena Alkyls Plant | 2500 N South St | Pasadena | TX | 77503 | Harris | CN600129589 | RN100218247 | MP1 Scrubber Improvements: piping, electrical and instrumentation improvements made for the MP1 Scrubber. HRVOC Reduction: Installed nitrogen knockout pots and associated piping, instrumentation and nitrogen blanket regulators. This equipment allows for the stripping of ethylene to the wet flare. Low NOx Burners: installed on furnace F-4502. Includes burners, piping, instrumentation and structural steel. | A positive use determination of 100% for the MP1 Scrubber Improvements which include piping, electrical and instrumentation improvements and the HRVOC Reduction project consisting of nitrogen knockout pots and associated piping, instrumentation and steam tracing and insulation. For the F-4502 Low NOx Burner project a positive use determination of 100% of the incremental cost difference between the cost of the new burners and the cost of the previous burners. A negative determination for the nitrogen blanket regulators. Nitrogen blankets are used to reduce the likelihood of a fire and help prevent corrosion and are not considered to be pollution control property. | 2008-11-25 | 1785706 | 100
12807 | T1 | ACCP Inc | ACCP USDA Storage & Treatment Facility | 2728 Appelt | Houston | TX | 77015 | Harris | CN600882062 | RN105644637 | The following is from PEL, Part A, adopted under Texas Tax Code (TTC) 11.31: (1) Approximately (238' x 145') or 34, 510 square feet is used for the sole purpose of containment of runoff from rainwater. (2) Five USDA Cooker Containers. (3) Approximately (75' x 121') or 9,075 square feet warehouse is being used to house boiler and other sterilizer equipment. (4) Twenty ( 17 40 cubic yds., 2 20 cubic yds., & 1 30 cubic yds.) containers used for transportation, containment & treatment. (5) Helped with disaster cleanups. (6) Two compactor. (7) Shredder which separates wood from metal. (8) Excavator used to move wood waste. (9) Bobcat used to move wood. (10) Septic treatment system. (11) Hand operated sprayers used to decontaminate trucks and containers. (12) Storage container for oily rags, sludge, and other petro-by products. | A positive use determination of 100% for the Stormwater Containment/Diversion property consisting of approximately 34,510 square feet of land, the Septic System, and the Hand Operated Sprayers used as decontamination equipment. The five USDA Cooker Containers; the 75' x 121' warehouse used to house the boiler and other sterilizer equipment; the twenty containers used for transportation, containment & treatment; the helped with disaster cleanups; the two compactors; the shredder; the Excavator; the Bobcat; and the Storage Container for oily rags, sludge, and other petro-by products are used as process equipment at this facility. A negative determination is issued for this equipment. | 2009-02-24 | 73265 | 100
12808 | T1 | Masco Builder Cabinet Group | Masco Builder Cabinet Group | 621 - 678 Hall St | Cedar Hill | TX | 75104 | Dallas | CN603315011 | RN100210210 | Equipment, including dust collection and control property, a thermal oxidizer, and exhaust stack modifications, were installed in order to control dust and VOC emissions generated during the production process. | A positive use determination of 100% for the dust control and collection equipment, the stack modifications and the thermal oxidizer. | 2008-12-19 | 1717243.13 | 100
12809 | T1 | Masco Builder Cabinet Group | Masco Builder Cabinet Group | 515 Big Stone Gap Rd | Duncanville | TX | 75137 | Dallas | CN603315011 | RN102593894 | Equipment installed in order to control dust, paint overspray, scrap wood, and fumes generated during the production process. | A positive use determination of 100% for the dust control equipment, the vortex wood waste grinder, the overspray baffles installed in the nine paint booths, and the thermal oxidizer related projects. | 2008-12-19 | 2686394.36 | 100
12810 | T1 | Brass-Craft Manufacturing Company | Brass-Craft Manufacturing | 555 S Lancaster-Hutchins Rd | Lancaster | TX | 75146 | Dallas | CN603097684 | RN102592599 | The following equipment: Plater ventilation, air filtration system, waste treatment upgrade, membranes for reverse osmosis units, wastewater collection pit, waste treatment upgrade, and sump sucker. | A positive use determination of 100% for two scrubbers used in the plater ventilation system, the waste treatment upgrade consisting of three tanks, the membranes for the reverse osmosis units, the wastewater collection pit, and the expansion of the wastewater treatment building. A negative determination for the air filtration system which was not adequately described and for the sump sucker which is not considered to be spill response equipment. | 2009-04-15 | 337235.62 | 100
12811 | T1 | Behr Process Corporation | Behr Process Corporation | 701 Gateway Parkway | Roanoke | TX | 76262 | Denton | CN600308258 | RN104928932 | Milling-1 Dust collector and NSP Room Dust Collection System used to remove particulates from the air from the manufacturing process and transfer it to a baghouse.. | A positive use determination of 100% for the Milling -1 Dust Collector and the NSP Room Dust Collector System. | 2008-11-25 | 168121 | 100
12812 | T2 | 3M Company | 3M Company | 4501 Hwy 377 S | Brownwood | TX | 76801 | Brown | CN600291397 | RN100219005 | The large mixing vessels in the Mixing/Milling Area, which include Units 12 (300 gallon), 19 (1000 gallon), 21 (1000 gallon), and Sandmill (2 - 500 gallon vessels), were retrofitted with sealed lids, chilled refrigerated condensers, an inerting system using nitrogen, high speed cleaning nozzles, and a Clean-In-Place (CIP) system. Property includes: 1). Kettles 12, 19, 21, & Sandmill Upgrades including sealed lids, inerting system, piping, ducts, controls, pumps, mechanical components, etc. 2). CIP System includes Vapor/Liquid recovery equipment including piping, pumps, tanks, chilled water condensers, cleaning nozzles, controls, and mechanical components. | A positive use determination of 100% for the upgrades to Kettles #12, 19, 21 and the two Sandmill vessels including the sealed lids, inerting system, piping, ducts, controls, pumps, mechanical components, etc. A positive use determination of 100% for the Clean-In-Place System consisting of piping, pumps, tanks, chilled water condensers, cleaning nozzles, controls and mechanical components. | 2009-02-20 | 2245163 | 100
12813 | T1 | Buc-ee's Ltd | Buc-ee's #20 | 11151 Shadow Creek Parkway | Pearland | TX | 77584 | Brazoria | CN600777452 | RN105156236 | The following service station related equipment. Stage II Vapor Recovery. Compactor. Ozone odor control for compactor area. Automatic Shut-Off Valves. Overfill Alarms. Vent Restriction Devices. Under Dispenser Sumps. Automatic Line Leak Detectors. Automatic Tank Gauging. Under Pump Check Valve. Tight Fill Fittings. Tightness Testing Equipment. | A positive use determination of 100% for the Stage II Vapor Recovery equipment, the Compactor, the Ozone Odor Control for the compactor area, the Automatic Shut-Off Valves, the Overfill Alarms, the Vent Restriction Devices, the Under Dispenser Sumps, the Automatic Line Leak Detectors, the Automatic Tank Gauging, the Under Pump Check Valve, the Tight Fill Fittings, and the Tightness Testing Equipment. | 2009-06-01 | 25993.44 | 100
12814 | T1 | Cameron Internat'L Compression Systems | Cameron Compression Systems | 16250 Port Northwest Dr | Houston | TX | 77041 | Harris | CN600374821 | RN106068091 | Fabric screen filters installed on four blast cabinets; installed six Aercology Dust Collection Pollution Control Systems on six pieces of equipment (on Mazak 350, G&L 36, G&L 48, G&L 54, Orion, and Malak FH 10800); and installed five fabric screens on a tooling grinder. | A positive use determination of 100% for the fabric screen filters for the four blast cabinets; the six Aercology Dust Collection Pollution Control Systems, and the five fabric screens for the tooling grinder. | 2009-02-04 | 195179 | 100
12815 | T1 | Oxy Vinyls LP | Pasadena PVC Plant | 4403 Pasadena Fwy | Pasadena | TX | 77503 | Harris | CN600129126 | RN102518065 | Rehabilitation of Clarifier II0B in wastewater control system. Project includes removal and replacement of the clarifier mechanism, along with structural repairs to the tank and tank walls. | A positive use determination of 100% for the project to rehabilitate Clarifier II0B. | 2009-02-04 | 345000 | 100
12816 | T1 | Oxy Vinyls LP | Pasadena PVC Plant | 4403 Pasadena Fwy | Pasadena | TX | 77503 | Harris | CN600129126 | RN102518065 | Convert the RECO system from cooling water to refrigerated water to eliminate the need to install CEMS on cooling tower water. RECO system is needed to recover vinyl chloride monomer from the nitrogen gas sweep system. Installed a closed loop refrigerated water system. | A positive use determination of 100% for the project to convert the RECO system from cooling water to refrigerated water. | 2009-02-24 | 208000 | 100
12817 | T1 | Oxy Vinyls LP | La Porte Vcm Plant | 2400 Miller Cut-Off Rd | La Porte | TX | 77571 | Harris | CN600129126 | RN100224674 | 24 PSVs were installed on the VCM transfer and rework piping to the VCM Tank Farm. The valves reduce the risk of equipment and piping failure if liquid VCM is trapped in an isolated section of piping. Each PSV allow excess pressure to vent into a surge collector drum if there is excessive pressure. | A positive use determination of 100% for the project to install the 24 PSV's which vent into the surge collection drum. | 2009-02-04 | 350000 | 100
12818 | T1 | Oxy Vinyls LP | La Porte Vcm Plant | 2400 Miller Cut-Off Rd | La Porte | TX | 77571 | Harris | CN600129126 | RN100224674 | Purchased and installed new burner management system for vent gas incinerators. System includes redundant programmable controllers integrated into existing distributive control system in the control bldg. | A positive use determination of 100% for the project to install the new burner management system. | 2009-02-10 | 637000 | 100
12819 | T4 | Oxy Vinyls LP | Battleground Cogeneration | Hwy 134 @ Battleground Rd | La Porte | TX | 77571 | Harris | CN600129126 | RN100217363 | Installed a new HRSG. | A negative determination. Heat recovery steam generators and associated dedicated ancillary equipment are used solely for production; therefore, are not eligible for a positive use determination. | 2012-08-14 | 6000000 | 100
12820 | T4 | Oxy Vinyls LP | Battleground Cogeneration | Hwy 134 And Battleground Rd | La Porte | TX | 77571 | Harris | CN600129126 | RN100217363 | This project installed new ductwork for the two heat recovery steam generators (HRSGs). Use of the HRSGs improves the thermal efficiency of the facility. | A negative determination. Heat recovery steam generators and associated dedicated ancillary equipment are used solely for production; therefore, are not eligible for a positive use determination. | 2012-07-05 | 5630000 | 100
12821 | T4 | Oxy Vinyls LP | Battleground Cogeneration | Hwy 134 And Battleground Rd | La Porte | TX | 77571 | Harris | CN600129126 | RN100217363 | This project replaced burners in both heat recovery steam generators (HRSG) and installed additional bracing for the walls and span. Use if the HRSGs improved the thermal efficiency of the power plant. | Returned for failure to respond to a deficiency letter. | 2012-07-05 | 310000 | 100
12822 | T4 | Ingleside Cogeneration LP | Ingleside Cogeneration | Highway 361 | Gregory | TX | 78359 | San Patricio | CN601296676 | RN100211176 | This project installed two heat recovery steam generators (HRSGs). Use of the HRSGs increases the thermal efficiency of the facility. | A negative determination. Heat recovery steam generators and associated dedicated ancillary equipment are used solely for production; therefore, are not eligible for a positive use determination. | 2012-07-05 | 39598000 | 100
12823 | T1 | S & S Plating | S&S Plating | 5614 Nunn St | Houston | TX | 77087 | Harris | CN600546519 | RN100870146 | Two wastewater treatment plants with buildings | A positive use determination of 100% for the two wastewater treatment plants and the two buildings used to house the wastewater treatment plants. This use determination is valid only for that portion of the building which is actually used to house the wastewater treatment equipment. | 2009-02-19 | 841865.07 | 100
12824 | T1 | Agricultural Services Inc | Agricultural Services Inc | 7600 Alumax Dr | Texarkana | TX | 75501 | Bowie | CN600388300 | RN100681154 | Installed a 250 barrel aeration mixing tank which will be used to store and pretreat wastewater before release to the POTW. | A positive use determination of 100% for the 250 barrel aeration tank. | 2009-02-04 | 9282.58 | 100
12825 | T1 | Southwestern Public Service Co | Harrington Station | 8400 Lakeside Dr | Amarillo | TX | 79108 | Potter | CN601481336 | RN100224849 | Replacement of two groundwater recovery wells (T83 and T84). | A positive use determination of 100% for the replacement of groundwater recovery wells T83 & T84. | 2009-02-17 | 75314 | 100
12826 | T4 | Gim Channelview Cogeneration LLC | Channelview Cogeneration Facility | 8580 Sheldon Road | Houston | TX | 77049 | Harris | CN603385741 | RN100220276 | This project installed four heat recovery steam generators (HRSGs) and an enhanced steam turbine at a combined cycle power plant. Use of this equipment improves thermal efficiency of the facility. | A negative determination. Heat recovery steam generators and associated dedicated ancillary equipment are used solely for production; therefore, are not eligible for a positive use determination. | 2014-09-24 | 72790741 | 61
12827 | T1 | Georgia Pacific Wood Products South, LLC | Camden Georgia Pacific Wood Products Sou | 20125 E FM 942 | Camden | TX | 75934 | Polk | CN603181850 | RN101286227 | Installed a catalytic oxidizer for the veneer dryers. The environmental benefit will be a reduction in organic hazardous air pollutants acetaldehyde, acrolein, formaldehyde, ethanol, and propionaldehyde. | A positive use determination of 100% for the Catalytic Oxidizer installed on the Veneer Dryers. | 2009-01-09 | 5700000 | 100
12828 | T1 | DG Marine Transportation, LLC | DG Marine Transportation, LLC | 7438 Airport Blvd | Houston | TX | 77061 | Harris | CN604608802 | RN109628065 | Double hull barges G3000, G3002, G3003, G3005, G3008, G3009, G3801, G3803, G3804, and G3806 | A positive use determination of 30% for the following double-hulled barges: G3000, G3002, G3003, G3005, G3008, G3009, G3801, G3803, G3804, and G3806 | 2009-01-13 | 29170000 | 30
12829 | T1 | Agricultural Services, Inc | Agricultural Services, Inc | 1013 Ih 45 S | Hutchins | TX | 75141 | Dallas | CN600388300 | RN104963202 | Screen conveyor with sump and pump; 3 settling tanks/B Cone tanks; and 3 2000-gal separation tanks | A positive use determination of 100% for the screen conveyor with sump and pump, the three cone tanks used settling tanks, and the three 2,000 gallon separation tanks. | 2009-01-09 | 212215 | 100
12830 | T1 | Southwestern Public Service Co | Harrington Station | 8400 N Lakeside Rd | Amarillo | TX | 79108 | Potter | CN601481336 | RN100224849 | Replaced elevator to Ash Silo Unit 3 to allow access to particulate controls. | A positive use determination of 100% for the Unit 3 Ash Silo elevator. | 2009-02-17 | 297287 | 100
12831 | T1 | Southwestern Public Service Co | Nichols Station | 7201 N Lakeside Rd | Amarillo | TX | 79108 | Potter | CN601481336 | RN100224641 | New sulfur analyzer for coal. Used to predict sulfur emissions from coal fired power plant. | A positive use determination of 100% for the sulfur analyzer. | 2009-02-17 | 33845 | 100
12832 | T1 | Southwestern Public Service Co | Harrington Station | 8400 Lakeside Dr | Amarillo | TX | 79108 | Potter | CN601481336 | RN100224849 | New flue gas analyzers and CEMS reference equipment for relative accuracy test audits test trailer. | A positive use determination for the new flue gas analyzers and the CEMS Reference equipment.. | 2009-02-17 | 54816 | 100
12833 | T1 | Southwestern Public Service Co | Tolk Station | 3 Mi S On FM2910 | Sudan | TX | 79347 | Lamb | CN601481336 | RN100224534 | Added steel reinforcement to baghouse (for higher pressure) | A positive use determination for the steel reinforcement for the baghouse. | 2009-02-17 | 617091 | 100
12834 | T1 | Rock-Tenn Co | Rock-Tenn Co Dallas Mill | 1120 E Claredon St | Dallas | TX | 75203 | Dallas | CN603527805 | RN100218668 | Returned during admin review for failure to respond. | Returned for failure to respond to a deficiency letter. | 2009-05-04 | Not in database. | 100
12835 | T1 | Cameron Internat'L Compression Systems | Cameron Compression Systems | 16250 Port Northwest Dr | Houston | TX | 77041 | Harris | CN600374821 | RN106068091 | Installed membrane filters on two paint booths; and installed thermal oxidizer on vents for paint booths. | A positive use determination of 100% for the membrane filters installed on the large and the small paint booths and for the thermal oxidizer. | 2009-02-04 | 84131.68 | 100
12836 | T1 | Cameron Internat'L Compression Systems | Cameron Compression Systems | 16250 Port Northwest Dr | Houston | TX | 77041 | Harris | CN600374821 | RN106068091 | Installed secondary containment for drums - six areas to hold four drums each, eight areas to hold two drums each, and six areas to hold one drum each; and installed secondary containment and conveyor system for industrial equipment. | A positive use determination of 100% for the twenty secondary containment areas for drums and the secondary containment and conveyor system located under the industrial equipment. | 2009-02-04 | 19000 | 100
12837 | T1 | Cameron Internat'L Compression Systems | Cameron Compression Systems | 16250 Port Northwest Dr | Houston | TX | 77041 | Harris | CN600374821 | RN106068091 | Three sweepers to control particulates on roadways; and three scrubbers for outdoor particulates. | A positive use determination for the three street sweeper/vacuum attachments and the three scrubber attachments. | 2009-04-02 | 28220 | 100
12838 | T1 | Cameron Internat'L Compression Systems | Cameron Compression Systems | 16250 Port Northwest Dr | Houston | TX | 77041 | Harris | CN600374821 | RN106068091 | Installed water analyzer to monitor oil/grease content of wastewater prior to discharge to POTW as part of pretreatment. | A positive use determination of 100% for the waste water analyzing device. | 2009-02-04 | 12000 | 100
12839 | T1 | Cameron Internat'L Compression Systems | Cameron Compression Systems | 16250 Port Northwest Dr | Houston | TX | 77041 | Harris | CN600374821 | RN106068091 | Chip bin containers for metal scraps for recycling. | A negative determination for the chip bin containers. Since the metal shavings never become a waste material these bins do not qualify as pollution control property. | 2009-04-17 | 30000
12840 | T1 | Cameron Internat'L Compression Systems | Cameron Compression Systems | 16250 Port Northwest Dr | Houston | TX | 77041 | Harris | CN600374821 | RN106068091 | Installed three Mart Washers with water recycling systems; and installed thirteen ZEP parts washers with closed-loop recycling of water. | Returned for failure to respond to a deficiency letter. | 2009-04-17 | 269723 | 100
12841 | T1 | Mgcc Texas Enterprises, LLC | Sonic Drive-In #114 | 1605 E Parmer Ln | Austin | TX | 78753 | Travis | CN603257791 | insufficient Information | Constructed a 12,150 square foot stormwater retention pond. | A positive use determination of 100% for the 12,150 square foot stormwater retention pond. | 2009-03-31 | 45997 | 100
12842 | T1 | Mgcc Texas Enterprises, LLC | Sonic Drive-In #118 | 2000 Bagdad Rd | Cedar Park | TX | 78613 | Williamson | CN603257791 | RN105363428 | Constructed a 2,700 square foot stormwater retention pond. | A positive use determination of 100% for the 2,700 square foot stormwater retention pond. | 2009-03-31 | 13500 | 100
12843 | T1 | Eastman Chemical Co | Eastman Chemical Texas Operations | 300 Kodak Blvd | Longview | TX | 75603 | Harrison | CN601214406 | RN100219815 | Flue Gas Recirculation: Two centrifugal pressure blowers with piping, instrumentation, and structural supports to re-circulate flue gas for boilers 11 and 12. | A positive use determination of 100% for the flue gas recirculation equipment including two centrifugal pressure blowers with piping, instrumentation, and structural supports to re-circulate flue gas for boilers 11 and 12. | 2009-02-04 | 345000 | 100
12844 | T1 | Rhodia Inc | Rhodia Inc | 3439 Park St | Baytown | TX | 77520 | Harris | CN600125330 | RN100211317 | Thermal oxidizer and associated equipment for VOCs in gases from transfers of sulfuric acid at dock. | A positive use determination of 100% for the thermal oxidizer and ancillary equipment installed at the dock. | 2009-02-17 | 1546776 | 100
12845 | T1 | Rhodia Inc | Rhodia Inc | 3439 Park St | Baytown | TX | 77520 | Harris | CN600125330 | RN100211317 | Replaced the pad used for sulfuric acid mist removal at the exit of the absorbing tower; and installed an optical laser instrument to measure gas flow to scrubber. | A positive use determination of 100% for the replacement of the mist pad for sulfuric acid mist removal located at the exit of absorbing tower, and the optical laser instrument gas flow meter installed on the NH3 scrubber. | 2009-03-23 | 96363.47 | 100
12846 | T1 | S & S Plating | S&S Plating | 5614 Nunn St | Houston | TX | 77087 | Harris | CN600546519 | RN100870146 | Constructed two retention ponds. One is 11,000 sq. ft. and the other is 7,450 sq. ft. | A positive use determination of 100% for the 11,000 sq. ft. retention pond and the 7,450 sq. ft. retention pond. | 2009-04-14 | 27705 | 100
12847 | T1 | S & S Plating | S&S Plating | 5614 Nunn St | Houston | TX | 77087 | Harris | CN600546519 | RN100870146 | Eight dust collectors associated with eight blast cabinets. One dust collector, exhaust fan, stack, and filter media which serve as control devices for a paint spray booth. | A positive use determination of 100% for the eight dust collectors associated with the eight blast cabinets and the dust collector, exhaust fan, stack, and filter media which serve as control devices for the paint spray booth. | 2009-03-23 | 38401.44 | 100
12848 | T1 | E I Du Pont De Nemours & Co Inc | Dupont La Porte | 12501 Strang Rd | La Porte | TX | 77571 | Harris | CN600128284 | RN100225085 | Installed new water scrubber air control device and modified existing scrubber. | A positive use determination of 100% for the project to install the new scrubber and to modify the existing scrubber. | 2009-02-04 | 3604000 | 100
12849 | T4 | South Houston Green Power, LP | Green Power 2 Cogeneration Facility | 2401 Fifth Ave S | Texas City | TX | 77592 | Galveston | CN602444622 | RN105115588 | This application covers the 102 MW Non-Condensing Steam Engine. It is used to provide pressure reduction and pressure control of the extensive medium control steam header. | A negative determination is issued for the 102MW Non-Condensing Steam Engine. This steam engine is considered to be production equipment. As production equipment the steam engine does not qualify as pollution control property. | 2009-05-22 | 32150000 | 100
12850 | T4 | South Houston Green Power, LP | Green Power 2 Cogen Facility | 2401 Fifth Ave S | Texas City | TX | 77592 | Galveston | CN602444622 | RN105115588 | Three Heat Recovery Steam Generator trains that consist of Dry-Low NOx Combustion System, Selective Catalytic Reduction technology, and HRSG Low NOx Duct Burners. The partial percentage amounts to $16.71 million. | Returned for failure to respond to a deficiency letter. | 2012-07-05 | 27400000 | 100
12851 | T4 | BP Alternative Energy | Steam Turbine Generator 805 | 2401 5Th Ave South | Texas City | TX | 77592 | Galveston | CN600866800 | RN102324829 | Added a steam condensing turbine which will use surplus steam. | A negative determination. This equipment was installed in order to turn surplus steam into energy. This is not pollution control. | 2009-04-09 | 92567000 | 100
12852 | T1 | BP Products North America Inc | Texas City Refinery | 2401 5th Avenue South | Texas City | TX | 77592 | Galveston | CN600866800 | RN102324829 | Pipe Still 3B: Atmospheric, Blowdown & Flare Relief System Project: Removed the blow down stack and routed the 128 relief valves to a closed loop relief system. Installed a new inside battery limits (ISBL) hot knockout drum and an outside battery limits (OSBL) cold knockout drum with associated 36"/42" diameter relief headers. Rerouted eight of the 18 atmospheric release valves (ARVs) to new closed relief system. Improved level instrumentation on six towers due to process tower over-fill risks and safety instrumented systems (SISs) on Crude Tower and Vacuum Tower. | A positive use determination of 100% for the Pipe Still 3B: Atmospheric, Blowdown & Flare Relief System Project which consisted of removing the blow down stack and routing 128 relief valves to a closed loop relief system; installing a new ISBL hot knockout drum and OSBL cold knockout drum along with associated 36"/42" diameter relief headers; rerouting eight ARVs to a new closed relief system; and improving the level instrumentation on six towers. | 2009-04-28 | 17600000 | 100
12853 | T1 | BP Products North America Inc | Texas City Refinery | 2401 5th Avenue South | Texas City | TX | 77592 | Galveston | CN600866800 | RN102324829 | Collect flare gases into a flare gas recovery system, including seal drums for Torches 2, 3, 4, 8, and Crude Replacement Program II. Install automated valves for Torch 5 and compressor outlet header. | A positive use determination of 100% for the flare gas recovery system which includes seal drums for Torches 2, 3, 4, 8, and Crude Replacement Program II, the automated valves for Torch 5, and the compressor outlet header discharging into the Sour Fuel Gas Header. | 2009-04-24 | 117400000 | 100
12854 | T1 | BP Products North America Inc | Texas City Refinery | 2401 5th Avenue South | Texas City | TX | 77592 | Galveston | CN600866800 | RN102324829 | Replace 12 F-1001 burners with Low NOx burners; and install fuel gas conditioning system for all burners. $4.3 million is the incremental cost difference. | A positive use determination of 100% for the fuel gas conditioning system installed on all of the burners and a positive use determination of 100% of the incremental cost difference between the cost of the new burners and the cost of the previously used burners. | 2009-03-23 | 5900000 | 100
12855 | T1 | BP Products North America Inc | Texas City Refinery | 2401 5th Avenue South | Texas City | TX | 77592 | Galveston | CN600866800 | RN102324829 | UU3 Relief System Revamp & Vessel Overfill Mitigation Project Phase 1: consists of demolishing existing UU3 Atmospheric Blow Down Stack and its associated foundations, piping, instrumentation, and electrical system; the installation of 42" piping for relief header; the installation of two new 175-gpm centrifugal pumps for the ISBL relief valve Knockout Drum; and the installation of critical alarms and redundant level instrumentation on towers 310-E, 311-E, and 318-E. | A positive use determination of 100% for the UU3 Relief System Revamp & Vessel Overfill Mitigation Project Phase 1 which consists of demolishing the existing UU3 Atmospheric Blow Down Stack and its associated foundations, piping, instrumentation, and electrical system; the installation of 42" piping for the relief header; the installation of two new 175-gpm centrifugal pumps for the ISBL relief valve Knockout Drum; and the installation of critical alarms and redundant level instrumentation on towers 310-E, 311-E, and 318-E. | 2009-04-02 | 6170000 | 100
12856 | T1 | BP Products North America Inc | Texas City Refinery | 2401 5th Avenue South | Texas City | TX | 77592 | Galveston | CN600866800 | RN102324829 | Install fail-safe emergency depressurizing system for each reactor chain on Resid Hydrotreater Unit (RHU); install new 24" flare header for new Torch 8 flare; and install instruments and controls for high/low pressure interface issues in RHU complex. | A positive use determination of 100% for the fail-safe emergency depressurizing system which was installed for each reactor train on the Resid Hydrotreater Unit; the 24" flare header installed to route depressing system to the new Torch 8 flare; and the instrumentation and controls installed to mitigate high and low pressure interface issues. | 2009-04-24 | 6300000 | 100
12857 | T1 | BP Products North America Inc | Texas City Refinery | 2401 5th Avenue South | Texas City | TX | 77592 | Galveston | CN600866800 | RN102324829 | Provide for the disposition of wash water from UU3, replace the 302-F Ultrafiner separator drum with improvements to water separation capabilities and add flow meters, control valves, and temperature instrumentation to monitor water washing. | Withdrawn by applicant | 2009-04-14 | 4000000 | 100
12858 | T1 | BP Products North America Inc | Texas City Refinery | 2401 5th Avenue South | Texas City | TX | 77592 | Galveston | CN600866800 | RN102324829 | Replaced the existing relief valve on the FCCU3 Fractionator with a system of higher capacity and lower inlet pressure drop. The system consists of tie-ins to the Fractionator overhead line, inlet block valves, rupture discs, relief valves, and discharge piping. The incremental cost is $2.1 million. | Withdrawn by applicant | 2009-04-14 | 4200000 | 100
12859 | T1 | BP Products North America Inc | Texas City Refinery | 2401 5th Avenue South | Texas City | TX | 77592 | Galveston | CN600866800 | RN102324829 | Install continuous emissions monitors with shelters. | A positive use determination of 100% for the continuous emissions monitors and the associated climate controlled shelters. | 2009-04-14 | 3700000 | 100
12860 | T1 | BP Products North America Inc | Texas City Refinery | 2401 5th Avenue South | Texas City | TX | 77592 | Galveston | CN600866800 | RN102324829 | Install large knockout drum on #3 Vent gas collection headers and install flow monitors in collection heads from refinery units. | A positive use determination of 100% for the new large knockout drum installed on the #3 Vent Gas Collection Headers and for the process instrumentation installed to monitor vent gas flows. | 2009-04-28 | 27100000 | 100
12861 | T1 | BP Products North America Inc | Texas City Refinery | 2401 5th Avenue South | Texas City | TX | 77592 | Galveston | CN600866800 | RN102324829 | Use a weathering drum system to route hydrogen sulfide streams to appropriate control units. | A positive use determination of 100% for the new weathering drum system installed to redirect hydrogen sulfide streams from the Distillate Desulfurization Unit Flare and the Distillate Hydrocarbon Flare. | 2009-04-24 | 3400000 | 100
12862 | T1 | BP Products North America Inc | Texas City Refinery | 2401 5th Avenue South | Texas City | TX | 77592 | Galveston | CN600866800 | RN102324829 | Install three pressure transmitters on cooling water pumps discharge header; install steam coil for hydrocarbon recovery on inside battery limits (ISBL) knockout drum V-1015; and install automatic pilot ignition on all pilots. | A positive use determination of 100% for the three pressure transmitters installed on the cooling water pumps discharge headers; the steam coil installed on the ISBL knockout drum V-1015; and the automatic pilot ignitions installed for all of the pilots. | 2009-04-24 | 2500000 | 100
12863 | T1 | BP Products North America Inc | Texas City Refinery | 2401 5th Avenue South | Texas City | TX | 77592 | Galveston | CN600866800 | RN102324829 | Installed redundant cooling tower level transmitter with critical alarm. Installed two pressure transmitters on flare header to monitor back-pressure on relief bellows. Installed steam coil in inside battery limits (ISBL) flare knockout drum to ensure adequate liquid retention time per GP-44-80. Re-routed Fluid Catalytic Cracking Unit 3 vapor recovery unit relief system to Torch 3, and terminated Torch 5. | A positive use determination of 100% for the redundant cooling tower level transmitter with critical alarm; the two pressure transmitters for the flare header; the steam coil in the ISBL flare knockout drum; rerouting the Fluid Catalytic Cracking Unit 3 vapor recovery unit relief system to Torch 3; and terminating Torch 5. | 2009-04-24 | 3500000 | 100
12864 | T1 | BP Products North America Inc | Texas City Refinery | 2401 5th Avenue South | Texas City | TX | 77592 | Galveston | CN600866800 | RN102324829 | Install temporary amine filtration to improve amine quality, provide additional capacity, and reduce system corrosion. This equipment provides increased process capacity and better asset protection. This is not pollution control property. A negative determination should be issued. | A negative determination is issued for this application. This project is considered to be process improvement and asset protection, neither of which are pollution control. | 2009-04-24 | 2700000 | 100
12865 | T1 | BP Products North America Inc | Texas City Refinery | 2401 5th Avenue South | Texas City | TX | 77592 | Galveston | CN600866800 | RN102324829 | Replace relief valve with new RV-202ND; install temperature transmitter on J-508A/B knockout drum; and install five new relief valves. | Withdrawn by applicant | 2009-04-24 | 1400000 | 100
12866 | T1 | BP Products North America Inc | Texas City Refinery | 2401 5th Avenue South | Texas City | TX | 77592 | Galveston | CN600866800 | RN102324829 | Re-route relief valve vents and rupture disk vents from compressors; and add new instrumentation and alarms on Atmospheric Tower 501-E, Vacuum Tower E-507E, LP Amine Absorber 508-E, and inside battery limits knockout drums 559F and 560 F. | Withdrawn by applicant | 2009-04-24 | 1500000 | 100
12867 | T1 | BP Products North America Inc | Texas City Refinery | 2401 5th Avenue South | Texas City | TX | 77592 | Galveston | CN600866800 | RN102324829 | Install piping modifications around V-604 drum; install steam coil on inside battery limits knockout drum; and install piping bypass around knockout drum F-807. | Withdrawn by applicant | 2009-04-24 | 2400000 | 100
12868 | T1 | Bandera Drilling Co, Inc | Rig #1 |  |  |  |  | Taylor | CN600716732 | Insufficient Information | Shaffer Double Blowout Preventer 11" Model LXT | A positive use determination of 100% for the Shaffer Double Blowout Preventer. | 2009-02-04 | 74337 | 100
12869 | T1 | Bandera Drilling Co, Inc | Rig #7 |  |  |  |  | Taylor | CN600716732 | Insufficient Information | Shaffer Double Blowout Preventer 11" Model LXT | A positive use determination of 100% for the Shaffer Double Blowout Preventer. | 2009-02-04 | 74337 | 100
12870 | T1 | Bandera Drilling Co, Inc | Rig #9 |  |  |  |  | Taylor | CN600716732 | Insufficient Information | Two Shaffer Double Blowout Preventers 11" Model LXT; Shaffer Double Blowout Preventer 11" 5M Model LXT & Spherical Assy; Shale Shaker for Pits; Cone desilter; and Double AWDIII Shale Shaker for Mud Pit System | A positive use determination of 100% for the three Shaffer Double Blowout Preventers, the Shale Shaker for Pits, the Cone desilter, and the Double AWDIII Shale Shaker for Mud Pit System. | 2009-02-04 | 401240 | 100
12871 | T1 | Bandera Drilling Co, Inc | Rig #10 |  |  |  |  | Taylor | CN600716732 | Insufficient Information | Shaffer LWS Double Blowout Preventer 11" Model LXT with RAM Assembly; and Double AWDIII Shale Shaker for Mud Pit System | A positive use determination of 100% for the Shaffer Double Blowout Preventer and the Double AWDIII Shale Shaker for Mud Pit System. | 2009-02-04 | 122285 | 100
12872 | T1 | Bandera Drilling Co, Inc | Rig #11 |  |  |  |  | Taylor | CN600716732 | Insufficient Information | Shaffer LWS Double Blowout Preventer 11" Model LXT with RAM Assembly; and Shaffer Double Blowout Preventer 11" 5M Model LXT & Spherical Assy | A positive use determination of 100% for the two Shaffer Double Blowout Preventers. | 2009-02-04 | 306737 | 100
12873 | T4 | Sandy Creek Energy Associates LP Et Al | Sandy Creek Power Generation Facility | Rattlesnake Rd | Riesel | TX | 76682 | McLennan | CN602555526 | RN104136700 | Superheater; reheater, and seven feedwater preheaters | Super-heaters, re-heaters, and feedwater preheaters are used solely for production; therefore, are not eligible for a positive use determination. | 2012-10-10 | 71373349 | 100
12874 | T2 | Sandy Creek Energy Associates LP Et Al | Sandy Creek Power Generation Facility | Rattlesnake Rd | Riesel | TX | 76682 | McLennan | CN602555526 | RN104136700 | Purchase and installation of Intelligent Soot Blowing Equipment | A positive use determination of 100% for the Intelligent Soot Blowing Equipment. | 2009-03-23 | 16076280 | 100
12875 | T1 | Sunoco Partners Marketing & Terminals | Nederland Marine Terminal | Hwy 347 N | Nederland | TX | 77627 | Jefferson | CN601403199 | RN100214626 | Installed internal floating roofs, including tank seals (primary HMT Scissor Shoe Seals and Seal King Low Profile Secondary Seals), leg seals, gauge pole seals, and other ancillary equipment, on five new 600,000-barrel tanks (Tank numbers 1556, 1562, 1563, 1564, and 1565). | A positive use determination of 100% for the Internal Floating Roofs and Secondary Seals installed in Tanks 1556, 1562, 1563, 1564, and 1565. | 2009-04-28 | 1727526 | 100
12876 | T1 | Rhodia Inc | Rhodia Inc | 8614 Manchester St | Houston | TX | 77012 | Harris | CN600125330 | RN100220581 | #8 Unit caustic scrubbing tower: controls sulfur dioxide which had previously been released from a 300 foot stack. | A positive use determination of 100% for the #8 Unit Caustic Scrubbing Tower. | 2009-02-11 | 12821717.73 | 100
12877 | T1 | Rhodia Inc | Rhodia Inc | 8614 Manchester St | Houston | TX | 77012 | Harris | CN600125330 | RN100220581 | Installed a HALCO catalytic reduction system at the exit of the package boiler. A positive use determination was issued to this project in 2007. The application number was 07-11732. This application is for additional costs. | A positive use determination of 100% for the additional funds expended for the HALCO catalytic reduction system installed in the package boiler. | 2009-03-23 | 29438.21 | 100
12878 | T1 | Rhodia Inc | Rhodia Inc | 8614 Manchester St | Houston | TX | 77012 | Harris | CN600125330 | RN100220581 | Installed a vapor combustor system after the caustic scrubber, including vapor combustor, blower, and oxygen analyzer. | A positive use determination for the vapor combustor system consisting of a vapor combustor, blower, and oxygen analyzer. | 2009-03-31 | 760737.88 | 100
12879 | T1 | Rhodia Inc | Rhodia Inc | 8614 Manchester St | Houston | TX | 77012 | Harris | CN600125330 | RN100220581 | Installed conservation vent, piping to vent system, and instrumentation for nitrogen blanket, temperature and pressure, and level measurement on spent acid storage tank 53. | A positive use determination of 100% for the following equipment which was installed on Tank 53: conservation vent, vent system piping, vent system, nitrogen blanket instruments, temperature and pressure instruments, and level indicating instrumentation. | 2009-03-31 | 71505.77 | 100
12880 | T1 | Rhodia Inc | Rhodia Inc | 8614 Manchester St | Houston | TX | 77012 | Harris | CN600125330 | RN100220581 | Replaced the pump for the #9 sewer lift station. | A positive use determination of 100% for the Sewer Lift Station #9 pump. | 2009-03-31 | 7794 | 100
12881 | T1 | Rhodia Inc | Rhodia Inc | 8614 Manchester St | Houston | TX | 77012 | Harris | CN600125330 | RN100220581 | Spare element for wet Brink demister to remove sulfur trioxide and sulfuric acid mist from vent gases | A positive use determination of 100% for the spare element for the wet Brink demister. | 2009-03-31 | 11164.93 | 100
12882 | T1 | Rhodia Inc | Rhodia Inc | 8614 Manchester St | Houston | TX | 77012 | Harris | CN600125330 | RN100220581 | Replaced sulfur dioxide analyzer at main gas blower (R2 MGB) exit to monitor sulfur dioxide levels. | A positive use determination of 100% for the project to replace the sulfur dioxide analyzer at the main gas blower exit. | 2009-03-31 | 118304.19 | 100
12883 | T1 | Rhodia Inc | Rhodia Inc | 8614 Manchester St | Houston | TX | 77012 | Harris | CN600125330 | RN100220581 | Installed new concrete floor in dike area for five tanks in Regen 2 area, and installed sump to collect storm water in dike area and pump it to treatment system. | A positive use determination of 100% for the new concrete floor and sump which were installed in the diked storage tank farm. | 2009-03-31 | 188041.02 | 100
12884 | T1 | Rhodia Inc | Rhodia Inc | 8614 Manchester St | Houston | TX | 77012 | Harris | CN600125330 | RN100220581 | Replaced blower on Regenerative 2 caustic scrubber; and installed Oxygen (O2) analyzer on caustic scrubber for control. | Withdrawn by applicant | 2009-02-23 | 35107.59 | 100
12885 | T1 | Rhodia Inc | Rhodia Inc | 8614 Manchester St | Houston | TX | 77012 | Harris | CN600125330 | RN100220581 | DCGC controller added to DCS for control of direct gas cooling tower; and added operator work station for DCGC controller. | A negative determination for the project to attach the Direct Contact Gas Cooler (DCGC) to the Distributed Control System. The DCGC is a piece of production equipment. Controls for production equipment are not pollution control property. | 2009-04-14 | 61732.55 | 100
12886 | T1 | Rhodia Inc | Rhodia Inc | 8614 Manchester St | Houston | TX | 77012 | Harris | CN600125330 | RN100220581 | Repaired drainage trench R2 which collects storm water and process water in the Regen 2 area. | A positive use determination of 100% for the project to repair the drainage ditch between R2 brink and the control room area in the Regen 2 area. | 2009-03-31 | 128877.95 | 100
12887 | T1 | Rhodia Inc | Rhodia Inc | 8614 Manchester St | Houston | TX | 77012 | Harris | CN600125330 | RN100220581 | A larger slab and dike installed around Transformers 1A and 1B. | A positive use determination of 100% for the slab and dike installed around Transformers 1A and 1B. | 2009-03-31 | 11567.84 | 100
12888 | T1 | Rhodia Inc | Rhodia Inc | 8614 Manchester St | Houston | TX | 77012 | Harris | CN600125330 | RN100220581 | Replaced drip pan for sulfuric acid on barge RHA 1702. Installed level gauging and high level alarm on Barge RHA 1702 | A positive use determination of 100% for the drip pans, level gauging, and high level alarms installed on Barge RHA 1702. | 2009-03-31 | 6500 | 100
12889 | T1 | Rhodia Inc | Rhodia Inc | 8614 Manchester St | Houston | TX | 77012 | Harris | CN600125330 | RN100220581 | Installed instruments and alarms in control rooms to indicate storage tank levels to preclude overfilling. | A positive use determination of 100% for the high level instrumentation which was installed. | 2009-03-31 | 56123.24 | 100
12890 | T1 | Rhodia Inc | Rhodia Inc | 8614 Manchester St | Houston | TX | 77012 | Harris | CN600125330 | RN100220581 | Advanced Water Treatment (AWT) area: repaired headers to storage tanks 12,13, 14, and 15; repaired AWT building; and replaced compressed air dryer in system to run filters and other equipment. | A positive use determination of 100% for the repairs to the pipe headers for AWT tanks 12, 13, 14, & 15; replacement of the structural steel for the AWT building; and the replacement of the air dryer for the AWT. | 2009-03-31 | 88327.14 | 100
12891 | T1 | Rhodia Inc | Rhodia Inc | 8614 Manchester St | Houston | TX | 77012 | Harris | CN600125330 | RN100220581 | Replaced Tk 69 pumps to add sulfuric acid to wastewater to lower pH; installed retaining wall around Tk 69 sulfuric acid pumps to control spills; and installed aeration system in final treatment pond. | A positive use determination of 100% for the pumps installed to replace the Tk 69 sulfuric acid pumps; the retaining wall constructed around the Tk 69 sulfuric acid pumps; and the aeration system installed in the final advanced water treatment pond. | 2009-03-31 | 79424.32 | 100
12892 | T4 | Conoco (SRW Cogeneration LP) | SRW Cogeneration, LP | 2739 FM 1006 | West Orange | TX | 77630 | Orange | CN601674351 | RN101986818 | This project installed two heat recovery steam generators (HRSGs) and one steam turbine. Use of the HRSGs and the steam turbine improve the thermal efficiency of the power plant. | A negative determination. Heat recovery steam generators and associated dedicated ancillary equipment are used solely for production; therefore, are not eligible for a positive use determination. | 2012-07-05 | 36004833 | 100
12893 | T1 | Crow Creek Energy Co Ii, LLC | Furst Ranch Cht Swd Si | W Hwy 380 | Krum | TX |  | Denton | Insufficient Information | Insufficient Information | Injection well; six 300-bbl tanks; containment barrier; meter run; loading point; salt water disposal pump; and containment tank (54x75x25). | A positive use determination of 100% for the Furst Ranch Salt Water Disposal Well including the well, the six 300 barrel tanks, the containment barrier, the meter run, the loading point, the salt water disposal pump and the containment tank. This positive use determination is valid only as long as the well is used to dispose of only waste salt water generated by Crow Creek Energy Company and no salt water is extracted for any beneficial use. | 2009-02-17 | 2762347 | 100
12894 | T1 | S & S Plating | S&S Plating | 5614 Nunn St | Houston | TX | 77087 | Harris | CN600546519 | RN100870146 | Four scrubbers with associated hoods and ducts | A positive use determination of 100% for the four scrubbers and associated equipment and for the hoods, ducts, and fans used to route emissions to the scrubbers. | 2009-04-14 | 524631.54 | 100
12895 | T1 | Georgia-Pacific Wood Products South | Corrigan Georgia-Pacific Wood Products S | 800 Industrial Dr | Corrigan | TX | 75939 | Polk | CN603181850 | RN100543073 | Regenerative catalytic oxidizer on veneer dryers. | A positive use determination of 100% for the regenerative catalytic oxidizer installed for the veneer dryers.. | 2009-02-17 | 5400000 | 100
12896 | T4 | BASF Fina Petrochemicals LP | BFLP Cogeneration Facility | P. O. Box 2506 | Port Arthur | TX | 77643 | Jefferson | CN600128912 | RN100216977 | This project installed two heat recovery steam generators (HRSGs) as part of a cogeneration unit. Use of the HRSGs improves the thermal efficiency of the cogeneration unit. | A negative determination. Heat recovery steam generators and associated dedicated ancillary equipment are used solely for production; therefore, are not eligible for a positive use determination. | 2012-07-05 | 15473837 | 100
12897 | T4 | BASF Corporation | BASF Freeport Chemical Complex | 602 Copper Road | Freeport | TX | 77541 | Brazoria | CN600124895 | RN102535143 | This project installed one heat recovery steam generator (HRSG) and one steam turbine. Use of the HRSG and the steam turbine improve the thermal efficiency of the power plant. | A negative determination. Heat recovery steam generators and associated dedicated ancillary equipment are used solely for production; therefore, are not eligible for a positive use determination. | 2012-07-05 | 10958687 | 100
12898 | T1 | NRG Texas Power, LLC | WA Parish Generating Plant | 2500 Y.U. Jones Road | Thompson | TX | 77481 | Fort Bend | CN603207218 | RN100888312 | replacement catalyst for the Unit 6 selective catalytic reduction system. | The following property is used 100% for pollution control and is installed to meet or exceed federal or state regulations: replacement catalyst for the Unit 6 selective catalytic reduction system. | 2012-06-21 | 2451550 | 100
12899 | T3 | Pinnacle Gas Treating LLC | Bethel Gas Treating Facility | 1760 Anderson Cnty Rd 2608 | Tennessee Colony | TX | 75861 | Anderson | CN603242611 | RN100222223 | Added 11-ton Lo-Cat sulfur recovery unit to others on site. | A positive use determination of 100% for the new 11-Ton Lo-Cat Sulfur Recovery Unit. The 100% determination is valid as long as the sulfur is disposed of in the landfill. If conditions change and the sulfur is marketed as a by-product, a new application must be filed, and the use determination percentage must be re-calculated. | 2009-03-10 | 14341199 | 100
12900 | T1 | Oiltanking Beaumont Partners, LP | Oiltanking Beaumont Terminal | 6275 Hwy 347 | Beaumont | TX | 77705 | Jefferson | CN600611123 | RN101042885 | Installed floating roofs on Tanks 150-1, 150-2, 150-3, 579, 580, 581, and 582; and installed a flare. | A positive use determination of 100% for the internal floating roofs installed in tanks 150-1, 150-2, 150-3, 579, 580, 581, and 582; and the flare. | 2009-03-31 | 2135039 | 100
12901 | T1 | Oiltanking Beaumont Partners, LP | Oiltanking Beaumont Terminal | 6275 Hwy 347 | Beaumont | TX | 77705 | Jefferson | CN600611123 | RN101042885 | Installed automatic shut-down valves, leak detection, and overfill alarms. | A positive use determination of 100% for the automatic shut down valves, the leak detection equipment, and the overfill alarms. | 2009-03-31 | 492398 | 100
12902 | T1 | Oiltanking Beaumont Partners, LP | Oiltanking Beaumont Terminal | 6275 Hwy 347 | Beaumont | TX | 77705 | Jefferson | CN600611123 | RN101042885 | Dike walls for tanks 50-1, 100-4, 100-5, 100-6, 100-7, 100-8, 100-9, 100-10, 100-12, 100-13, 100-15, 100-16, 150-1, 150-2, 150-3, 150-13, 150-14, 150-15, 100-30, and 100-31. Secondary containment and sumps pumps for manifolds 1, 5, 7, 8, 9, 10, 44, and Big Cindy. Thirty-four monitoring wells. The site has 16,296 sq ft of land under tanks with secondary containment; the site has 2,052,800 sq ft of land containing dike walls. | A positive use determination of 100% for the various dike walls and the secondary containment and sump pumps installed for the eight manifolds. A negative determination for the land. The structures on top of the land are the pollution control property. The land does not control or prevent pollution. | 2009-04-29 | 2493298 | 100
12903 | T1 | Oiltanking Beaumont Partners, LP | Oiltanking Beaumont Terminal | 6275 Hwy 347 | Beaumont | TX | 77705 | Jefferson | CN600611123 | RN101042885 | Purchased a spill response boat and trailer for use in containing spills into the ship channel. | A positive use determination of 100% for the spill response boat and trailer. | 2009-04-29 | 15500 | 100
12904 | T1 | Oiltanking Texas City, LP | Oiltanking Texas City Terminal | 2800 Loop 197 S | Texas City | TX | 77592 | Galveston | CN602676132 | RN100217231 | Installed internal floating roofs on tank BW-5; Conchemco Tank Projects 3735, 3736, and 3739; Alcochem Ethanol Tank BW-11; Valero Naphtha Tanks 27, 28, and 29; Vertical Ethanol TSA E1, E2, BW 14, and BW 15; New Flex Tanks Projects 24 and 25; HSSE Minor PAT 1 and 2; JLM Acetone 3749; Tank 3744 - DOW Acetone; Tanks 30 and 31 Murex Fuel Ethanol and Gasoline; Tanks 3733N, 3773, 3775, and 3776 Re-commissioning; Bauche Energy Industrial Ethanol BW-10, 12, 2'; Aventine Fuel Ethanol Storage Tank 33; and Ineos Crude Benzene Tank 32. | A positive use determination of 100% for the internal floating roofs installed in tanks BW-5; Conchemco Tank Projects 3735, 3736, and 3739; Alcochem Ethanol Tank BW-11; Valero Naphtha Tanks 27, 28, and 29; Vertical Ethanol TSA E1, E2, BW 14, and BW 15; New Flex Tanks Projects 24 and 25; HSSE Minor PAT 1 and 2; JLM Acetone 3749; Tank 3744 - DOW Acetone; Tanks 30 and 31 Murex Fuel Ethanol and Gasoline; Tanks 3733N, 3773, 3775, and 3776 Re-commissioning; Bauche Energy Industrial Ethanol BW-10, 12, 2'; Aventine Fuel Ethanol Storage Tank 33; and Ineos Crude Benzene Tank 32. | 2009-02-17 | 4041000 | 100
12905 | T1 | Oiltanking Texas City, LP | Oiltanking Texas City Terminal | 2800 Loop 197 S | Texas City | TX | 77592 | Galveston | CN602676132 | RN100217231 | Installed automatic shut-down valves. high level shut-down valves, SAAB leak detection, and overfill protection on the rail and truck racks and on the following tanks: three 20K BBL tanks for DOW DEA; tanks BW-22 and BW-23 for Naphtha storage; Acrylic Acid Tank 3768; BW-5; Tank 3770; Tanks 21 and 26 Upgrade-Innovene Project; Tanks BW22 and 23 Upgrade-Innovene; Conchemco Tank Project; Tanks 3767, 3764, 3777, and L-03; Alcochem Ethanol Tank; Valero Naphtha Tanks; Vertical Ethanol TSA; New Flex Tanks Project; JLM Acetone; Tank 3744 DOW Acetone; Murex Fuel Ethanol and Gasoline Components; Recommissioning seven tanks; Bauche Energy Industrial Ethanol; Aventine Fuel Ethanol Storage; Ineos Crude Benzene; and Tank BW 182 | A positive use determination of 100% for the automatic shut-down valves, high level shut-down valves, SAAB leak detection, and the overfill protection installed at the rail and truck loading rack and the various tanks. | 2009-04-14 | 1175500 | 100
12906 | T1 | Oiltanking Texas City, LP | Oiltanking Texas City Terminal | 2800 Loop 197 S | Texas City | TX | 77592 | Galveston | CN602676132 | RN100217231 | Secondary containment dikes and storm water drainage upgrades on numerous tanks: three 20K BBL tanks for DOW DEA; tanks BW-22 and BW-23 for Naphtha storage; Acrylic Acid Tank 3768 Project; BW-5; Tank 3770; Tanks 21 and 26 Upgrade-Innovene Project; Tanks BW22 and 23 Upgrade-Innovene; Conchemco Tank Project; Tanks 3746, 3767, 3764, 3777, and L-03; Alcochem Ethanol Tank; Tanks 3744 and 3745; Valero Naphtha Tanks; DOW Voranol 3740; Vertical Ethanol TSA; New Flex tanks Project; HSSE Minor; JLM Acetone; SI Group Nonene and Propylene Tetramersi; Tank 3744 DOW Acetone; Murex Fuel Ethanol and Gasoline Components; Tank 3723; Recommissioning seven tanks; Bauche Energy Industrial Ethanol; Aventine Fuel Ethanol Storage; and Ineos Crude Benzene. | A positive use determination of 100% for the secondary containment dikes and the storm water drainage upgrades. | 2009-04-14 | 1046542 | 100
12907 | T1 | Oiltanking Texas City, LP | Oiltanking Texas City Terminal | 2800 Loop 197 S | Texas City | TX | 77592 | Galveston | CN602676132 | RN100217231 | Applied cathodic protection internal coatings to storage tanks: three 20K bbl tanks for DOW DEA; Conchemco Tank Project; Alcochem Ethanol Tank; Adjustment AFE re. Tank 3767; Retrofit Tank 3767; and Vertical Ethanol TSA BW 14 and 15. | This spray on liner was applied to protect the tank so that the tank lasts longer. This is not considered to be pollution control. | 2009-04-14 | 337400 | 100
12908 | T1 | Oiltanking Texas City, LP | Oiltanking Texas City Terminal | 2800 Loop 197 S | Texas City | TX | 77592 | Galveston | CN602676132 | RN100217231 | Replaced valves and installed vapor control systems, emission containment, and low emission dock pumps. | A positive use determination of 100% for the Tanks 21 and 26 vapor control system blower skids, the tank 3767 and docks 66 & 67 vapor control system with flare, and the Dock 67 Flare. A positive use determination for 100% of the incremental cost difference between the cost of the new pumps and the cost of the replacement pumps for two Valero Naphtha Tanks low emissions dock pumps, the new Flex Tanks Project low emissions dock pump, the two Murex Fuel Etc low emissions pumps, the Aventine Fuel Ethanol low emissions pump, and the Ineos Crude Benzene low emissions pump. A positive use determination of 100% of the incremental costs difference between the cost of the new valves and the cost of the old valves for the three valves for Tanks 21 & 26, Docks 65, 66, and 67. A negative determination for the tanks 3744 and 3745 nitrogen system, which are not considered to be pollution control property. | 2009-04-21 | 2309850 | 100
12909 | T1 | Oiltanking Texas City, LP | Oiltanking Texas City Terminal | 2800 Loop 197 S | Texas City | TX | 77592 | Galveston | CN602676132 | RN100217231 | Repaired internal floating roofs (IFRs), including installing secondary seals and new gauge poles with pole and peripheral vents. | A positive use determination of 100% for the repairs made to the IFR Seals and Floats for tanks BW 26, Conchemco Tank Project Tank 3734, Tank 3767, Tank 3777, BW 18 Alcochem - Ethanol Tank, HSSE Minor Tank PAT 1, Tank 3770 and Tank 3762; the Gauge Poles with Pole Sleeves for tanks 21 and 26, Tank 3764, JLM Acetone, Tank 3744 -DOW Acetone, and Bauche Energy Industrial; Gauge Poles and Boot Legs for Tanks BW 22 and BW 23; Peripheral Vents for Tank 3767: Peripheral Vents and Gauge Poles for the Valero Naphtha Tanks, Vertical Ethanol TSA, SI Group - Nonene and Propylene Tetramersi; and Murex Fuel and Gasoline; and Gauge Poles with Pole Sleeves and Peripheral Vents for Tanks BW16, 3768, 3765, 3749, 24, 25, 3767, PAI, 3763, 3734, 3735, 3736, 3770, 3762, 3733N, 3773, 3775, 3776, 3745. PAIII, 3739, 21 26, BW18, 3766, 33, and 32. | 2009-06-01 | 1626900 | 100
12910 | T1 | Oiltanking Texas City, LP | Oiltanking Texas City Terminal | 2800 Loop 197 S | Texas City | TX | 77592 | Galveston | CN602676132 | RN100217231 | Constructed secondary containment around various storage tanks at the facility. The specific projects were: Installed a drip pan for 67 Dock; corrected drainage issues at the facility; modified secondary containment at the HSSE tanks; installed concrete dike walls for Tank 3728; installed pig catchers on dock line BW 21 & 20; drainage updates at the tank farm; Valero Naphtha tanks foundations (3); Valero Naphtha Tanks Manifold concrete slab; Dow Voranol 3740 concrete pad & wall; Vertical Ethanol TSA Tank foundations (2) and concrete manifold slab; new Flex Tanks Foundations (2); installed dike walls and containment drainage; Murex Fuel ETC Tanks foundations (2), rail rack, train manifold concrete slab, manifold concrete slab; re-commissioning (2) tank foundations; Bauche Energy extension of concrete pad; upgrade of drainage system; dike wall upgrades for containment areas; Aventine Fuel Ethanol Storage Tank foundation; Ineos Crude Benzene tank foundation. Installed a geotech barrier with all tank foundations. | A positive use determination of 100% for the drip pan for 67 Dock; the drainage issues corrected at the facility; the modification to the secondary containment at the HSSE tank; the concrete dike walls for Tank 3738, the pig catchers installed on dock line BW 21 & 20; the drainage upgrades for the tanks farms; the Valero Naphtha Tanks Manifold concrete slab; the Dow Voranol 3740 concrete pad & wall; the Vertical Ethanol TSA concrete manifold slab; the dike walls and containment drainage; the Murex Fuel Etc rail track, secondary containment, train manifold concrete slab, and the tank manifold concrete slab; the extension of concrete pad for Bauche Energy; the upgrade to the tank farm drainage system; and the dike wall upgrades for the containment areas. A positive use determination of 100% for the Geotech Barriers installed as part of the foundation work for the three Valero Naphtha Tanks, the two Vertical Ethanol TSA Tanks, the two new Flex Tanks, the two Murex Fuel Etc. tanks, the two re-commissioned tanks, the Aventine Fuel Ethanol tank, and the Ineos Crude Benzene tank. A negative determination for the tank foundations which are considered to be a structural part of the tank and not pollution control property. | 2009-04-28 | 2928000 | 100
12911 | T1 | Oncor Electric Delivery Company | Elgin Substation | 1160 Old McDade Rd | Elgin | TX | 78621 | Bastrop | CN603313842 | Insufficient Information | Leaker Management Project at this site consists of the installation of a secondary containment system consisting of a concrete pad with an oil/water separator and a metal railing used to channel any collected oil. | A positive use determination of 100% for the Leaker Management Project. | 2009-03-10 | 35940 | 100
12912 | T1 | Oncor Electric Delivery Company | Temple Taylors Valley Substation | 6920 Southwood Drive | Temple | TX | 76501 | Bell | Insufficient Information | Insufficient Information | Leaker Management Project at this site consists of the installation of a secondary containment system consisting of a concrete pad with an oil/water separator and a metal railing used to channel any collected oil. | A positive use determination of 100% for the Leaker Management Project. | 2009-03-10 | 36111 | 100
12913 | T1 | Oncor Electric Delivery Company | Plano Jupiter Substation | 601 Stewart Ave | Plano | TX | 75074 | Collin | Insufficient Information | Insufficient Information | Leaker Management Project at this site consists of the installation of a secondary containment system consisting of a concrete pad with an oil/water separator and a metal railing used to channel any collected oil. | A positive use determination of 100% for the Leaker Management Project. | 2009-03-10 | 36107 | 100
12914 | T1 | Oncor Electric Delivery Company | Plano Custer Substation | 6465 Custer Rd | Plano | TX | 75023 | Collin | CN603313842 | RN109631663 | Polymer Drain Catastrophic Containment: Built an earthen berm around the oil-filled equipment. Installed drains for water removal. Expandable polymer was installed in the drains. If oil contacts the filter, the polymer will swell and block the drain. | A positive use determination of 100% for the Polymer Drain Catastrophic Containment Project. | 2009-03-10 | 50362 | 100
12915 | T1 | Oncor Electric Delivery Company | West Network Substation | 913 South Industrial Blvd | Dallas | TX | 75207 | Dallas | CN603313842 | RN109631754 | Leaker Management Project at this site consists of the installation of a secondary containment system consisting of a concrete pad with an oil/water separator and a metal railing used to channel any collected oil. | A positive use determination of 100% for the Leaker Management Project. | 2009-03-10 | 49861.8 | 100
12916 | T1 | Oncor Electric Delivery Company | Amelia Substation | 1461 Motor Street | Dallas | TX | 75207 | Dallas | CN603313842 | Insufficient Information | Polymer Drain Catastrophic Containment: Built an earthen berm around the oil-filled equipment. Installed drains for water removal. Expandable polymer was installed in the drains. If oil contacts the filter, the polymer will swell and block the drain. | A positive use determination of 100% for the Polymer Drain Catastrophic Containment Project. | 2009-03-10 | 50272 | 100
12917 | T1 | Oncor Electric Delivery Company | Grand Prairie Substation | 1200 SE 8Th Street | Grand Prairie | TX | 75051 | Dallas | CN603313842 | RN109628677 | Oil/Water Separator Catastrophic Containment: Built an earthen berm with an Oil/Water Separator. | A positive use determination of 100% for the Oil/Water Separator Catastrophic Containment. | 2009-03-10 | 32701 | 100
12918 | T1 | Oncor Electric Delivery Company | Corinth Substation | Robinson Ln & State School Rd | Corinth | TX | 76205 | Denton | CN603313842 | RN109628735 | Oil/Water Separator Catastrophic Containment: Built an earthen berm with an Oil/Water Separator. | A positive use determination of 100% for the Oil/Water Separator Catastrophic Containment. | 2009-03-10 | 32295 | 100
12919 | T1 | Oncor Electric Delivery Company | Maypearl Texaco Substation | 327 Weakly Branch Rd | Itasca | TX | 76055 | Ellis | Insufficient Information | Insufficient Information | Leaker Management Project at this site consists of the installation of a secondary containment system consisting of a concrete pad with an oil/water separator and a metal railing used to channel any collected oil. | A positive use determination of 100% for the Leaker Management Project. | 2009-03-10 | 18870 | 100
12920 | T1 | Oncor Electric Delivery Company | Athens Substation | 1006 N Wood Street | Athens | TX | 78751 | Henderson | CN603313842 | No Regulated Entity at this Location | Leaker Management Project at this site consists of the installation of a secondary containment system consisting of a concrete pad with an oil/water separator and a metal railing used to channel any collected oil. | A positive use determination of 100% for the Leaker Management Project. | 2009-03-10 | 36717 | 100
12921 | T1 | Oncor Electric Delivery Company | Seven Points Substation | 1 Mi E On Hwy 85 | Seven Points | TX | 75143 | Henderson | CN603313842 | RN109628784 | Polymer Drain Catastrophic Containment: Built an earthen berm around the oil-filled equipment. Installed drains for water removal. Expandable polymer was installed in the drains. If oil contacts the filter, the polymer will swell and block the drain. | A positive use determination of 100% for the Polymer Drain Catastrophic Containment Project. | 2009-03-10 | 45642 | 100
12922 | T1 | Oncor Electric Delivery Company | Cleburne Substation | 516 N Border Street | Cleburne | TX | 76031 | Johnson | Insufficient Information | Insufficient Information | Polymer Drain Catastrophic Containment: Built an earthen berm around the oil-filled equipment. Installed drains for water removal. Expandable polymer was installed in the drains. If oil contacts the filter, the polymer will swell and block the drain. | A positive use determination of 100% for the Polymer Drain Catastrophic Containment Project. | 2009-03-10 | 2374 | 100
12923 | T1 | Oncor Electric Delivery Company | Godley Substation | 1 Mi S of Sh 171 | Godley | TX | 76044 | Johnson | Insufficient Information | Insufficient Information | Oil/Water Separator Catastrophic Containment: Built an earthen berm with an Oil/Water Separator. | A positive use determination of 100% for the Oil/Water Separator Catastrophic Containment. | 2009-03-10 | 19067.28 | 100
12924 | T1 | Oncor Electric Delivery Company | Robinson Northwest Substation | 1521 Grieg Drive | Robinson | TX | 76706 | McLennan | Insufficient Information | Insufficient Information | Leaker Management Project at this site consists of the installation of a secondary containment system consisting of a concrete pad with an oil/water separator and a metal railing used to channel any collected oil. | A positive use determination of 100% for the Leaker Management Project. | 2009-03-10 | 19161 | 100
12925 | T1 | Oncor Electric Delivery Company | Waco Atco Substation | 14010 Woodway Dr | Woodway | TX | 76712 | McLennan | CN603313842 | Insufficient Information | Oil/Water Separator Catastrophic Containment: Built an earthen berm with an Oil/Water Separator. | A positive use determination of 100% for the Oil/Water Separator Catastrophic Containment. | 2009-03-10 | 17433.28 | 100
12926 | T1 | Oncor Electric Delivery Company | Cushing Substation | 2285 Ted Trout | Lufkin | TX | 75904 | Nacogdoches | Insufficient Information | Insufficient Information | Polymer Drain Catastrophic Containment: Built an earthen berm around the oil-filled equipment. Installed drains for water removal. Expandable polymer was installed in the drains. If oil contacts the filter, the polymer will swell and block the drain. | A positive use determination of 100% for the Polymer Drain Catastrophic Containment Project. | 2009-03-10 | 58633 | 100
12927 | T1 | Oncor Electric Delivery Company | Cushing Substation | 2285 Ted Trout | Lufkin | TX | 75904 | Nacogdoches | Insufficient Information | Insufficient Information | Leaker Management Project at this site consists of the installation of a secondary containment system consisting of a concrete pad with an oil/water separator and a metal railing used to channel any collected oil. | A positive use determination of 100% for the Leaker Management Project. | 2009-03-10 | 35808 | 100
12928 | T1 | Oncor Electric Delivery Company | Nipak Substation | 18405 W Hwy 31 | Trinidad | TX | 75163 | Navarro | Insufficient Information | Insufficient Information | Polymer Drain Catastrophic Containment: Built an earthen berm around the oil-filled equipment. Installed drains for water removal. Expandable polymer was installed in the drains. If oil contacts the filter, the polymer will swell and block the drain. | A positive use determination of 100% for the Polymer Drain Catastrophic Containment Project. | 2009-03-10 | 41625 | 100
12929 | T1 | Oncor Electric Delivery Company | Cresson Substation | Goforth Rd 2.3 Mi S Hwy 377 | Cresson | TX | 76035 | Parker | Insufficient Information | Insufficient Information | Oil/Water Separator Catastrophic Containment: Built an earthen berm with an Oil/Water Separator. | A positive use determination of 100% for the Oil/Water Separator Catastrophic Containment. | 2009-03-10 | 24472 | 100
12930 | T1 | Oncor Electric Delivery Company | Laguna Vista Substation | East Lake Drive | Weatherford | TX | 76116 | Parker | Insufficient Information | Insufficient Information | Polymer Drain Catastrophic Containment: Built an earthen berm around the oil-filled equipment. Installed drains for water removal. Expandable polymer was installed in the drains. If oil contacts the filter, the polymer will swell and block the drain. | A positive use determination of 100% for the Polymer Drain Catastrophic Containment Project. | 2009-03-10 | 14008 | 100
12931 | T1 | Oncor Electric Delivery Company | Rockwall South Substation | 508 Hanby Lane | Rockwall | TX | 75087 | Rockwall | Insufficient Information | Insufficient Information | Leaker Management Project at this site consists of the installation of a secondary containment system consisting of a concrete pad with an oil/water separator and a metal railing used to channel any collected oil. | A positive use determination of 100% for the Leaker Management Project. | 2009-03-10 | 17721 | 100
12932 | T1 | Oncor Electric Delivery Company | Tyler Substation | 913 W Erwin | Tyler | TX | 75702 | Smith | CN603313842 | Insufficient Information | Polymer Drain Catastrophic Containment: Built an earthen berm around the oil-filled equipment. Installed drains for water removal. Expandable polymer was installed in the drains. If oil contacts the filter, the polymer will swell and block the drain. | A positive use determination of 100% for the Polymer Drain Catastrophic Containment Project. | 2009-03-10 | 37998 | 100
12933 | T1 | Oncor Electric Delivery Company | Bear Creek Substation | 8000 N Davis Road | N Richland Hills | TX | 76180 | Tarrant | CN603313842 | RN109627232 | Leaker Management Project at this site consists of the installation of a secondary containment system consisting of a concrete pad with an oil/water separator and a metal railing used to channel any collected oil. | A positive use determination of 100% for the Leaker Management Project. | 2009-03-10 | 19333 | 100
12934 | T1 | Oncor Electric Delivery Company | Davis Substation | 2106 N Davis Drive | Arlington | TX | 76011 | Tarrant | Insufficient Information | Insufficient Information | Polymer Drain Catastrophic Containment: Built an earthen berm around the oil-filled equipment. Installed drains for water removal. Expandable polymer was installed in the drains. If oil contacts the filter, the polymer will swell and block the drain. | A positive use determination of 100% for the Polymer Drain Catastrophic Containment Project. | 2009-03-10 | 52473 | 100
12935 | T1 | Oncor Electric Delivery Company | Hurst Substation | 709 Ellen Avenue | Hurst | TX | 76053 | Tarrant | Insufficient Information | Insufficient Information | Oil/Water Separator Catastrophic Containment: Built an earthen berm with an Oil/Water Separator. | A positive use determination of 100% for the Oil/Water Separator Catastrophic Containment. | 2009-03-10 | 17702 | 100
12936 | T1 | Oncor Electric Delivery Company | Van Substation | 8042 FM 16 | Van | TX | 75790 | Van Zandt | CN603313842 | Insufficient Information | Polymer Drain Catastrophic Containment: Built an earthen berm around the oil-filled equipment. Installed drains for water removal. Expandable polymer was installed in the drains. If oil contacts the filter, the polymer will swell and block the drain. | A positive use determination of 100% for the Polymer Drain Catastrophic Containment Project. | 2009-03-10 | 49351 | 100
12937 | T1 | Oncor Electric Delivery Company | Round Rock Se Substation | 1733 Louis Henna Blvd | Round Rock | TX | 78664 | Williamson | Insufficient Information | Insufficient Information | Leaker Management Project at this site consists of the installation of a secondary containment system consisting of a concrete pad with an oil/water separator and a metal railing used to channel any collected oil. | A positive use determination of 100% for the Leaker Management Project. | 2009-03-10 | 21230 | 100
12938 | T1 | Oncor Electric Delivery Company | Balsora Substation | 344 County Road 3736 | Bridgeport | TX | 76180 | Wise | CN603313842 | No Regulated Entity at this Location | Oil/Water Separator Catastrophic Containment: Built an earthen berm with an Oil/Water Separator. | A positive use determination of 100% for the Oil/Water Separator Catastrophic Containment. | 2009-03-10 | 21047 | 100
12939 | T1 | Oncor Electric Delivery Company | Denton Avenue Substation | 3050 Deen Road | Fort Worth | TX | 76106 | Tarrant | Insufficient Information | Insufficient Information | Oil/Water Separator Catastrophic Containment: Built an earthen berm with an Oil/Water Separator. | A positive use determination of 100% for the Oil/Water Separator Catastrophic Containment. | 2009-03-10 | 17451 | 100
12940 | T1 | Oncor Electric Delivery Company | Bridgeport Substation | .5 Mi N of Us 380 At Sh 101 | Bridgeport | TX | 76026 | Wise | Insufficient Information | Insufficient Information | Polymer Drain Catastrophic Containment: Built an earthen berm around the oil-filled equipment. Installed drains for water removal. Expandable polymer was installed in the drains. If oil contacts the filter, the polymer will swell and block the drain. | A positive use determination of 100% for the Polymer Drain Catastrophic Containment Project. | 2009-03-10 | 22413 | 100
12941 | T1 | Oncor Electric Delivery Company | Hebron Rosemeade Substation | 2605 E Rosemeade Parkway | Carrollton | TX | 75007 | Denton | CN603313842 | RN109631770 | Polymer Drain Catastrophic Containment: Built an earthen berm around the oil-filled equipment. Installed drains for water removal. Expandable polymer was installed in the drains. If oil contacts the filter, the polymer will swell and block the drain. | A positive use determination of 100% for the Polymer Drain Catastrophic Containment Project. | 2009-03-10 | 56720 | 100
12942 | T1 | Oncor Electric Delivery Company | Belton Southwest Substation | 1018 W 2Nd Ave | Belton | TX | 76513 | Bell | Insufficient Information | Insufficient Information | Leaker Management Project at this site consists of the installation of a secondary containment system consisting of a concrete pad with an oil/water separator and a metal railing used to channel any collected oil. | A positive use determination of 100% for the Leaker Management Project. | 2009-03-10 | 19830 | 100
12943 | T1 | Oncor Electric Delivery Company | Stryker Creek Switch Substation | Southside of Lake Stryker | Troup | TX | 75789 | Cherokee | CN603313842 | RN109627059 | Leaker Management Project at this site consists of the installation of a secondary containment system consisting of a concrete pad with an oil/water separator and a metal railing used to channel any collected oil. | A positive use determination of 100% for the Leaker Management Project. | 2009-03-10 | 42208 | 100
12944 | T1 | Oncor Electric Delivery Company | Stryker Creek Switch Substation | Southside of Lake Stryker | Troup | TX | 75789 | Cherokee | CN603313842 | RN109627059 | Polymer Drain Catastrophic Containment: Built an earthen berm around the oil-filled equipment. Installed drains for water removal. Expandable polymer was installed in the drains. If oil contacts the filter, the polymer will swell and block the drain. | A positive use determination of 100% for the Polymer Drain Catastrophic Containment Project. | 2009-03-10 | 101447 | 100
12945 | T1 | Oncor Electric Delivery Company | Allen Switch Substation | 401 West Spring Creek | Plano | TX | 75023 | Collin | CN603313842 | Insufficient Information | Leaker Management Project at this site consists of the installation of a secondary containment system consisting of a concrete pad with an oil/water separator and a metal railing used to channel any collected oil. | A positive use determination of 100% for the Leaker Management Project. | 2009-03-10 | 70640.33 | 100
12946 | T1 | Oncor Electric Delivery Company | Cedar Crest Switch Substation | 2121 Corinth Street | Dallas | TX | 75215 | Dallas | Insufficient Information | Insufficient Information | Leaker Management Project at this site consists of the installation of a secondary containment system consisting of a concrete pad with an oil/water separator and a metal railing used to channel any collected oil. | A positive use determination of 100% for the Leaker Management Project. | 2009-03-10 | 37277 | 100
12947 | T1 | Oncor Electric Delivery Company | Coppell South Substation | 560 Southwestern Blvd | Coppell | TX | 75019 | Dallas | Insufficient Information | Insufficient Information | Polymer Drain Catastrophic Containment: Built an earthen berm around the oil-filled equipment. Installed drains for water removal. Expandable polymer was installed in the drains. If oil contacts the filter, the polymer will swell and block the drain. | A positive use determination of 100% for the Polymer Drain Catastrophic Containment Project. | 2009-03-10 | 41200 | 100
12948 | T1 | Oncor Electric Delivery Company | Fish Creek Switch Substation | 1135 SE 14Th Street | Dallas | TX | 75051 | Dallas | CN603313842 | Insufficient Information | Oil/Water Separator Catastrophic Containment: Built an earthen berm with an Oil/Water Separator. | A positive use determination of 100% for the Oil/Water Separator Catastrophic Containment. | 2009-03-10 | 79060 | 100
12949 | T1 | Oncor Electric Delivery Company | Argyle Substation | Hilltop Rd 1.5 Mi of FM 1830 | Argyle | TX | 76226 | Denton | CN603313842 | Insufficient Information | Oil/Water Separator Catastrophic Containment: Built an earthen berm with an Oil/Water Separator. | A positive use determination of 100% for the Oil/Water Separator Catastrophic Containment. | 2009-03-10 | 63562 | 100
12950 | T1 | Oncor Electric Delivery Company | Leon Switch Substation | FM 570 S From I-20 | Eastland | TX | 76448 | Eastland | Insufficient Information | Insufficient Information | Oil/Water Separator Catastrophic Containment: Built an earthen berm with an Oil/Water Separator. | A positive use determination of 100% for the Oil/Water Separator Catastrophic Containment. | 2009-03-10 | 78739 | 100
12951 | T1 | Oncor Electric Delivery Company | Allen Switch Substation | 401 West Spring Creek | Plano | TX | 75023 | Collin | CN603313842 | Insufficient Information | Oil/Water Separator Catastrophic Containment: Built an earthen berm with an Oil/Water Separator. | A positive use determination of 100% for the Oil/Water Separator Catastrophic Containment. | 2009-03-10 | 36208 | 100
12952 | T1 | Oncor Electric Delivery Company | Cleburne Switch Substation | 711 Royal Street | Cleburne | TX | 76031 | Johnson | Insufficient Information | Insufficient Information | Polymer Drain Catastrophic Containment: Built an earthen berm around the oil-filled equipment. Installed drains for water removal. Expandable polymer was installed in the drains. If oil contacts the filter, the polymer will swell and block the drain. | A positive use determination of 100% for the Polymer Drain Catastrophic Containment Project. | 2009-03-10 | 71134 | 100
12953 | T1 | Oncor Electric Delivery Company | Trinidad Ses Substation | 1320 McEntire Rd | Trinidad | TX | 75163 | Henderson | CN603313842 | RN109627182 | Oil/Water Separator Catastrophic Containment: Built an earthen berm with an Oil/Water Separator. | A positive use determination of 100% for the Oil/Water Separator Catastrophic Containment. | 2009-03-10 | 115406.63 | 100
12954 | T1 | Oncor Electric Delivery Company | Tyler Southwest Substation | 14321 CR 1134 | Tyler | TX | 78709 | Smith | CN603313842 | Insufficient Information | Leaker Management Project at this site consists of the installation of a secondary containment system consisting of a concrete pad with an oil/water separator and a metal railing used to channel any collected oil. | A positive use determination of 100% for the Leaker Management Project. | 2009-03-10 | 20780 | 100
12955 | T1 | Oncor Electric Delivery Company | Tyler Southeast Substation | 13801 FM 2964 | Tyler | TX | 78707 | Smith | CN603313842 | Insufficient Information | Polymer Drain Catastrophic Containment: Built an earthen berm around the oil-filled equipment. Installed drains for water removal. Expandable polymer was installed in the drains. If oil contacts the filter, the polymer will swell and block the drain. | A positive use determination of 100% for the Polymer Drain Catastrophic Containment Project. | 2009-03-10 | 43377 | 100
12956 | T1 | Oncor Electric Delivery Company | Executive Parkway Substation | 2116 E Road To Six Flags | Arlington | TX | 76011 | Tarrant | Insufficient Information | Insufficient Information | Leaker Management Project at this site consists of the installation of a secondary containment system consisting of a concrete pad with an oil/water separator and a metal railing used to channel any collected oil. | A positive use determination of 100% for the Leaker Management Project. | 2009-03-10 | 18737 | 100
12957 | T1 | Oncor Electric Delivery Company | Duval Substation | 1600 Duval Street | Fort Worth | TX | 76105 | Tarrant | Insufficient Information | Insufficient Information | Polymer Drain Catastrophic Containment: Built an earthen berm around the oil-filled equipment. Installed drains for water removal. Expandable polymer was installed in the drains. If oil contacts the filter, the polymer will swell and block the drain. | A positive use determination of 100% for the Polymer Drain Catastrophic Containment Project. | 2009-03-10 | 28596 | 100
12958 | T1 | Oncor Electric Delivery Company | Little River Substation | 303 S Evans Street | Little River | TX | 76554 | Bell | Insufficient Information | Insufficient Information | Leaker Management Project at this site consists of the installation of a secondary containment system consisting of a concrete pad with an oil/water separator and a metal railing used to channel any collected oil. | A positive use determination of 100% for the Leaker Management Project. | 2009-03-10 | 20715 | 100
12959 | T1 | Oncor Electric Delivery Company | Murphy Road Substation | 701 Murphy Rd | Plano | TX | 75074 | Collin | Insufficient Information | Insufficient Information | Leaker Management Project at this site consists of the installation of a secondary containment system consisting of a concrete pad with an oil/water separator and a metal railing used to channel any collected oil. | A positive use determination of 100% for the Leaker Management Project. | 2009-03-10 | 19307 | 100
12960 | T1 | Oncor Electric Delivery Company | Lavon Substation | 1201 Hwy 78 | Wylie | TX | 75098 | Collin | CN603313842 | RN109667360 | Leaker Management Project at this site consists of the installation of a secondary containment system consisting of a concrete pad with an oil/water separator and a metal railing used to channel any collected oil. | A positive use determination of 100% for the Leaker Management Project. | 2009-03-10 | 53972 | 100
12961 | T1 | Oncor Electric Delivery Company | Celina Southeast Substation | 9599 CR 88 | Celina | TX | 75009 | Collin | Insufficient Information | Insufficient Information | Leaker Management Project at this site consists of the installation of a secondary containment system consisting of a concrete pad with an oil/water separator and a metal railing used to channel any collected oil. | A positive use determination of 100% for the Leaker Management Project. | 2009-03-10 | 19840 | 100
12962 | T1 | Oncor Electric Delivery Company | Allen North Substation | 2201 Collin County Road 796 | Allen | TX | 75002 | Collin | CN603313842 | Insufficient Information | Leaker Management Project at this site consists of the installation of a secondary containment system consisting of a concrete pad with an oil/water separator and a metal railing used to channel any collected oil. | A positive use determination of 100% for the Leaker Management Project. | 2009-03-10 | 62202 | 100
12963 | T1 | Oncor Electric Delivery Company | Plano Coit Road Substation | 4243 W Parker Rd | Plano | TX | 75093 | Collin | CN603313842 | RN109631648 | Polymer Drain Catastrophic Containment: Built an earthen berm around the oil-filled equipment. Installed drains for water removal. Expandable polymer was installed in the drains. If oil contacts the filter, the polymer will swell and block the drain. | A positive use determination of 100% for the Polymer Drain Catastrophic Containment Project. | 2009-03-10 | 44858 | 100
12964 | T1 | Oncor Electric Delivery Company | Lavon Substation | 1201 Hwy 78 | Wylie | TX | 75098 | Collin | CN603313842 | RN109667360 | Polymer Drain Catastrophic Containment: Built an earthen berm around the oil-filled equipment. Installed drains for water removal. Expandable polymer was installed in the drains. If oil contacts the filter, the polymer will swell and block the drain. | A positive use determination of 100% for the Polymer Drain Catastrophic Containment Project. | 2009-03-10 | 224327 | 100
12965 | T1 | Oncor Electric Delivery Company | North Parkway Substation | 18800 Dallas Parkway | Dallas | TX | 77287 | Dallas | CN603313842 | RN109631697 | Leaker Management Project at this site consists of the installation of a secondary containment system consisting of a concrete pad with an oil/water separator and a metal railing used to channel any collected oil. | A positive use determination of 100% for the Leaker Management Project. | 2009-03-10 | 21343 | 100
12966 | T1 | Oncor Electric Delivery Company | Meadow Creek Substation | 5150 Meadow Creek Drive | Dallas | TX | 75248 | Dallas | Insufficient Information | Insufficient Information | Leaker Management Project at this site consists of the installation of a secondary containment system consisting of a concrete pad with an oil/water separator and a metal railing used to channel any collected oil. | A positive use determination of 100% for the Leaker Management Project. | 2009-03-10 | 58885.94 | 100
12967 | T1 | Oncor Electric Delivery Company | Irving Lbj Substation | 7200 North O'Connor Blvd | Irving | TX | 75039 | Dallas | Insufficient Information | Insufficient Information | Leaker Management Project at this site consists of the installation of a secondary containment system consisting of a concrete pad with an oil/water separator and a metal railing used to channel any collected oil. | A positive use determination of 100% for the Leaker Management Project. | 2009-03-10 | 19820 | 100
12968 | T1 | Oncor Electric Delivery Company | Cedar Crest Substation | 2122 Corinth St | Dallas | TX | 75215 | Dallas | CN603313842 | Insufficent Information | Leaker Management Project at this site consists of the installation of a secondary containment system consisting of a concrete pad with an oil/water separator and a metal railing used to channel any collected oil. | A positive use determination of 100% for the Leaker Management Project. | 2009-03-10 | 37730 | 100
12969 | T1 | Mont Belvieu Caverns LLC | Mont Belvieu North Storage | 1027 FM 1942 | Mont Belvieu | TX | 77580 | Chambers | CN603211277 | RN102323268 | This project consists of one 4.0 million barrel HDPE double lined brine pond, instrumentation, pond piping, and electrical substation and associated equipment. The current scope of the project includes the construction of one 35ft x 70ft concrete pump pit, and installation of one 600 hp transfer pump. Also included is 3,500' of 30" HDPE piping from the new pond to North Storage. | A positive use determination of 100% for the High Density Polyethylene double liner, the leak detection and collection system, including the associated instrumentation and monitoring system, and the 35ft x 70ft concrete containment sump. A negative determination for the other items listed as part of the Brine Storage pond: the brine transfer pumps; the fire and safety equipment; the brine pond piping; the electrical substation; the instrumentation and monitoring that is not part of the leak detection and collection system; the water supply and treating; the brine pond construction; the land and pipeline right of way; the earthwork and site grading; and the soft costs. | 2009-05-22 | 23000000 | 100
12970 | T1 | Oncor Electric Delivery Company | Central Expressway Substation | 11101 N Central Expressway | Dallas | TX | 75230 | Dallas | CN603313842 | Insufficient Information | Polymer Drain Catastrophic Containment: Built an earthen berm around the oil-filled equipment. Installed drains for water removal. Expandable polymer was installed in the drains. If oil contacts the filter, the polymer will swell and block the drain. | A positive use determination of 100% for the Polymer Drain Catastrophic Containment Project. | 2009-03-10 | 48121 | 100
12971 | T1 | Oncor Electric Delivery Company | Compton Street Substation | 1375 Compton Street | Dallas | TX | 75203 | Dallas | Insufficient Information | Insufficient Information | Polymer Drain Catastrophic Containment: Built an earthen berm around the oil-filled equipment. Installed drains for water removal. Expandable polymer was installed in the drains. If oil contacts the filter, the polymer will swell and block the drain. | A positive use determination of 100% for the Polymer Drain Catastrophic Containment Project. | 2009-03-10 | 59075 | 100
12972 | T1 | Oncor Electric Delivery Company | Davis Street Substation | 555 Nordic | Dallas | TX | 75211 | Dallas | Insufficient Information | Insufficient Information | Polymer Drain Catastrophic Containment: Built an earthen berm around the oil-filled equipment. Installed drains for water removal. Expandable polymer was installed in the drains. If oil contacts the filter, the polymer will swell and block the drain. | A positive use determination of 100% for the Polymer Drain Catastrophic Containment Project. | 2009-03-10 | 28101 | 100
12973 | T1 | Oncor Electric Delivery Company | Duncanville Substation | 314 W Camp Wisdom Road | Duncanville | TX | 75137 | Dallas | Insufficient Information | Insufficient Information | Polymer Drain Catastrophic Containment: Built an earthen berm around the oil-filled equipment. Installed drains for water removal. Expandable polymer was installed in the drains. If oil contacts the filter, the polymer will swell and block the drain. | A positive use determination of 100% for the Polymer Drain Catastrophic Containment Project. | 2009-03-10 | 29110 | 100
12974 | T1 | Oncor Electric Delivery Company | Eastside Filtration Substation | 405 Long Creek Road | Sunnyvale | TX | 75182 | Dallas | Insufficient Information | Insufficient Information | Polymer Drain Catastrophic Containment: Built an earthen berm around the oil-filled equipment. Installed drains for water removal. Expandable polymer was installed in the drains. If oil contacts the filter, the polymer will swell and block the drain. | A positive use determination of 100% for the Polymer Drain Catastrophic Containment Project. | 2009-03-10 | 48927 | 100
12975 | T1 | Oncor Electric Delivery Company | Fairmont Substation | 2525 Kittrell Parkway | Dallas | TX | 75201 | Dallas | Insufficient Information | Insufficient Information | Polymer Drain Catastrophic Containment: Built an earthen berm around the oil-filled equipment. Installed drains for water removal. Expandable polymer was installed in the drains. If oil contacts the filter, the polymer will swell and block the drain. | A positive use determination of 100% for the Polymer Drain Catastrophic Containment Project. | 2009-03-10 | 58795 | 100
12976 | T1 | Oncor Electric Delivery Company | Lake Highlands Substation | 2193 Allen Street | Dallas | TX | 75204 | Dallas | Insufficient Information | Insufficient Information | Polymer Drain Catastrophic Containment: Built an earthen berm around the oil-filled equipment. Installed drains for water removal. Expandable polymer was installed in the drains. If oil contacts the filter, the polymer will swell and block the drain. | A positive use determination of 100% for the Polymer Drain Catastrophic Containment Project. | 2009-03-10 | 59341 | 100
12977 | T1 | Oncor Electric Delivery Company | North Network Substation | 2193 Allen St | Dallas | TX | 75204 | Dallas | Insufficient Information | Insufficient Information | Polymer Drain Catastrophic Containment: Built an earthen berm around the oil-filled equipment. Installed drains for water removal. Expandable polymer was installed in the drains. If oil contacts the filter, the polymer will swell and block the drain. | A positive use determination of 100% for the Polymer Drain Catastrophic Containment Project. | 2009-03-10 | 50730 | 100
12978 | T1 | Oncor Electric Delivery Company | Wall Street Substation | 2503 Parnell Street | Dallas | TX | 75204 | Dallas | Insufficient Information | Insufficient Information | Polymer Drain Catastrophic Containment: Built an earthen berm around the oil-filled equipment. Installed drains for water removal. Expandable polymer was installed in the drains. If oil contacts the filter, the polymer will swell and block the drain. | A positive use determination of 100% for the Polymer Drain Catastrophic Containment Project. | 2009-03-10 | 54861 | 100
12979 | T1 | Oncor Electric Delivery Company | Jenkins Substation | 8160 Walnut Hill Lane | Dallas | TX | 75231 | Dallas | Insufficient Information | Insufficient Information | Oil/Water Separator Catastrophic Containment: Built an earthen berm with an Oil/Water Separator. | A positive use determination of 100% for the Oil/Water Separator Catastrophic Containment. | 2009-03-10 | 49442 | 100
12980 | T1 | Oncor Electric Delivery Company | North Parkway Substation | 1880 Dallas Parkway | Dallas | TX | 75287 | Dallas | CN603313842 | RN109631697 | Oil/Water Separator Catastrophic Containment: Built an earthen berm with an Oil/Water Separator. | A positive use determination of 100% for the Oil/Water Separator Catastrophic Containment. | 2009-03-10 | 36669.33 | 100
12981 | T1 | Oncor Electric Delivery Company | Schroeder Road Substation | 12505 Schroeder Road | Dallas | TX | 75243 | Dallas | Insufficient Information | Insufficient Information | Oil/Water Separator Catastrophic Containment: Built an earthen berm with an Oil/Water Separator. | A positive use determination of 100% for the Oil/Water Separator Catastrophic Containment. | 2009-03-10 | 113469.48 | 100
12982 | T1 | Oncor Electric Delivery Company | Krum Substation | FM 156, 2 Mi S of Us 380 | Denton | TX | 76249 | Denton | CN603313842 | RN105809081 | Oil/Water Separator Catastrophic Containment: Built an earthen berm with an Oil/Water Separator. | A positive use determination of 100% for the Oil/Water Separator Catastrophic Containment. | 2009-03-10 | 27929 | 100
12983 | T1 | Oncor Electric Delivery Company | Cleburne North Substation | State Hwy 174 | Cleburne | TX | 76031 | Johnson | Insufficient Information | Insufficient Information | Polymer Drain Catastrophic Containment: Built an earthen berm around the oil-filled equipment. Installed drains for water removal. Expandable polymer was installed in the drains. If oil contacts the filter, the polymer will swell and block the drain. | A positive use determination of 100% for the Polymer Drain Catastrophic Containment Project. | 2009-03-10 | 57219 | 100
12984 | T1 | Oncor Electric Delivery Company | Cleburne West Substation | 1305 Country Club Rd | Cleburne | TX | 76031 | Johnson | Insufficient Information | Insufficient Information | Polymer Drain Catastrophic Containment: Built an earthen berm around the oil-filled equipment. Installed drains for water removal. Expandable polymer was installed in the drains. If oil contacts the filter, the polymer will swell and block the drain. | A positive use determination of 100% for the Polymer Drain Catastrophic Containment Project. | 2009-03-10 | 13943 | 100
12985 | T1 | Oncor Electric Delivery Company | Keene Substation | FM 2280 & FM 3048 | Keene | TX | 76059 | Johnson | CN603313842 | RN109631283 | Polymer Drain Catastrophic Containment: Built an earthen berm around the oil-filled equipment. Installed drains for water removal. Expandable polymer was installed in the drains. If oil contacts the filter, the polymer will swell and block the drain. | A positive use determination of 100% for the Polymer Drain Catastrophic Containment Project. | 2009-03-10 | 38048 | 100
12986 | T1 | Oncor Electric Delivery Company | Tyler Bullard Road Substation | 6407 S Broadway | Tyler | TX | 75703 | Smith | CN603313842 | Insufficient Information | Polymer Drain Catastrophic Containment: Built an earthen berm around the oil-filled equipment. Installed drains for water removal. Expandable polymer was installed in the drains. If oil contacts the filter, the polymer will swell and block the drain. | A positive use determination of 100% for the Polymer Drain Catastrophic Containment Project. | 2009-03-10 | 102018 | 100
12987 | T1 | Oncor Electric Delivery Company | Tyler Omen Road Substation | 2206 Omen Rd | Tyler | TX | 75701 | Smith | CN603313842 | Insufficient Information | Polymer Drain Catastrophic Containment: Built an earthen berm around the oil-filled equipment. Installed drains for water removal. Expandable polymer was installed in the drains. If oil contacts the filter, the polymer will swell and block the drain. | A positive use determination of 100% for the Polymer Drain Catastrophic Containment Project. | 2009-03-10 | 94017 | 100
12988 | T1 | Oncor Electric Delivery Company | Arlington Substation | 200 S Cooper St | Arlington | TX | 76013 | Tarrant | CN603313842 | No Regulated Entity at this Location | Polymer Drain Catastrophic Containment: Built an earthen berm around the oil-filled equipment. Installed drains for water removal. Expandable polymer was installed in the drains. If oil contacts the filter, the polymer will swell and block the drain. | A positive use determination of 100% for the Polymer Drain Catastrophic Containment Project. | 2009-03-10 | 26274 | 100
12989 | T1 | Oncor Electric Delivery Company | Bedford Substation | 1301 Harwood Rd | Bedford | TX | 76021 | Tarrant | CN603313842 | RN109627240 | Polymer Drain Catastrophic Containment: Built an earthen berm around the oil-filled equipment. Installed drains for water removal. Expandable polymer was installed in the drains. If oil contacts the filter, the polymer will swell and block the drain. | A positive use determination of 100% for the Polymer Drain Catastrophic Containment Project. | 2009-03-10 | 36271 | 100
12990 | T1 | Oncor Electric Delivery Company | Bedford Woodson Substation | 2700 Bedford Road | Bedford | TX | 76021 | Tarrant | Insufficient Information | Insufficient Information | Polymer Drain Catastrophic Containment: Built an earthen berm around the oil-filled equipment. Installed drains for water removal. Expandable polymer was installed in the drains. If oil contacts the filter, the polymer will swell and block the drain. | A positive use determination of 100% for the Polymer Drain Catastrophic Containment Project. | 2009-03-10 | 29640 | 100
12991 | T1 | Oncor Electric Delivery Company | Bowen Substation | 2618 W Division Street | Arlington | TX | 76012 | Tarrant | CN603313842 | RN109631168 | Polymer Drain Catastrophic Containment: Built an earthen berm around the oil-filled equipment. Installed drains for water removal. Expandable polymer was installed in the drains. If oil contacts the filter, the polymer will swell and block the drain. | A positive use determination of 100% for the Polymer Drain Catastrophic Containment Project. | 2009-03-10 | 18746 | 100
12992 | T1 | Oncor Electric Delivery Company | Bryan Avenue Substation | 3200 Bryan Avenue | Fort Worth | TX | 76110 | Tarrant | Insufficient Information | Insufficient Information | Polymer Drain Catastrophic Containment: Built an earthen berm around the oil-filled equipment. Installed drains for water removal. Expandable polymer was installed in the drains. If oil contacts the filter, the polymer will swell and block the drain. | A positive use determination of 100% for the Polymer Drain Catastrophic Containment Project. | 2009-03-10 | 52879 | 100
12993 | T1 | Oncor Electric Delivery Company | Calmont Substation | 7800 Calmont Avenue | Fort Worth | TX | 76116 | Tarrant | CN603313842 | RN109631176 | Polymer Drain Catastrophic Containment: Built an earthen berm around the oil-filled equipment. Installed drains for water removal. Expandable polymer was installed in the drains. If oil contacts the filter, the polymer will swell and block the drain. | A positive use determination of 100% for the Polymer Drain Catastrophic Containment Project. | 2009-03-10 | 73891 | 100
12994 | T1 | Oncor Electric Delivery Company | Faron Street Substation | 2601 Faron Street | Fort Worth | TX | 76107 | Tarrant | Insufficient Information | Insufficient Information | Polymer Drain Catastrophic Containment: Built an earthen berm around the oil-filled equipment. Installed drains for water removal. Expandable polymer was installed in the drains. If oil contacts the filter, the polymer will swell and block the drain. | A positive use determination of 100% for the Polymer Drain Catastrophic Containment Project. | 2009-03-10 | 65890 | 100
12995 | T1 | Oncor Electric Delivery Company | Horne Street Substation | 3500 Horne Street | Fort Worth | TX | 76107 | Tarrant | Insufficient Information | Insufficient Information | Polymer Drain Catastrophic Containment: Built an earthen berm around the oil-filled equipment. Installed drains for water removal. Expandable polymer was installed in the drains. If oil contacts the filter, the polymer will swell and block the drain. | A positive use determination of 100% for the Polymer Drain Catastrophic Containment Project. | 2009-03-10 | 81013 | 100
12996 | T1 | Oncor Electric Delivery Company | Meadow Park Substation | 5404 Holiday Lane | Fort Worth | TX | 76180 | Tarrant | Insufficient Information | Insufficient Information | Polymer Drain Catastrophic Containment: Built an earthen berm around the oil-filled equipment. Installed drains for water removal. Expandable polymer was installed in the drains. If oil contacts the filter, the polymer will swell and block the drain. | A positive use determination of 100% for the Polymer Drain Catastrophic Containment Project. | 2009-03-10 | 14008 | 100
12997 | T1 | Oncor Electric Delivery Company | Pafford Street Substation | 4001 Granbury Rd | Fort Worth | TX | 76110 | Tarrant | Insufficient Information | Insufficient Information | Polymer Drain Catastrophic Containment: Built an earthen berm around the oil-filled equipment. Installed drains for water removal. Expandable polymer was installed in the drains. If oil contacts the filter, the polymer will swell and block the drain. | A positive use determination of 100% for the Polymer Drain Catastrophic Containment Project. | 2009-03-10 | 66622 | 100
12998 | T1 | Oncor Electric Delivery Company | Rogers - Fort Worth Substation | 6800 Will Rogers Road | Fort Worth | TX | 76140 | Tarrant | Insufficient Information | Insufficient Information | Polymer Drain Catastrophic Containment: Built an earthen berm around the oil-filled equipment. Installed drains for water removal. Expandable polymer was installed in the drains. If oil contacts the filter, the polymer will swell and block the drain. | A positive use determination of 100% for the Polymer Drain Catastrophic Containment Project. | 2009-03-10 | 35206 | 100
12999 | T1 | Oncor Electric Delivery Company | Watson Substation | 2350 Burney Road | Arlington | TX | 76006 | Tarrant | CN603313842 | RN109627315 | Polymer Drain Catastrophic Containment: Built an earthen berm around the oil-filled equipment. Installed drains for water removal. Expandable polymer was installed in the drains. If oil contacts the filter, the polymer will swell and block the drain. | A positive use determination of 100% for the Polymer Drain Catastrophic Containment Project. | 2009-03-10 | 40062 | 100
13000 | T1 | Oncor Electric Delivery Company | Wedgewood Substation | 5500 Granbury Road | Fort Worth | TX | 76132 | Tarrant | CN603313842 | RN109627323 | Polymer Drain Catastrophic Containment: Built an earthen berm around the oil-filled equipment. Installed drains for water removal. Expandable polymer was installed in the drains. If oil contacts the filter, the polymer will swell and block the drain. | A positive use determination of 100% for the Polymer Drain Catastrophic Containment Project. | 2009-03-10 | 25947 | 100
13001 | T1 | Oncor Electric Delivery Company | Western Hills Substation | 9100 Westpoint Blvd | Fort Worth | TX | 76108 | Tarrant | Insufficient Information | Insufficient Information | Polymer Drain Catastrophic Containment: Built an earthen berm around the oil-filled equipment. Installed drains for water removal. Expandable polymer was installed in the drains. If oil contacts the filter, the polymer will swell and block the drain. | A positive use determination of 100% for the Polymer Drain Catastrophic Containment Project. | 2009-03-10 | 26922 | 100
13002 | T1 | Oncor Electric Delivery Company | Bear Creek Substation | 8000 N Davis Blvd | N Richland Hills | TX | 76180 | Tarrant | CN603313842 | RN109627232 | Oil/Water Separator Catastrophic Containment: Built an earthen berm with an Oil/Water Separator. | A positive use determination of 100% for the Oil/Water Separator Catastrophic Containment. | 2009-03-10 | 34811 | 100
13003 | T1 | Oncor Electric Delivery Company | Blue Mound Substation | 5400 Blue Mound Road | Saginaw | TX | 76016 | Tarrant | CN603313842 | RN109631911 | Oil/Water Separator Catastrophic Containment: Built an earthen berm with an Oil/Water Separator. | A positive use determination of 100% for the Oil/Water Separator Catastrophic Containment. | 2009-03-10 | 19340 | 100
13004 | T1 | Oncor Electric Delivery Company | Byrant Irvin Substation | 5201 Byrant Irvin Road | Fort Worth | TX | 76132 | Tarrant | CN603313842 | RN109627257 | Oil/Water Separator Catastrophic Containment: Built an earthen berm with an Oil/Water Separator. | A positive use determination of 100% for the Oil/Water Separator Catastrophic Containment. | 2009-03-10 | 20204 | 100
13005 | T1 | Oncor Electric Delivery Company | Colleyville Substation | 5915 L D Locket Road | Colleyville | TX | 76034 | Tarrant | Insufficient Information | Insufficient Information | Oil/Water Separator Catastrophic Containment: Built an earthen berm with an Oil/Water Separator. | A positive use determination of 100% for the Oil/Water Separator Catastrophic Containment. | 2009-03-10 | 34985 | 100
13006 | T1 | Oncor Electric Delivery Company | Crowley Substation | 1100 Cleburne Road | Crowley | TX | 76036 | Tarrant | CN603313842 | Insufficient Information | Oil/Water Separator Catastrophic Containment: Built an earthen berm with an Oil/Water Separator. | A positive use determination of 100% for the Oil/Water Separator Catastrophic Containment. | 2009-03-10 | 20514 | 100
13007 | T1 | Oncor Electric Delivery Company | Currie Substation | 2828 Whitmore Road | Fort Worth | TX | 76017 | Tarrant | Insufficient Information | Insufficient Information | Oil/Water Separator Catastrophic Containment: Built an earthen berm with an Oil/Water Separator. | A positive use determination of 100% for the Oil/Water Separator Catastrophic Containment. | 2009-03-10 | 36314 | 100
13008 | T1 | Oncor Electric Delivery Company | Forest Hill Substation | 2601 Joel E Street Road | Fort Worth | TX | 76140 | Tarrant | Insufficient Information | Insufficient Information | Oil/Water Separator Catastrophic Containment: Built an earthen berm with an Oil/Water Separator. | A positive use determination of 100% for the Oil/Water Separator Catastrophic Containment. | 2009-03-10 | 92401 | 100
13009 | T1 | Oncor Electric Delivery Company | Fossil Creek Substation | 7501 Old Denton Rd | Fort Worth | TX | 76137 | Tarrant | Insufficient Information | Insufficient Information | Oil/Water Separator Catastrophic Containment: Built an earthen berm with an Oil/Water Separator. | A positive use determination of 100% for the Oil/Water Separator Catastrophic Containment. | 2009-03-10 | 30614 | 100
13010 | T1 | Oncor Electric Delivery Company | American Manufacturing Substation | 2759 Bruce Street | Fort Worth | TX | 76111 | Tarrant | CN603313842 | No Regulated Entity at this Location | Oil/Water Separator Catastrophic Containment: Built an earthen berm with an Oil/Water Separator. | A positive use determination of 100% for the Oil/Water Separator Catastrophic Containment. | 2009-03-10 | 15843 | 100
13011 | T1 | Oncor Electric Delivery Company | Haltom Substation | 5301 Jane Anne Street | Haltom City | TX | 76117 | Tarrant | Insufficient Information | Insufficient Information | Oil/Water Separator Catastrophic Containment: Built an earthen berm with an Oil/Water Separator. | A positive use determination of 100% for the Oil/Water Separator Catastrophic Containment. | 2009-03-10 | 26178 | 100
13012 | T1 | Oncor Electric Delivery Company | Trinity Substation | 71750 Midway Rd | Fort Worth | TX | 76118 | Tarrant | CN603313842 | Insufficient Information | Oil/Water Separator Catastrophic Containment: Built an earthen berm with an Oil/Water Separator. | A positive use determination of 100% for the Oil/Water Separator Catastrophic Containment. | 2009-03-10 | 15958 | 100
13013 | T1 | Oncor Electric Delivery Company | Mistletoe Substation | 2337 W Rosedale Street | Fort Worth | TX | 76110 | Tarrant | Insufficient Information | Insufficient Information | Oil/Water Separator Catastrophic Containment: Built an earthen berm with an Oil/Water Separator. | A positive use determination of 100% for the Oil/Water Separator Catastrophic Containment. | 2009-03-10 | 32348 | 100
13014 | T1 | Oncor Electric Delivery Company | North Main Substation | 400 N Main Street | Fort Worth | TX | 76102 | Tarrant | Insufficient Information | Insufficient Information | Oil/Water Separator Catastrophic Containment: Built an earthen berm with an Oil/Water Separator. | A positive use determination of 100% for the Oil/Water Separator Catastrophic Containment. | 2009-03-10 | 15317 | 100
13015 | T1 | Oncor Electric Delivery Company | Oakhill Substation | 5400 Parker Henderson Road | Fort Worth | TX | 76102 | Tarrant | CN603313842 | RN109628891 | Oil/Water Separator Catastrophic Containment: Built an earthen berm with an Oil/Water Separator. | A positive use determination of 100% for the Oil/Water Separator Catastrophic Containment. | 2009-03-10 | 18602 | 100
13016 | T1 | Oncor Electric Delivery Company | Primrose Substation | 6150 Columbus Trail | Fort Worth | TX | 76123 | Tarrant | CN603313842 | RN109627299 | Oil/Water Separator Catastrophic Containment: Built an earthen berm with an Oil/Water Separator. | A positive use determination of 100% for the Oil/Water Separator Catastrophic Containment. | 2009-03-10 | 20432 | 100
13017 | T1 | Oncor Electric Delivery Company | Primrose Substation | 6150 Columbus Trail | Fort Worth | TX | 76133 | Tarrant | CN603313842 | RN109627299 | Oil/Water Separator Catastrophic Containment: Built an earthen berm with an Oil/Water Separator. | A positive use determination of 100% for the Oil/Water Separator Catastrophic Containment. | 2009-03-10 | 25869 | 100
13018 | T1 | Oncor Electric Delivery Company | Rosen Heights Substation | 3300 Sherman Street | Fort Worth | TX | 76112 | Tarrant | Insufficient Information | Insufficient Information | Oil/Water Separator Catastrophic Containment: Built an earthen berm with an Oil/Water Separator. | A positive use determination of 100% for the Oil/Water Separator Catastrophic Containment. | 2009-03-10 | 22264 | 100
13019 | T1 | Oncor Electric Delivery Company | Sansom Substation | 6000 Boat Club Road | Fort Worth | TX | 76179 | Tarrant | Insufficient Information | Insufficient Information | Oil/Water Separator Catastrophic Containment: Built an earthen berm with an Oil/Water Separator. | A positive use determination of 100% for the Oil/Water Separator Catastrophic Containment. | 2009-03-10 | 30615 | 100
13020 | T1 | Oncor Electric Delivery Company | Shady Grove Substation | 2300 114Th Street | Grand Prairie | TX | 75050 | Tarrant | CN603313842 | Insufficent Information | Oil/Water Separator Catastrophic Containment: Built an earthen berm with an Oil/Water Separator. | A positive use determination of 100% for the Oil/Water Separator Catastrophic Containment. | 2009-03-10 | 31119 | 100
13021 | T1 | Oncor Electric Delivery Company | Springdale Substation | 2222 Higgins Lane | Haltom City | TX | 76111 | Tarrant | Insufficient Information | Insufficient Information | Oil/Water Separator Catastrophic Containment: Built an earthen berm with an Oil/Water Separator. | A positive use determination of 100% for the Oil/Water Separator Catastrophic Containment. | 2009-03-10 | 16707 | 100
13022 | T1 | Oncor Electric Delivery Company | Gemini Substation | 2901 McMillan Parkway | Fort Worth | TX | 76137 | Tarrant | Insufficient Information | Insufficient Information | Oil/Water Separator Catastrophic Containment: Built an earthen berm with an Oil/Water Separator. | A positive use determination of 100% for the Oil/Water Separator Catastrophic Containment. | 2009-03-10 | 30458 | 100
13023 | T1 | Oncor Electric Delivery Company | Canton Substation | 17089 S Hwy 19 | Canton | TX | 75103 | Van Zandt | CN603313842 | RN109655068 | Polymer Drain Catastrophic Containment: Built an earthen berm around the oil-filled equipment. Installed drains for water removal. Expandable polymer was installed in the drains. If oil contacts the filter, the polymer will swell and block the drain. | A positive use determination of 100% for the Polymer Drain Catastrophic Containment Project. | 2009-03-10 | 73611 | 100
13024 | T1 | Oncor Electric Delivery Company | Heritage Substation | 150 NE 4Th Street | Fort Worth | TX | 76102 | Tarrant | Insufficient Information | Insufficient Information | Oil/Water Separator Catastrophic Containment: Built an earthen berm with an Oil/Water Separator. | A positive use determination of 100% for the Oil/Water Separator Catastrophic Containment. | 2009-03-10 | 34111 | 100
13025 | T1 | Oncor Electric Delivery Company | Mckinney White Street Substation | 2900 White Avenue | Mckinney | TX | 75070 | Collin | Insufficient Information | Insufficient Information | Leaker Management Project at this site consists of the installation of a secondary containment system consisting of a concrete pad with an oil/water separator and a metal railing used to channel any collected oil. | A positive use determination of 100% for the Leaker Management Project. | 2009-03-10 | 19519 | 100
13026 | T1 | Oncor Electric Delivery Company | Coppell Switch Substation | 201 N Coppell | Coppell | TX | 75019 | Dallas | Insufficient Information | Insufficient Information | Leaker Management Project at this site consists of the installation of a secondary containment system consisting of a concrete pad with an oil/water separator and a metal railing used to channel any collected oil. | A positive use determination of 100% for the Leaker Management Project. | 2009-03-10 | 41218 | 100
13027 | T1 | Oncor Electric Delivery Company | Denton Drive Substation | 9454 Denton Drive | Dallas | TX | 75235 | Dallas | Insufficient Information | Insufficient Information | Leaker Management Project at this site consists of the installation of a secondary containment system consisting of a concrete pad with an oil/water separator and a metal railing used to channel any collected oil. | A positive use determination of 100% for the Leaker Management Project. | 2009-03-10 | 34384 | 100
13028 | T1 | Oncor Electric Delivery Company | Elm Grove Road Substation | 3200 Elm Grove Rd | Rowlett | TX | 75088 | Dallas | Insufficient Information | Insufficient Information | Leaker Management Project at this site consists of the installation of a secondary containment system consisting of a concrete pad with an oil/water separator and a metal railing used to channel any collected oil. | A positive use determination of 100% for the Leaker Management Project. | 2009-03-10 | 19127 | 100
13029 | T1 | Oncor Electric Delivery Company | Fish Creek Substation | 1136 SE 14Th Street | Grand Prairie | TX | 75051 | Dallas | CN603313842 | Insufficient Information | Leaker Management Project at this site consists of the installation of a secondary containment system consisting of a concrete pad with an oil/water separator and a metal railing used to channel any collected oil. | A positive use determination of 100% for the Leaker Management Project. | 2009-03-10 | 18870 | 100
13030 | T1 | Oncor Electric Delivery Company | Liggett Substation | 5000 Rock Island Road | Irving | TX | 75061 | Dallas | CN603313842 | RN100678713 | Leaker Management Project at this site consists of the installation of a secondary containment system consisting of a concrete pad with an oil/water separator and a metal railing used to channel any collected oil. | A positive use determination of 100% for the Leaker Management Project. | 2009-03-10 | 18870 | 100
13031 | T1 | Oncor Electric Delivery Company | Liggett Switch Substation | 5000 Rock Island Road | Irving | TX | 75061 | Dallas | CN603313842 | RN100678713 | Leaker Management Project at this site consists of the installation of a secondary containment system consisting of a concrete pad with an oil/water separator and a metal railing used to channel any collected oil. | A positive use determination of 100% for the Leaker Management Project. | 2009-03-10 | 81189.17 | 100
13032 | T1 | Oncor Electric Delivery Company | Liggett Switch Substation | 5000 Rock Island Road | Irving | TX | 75061 | Dallas | CN603313842 | RN100678713 | Polymer Drain Catastrophic Containment: Built an earthen berm around the oil-filled equipment. Installed drains for water removal. Expandable polymer was installed in the drains. If oil contacts the filter, the polymer will swell and block the drain. | A positive use determination of 100% for the Polymer Drain Catastrophic Containment Project. | 2009-03-10 | 76443 | 100
13033 | T1 | Oncor Electric Delivery Company | Fish Creek 69Kv Switch Station | 1135 SE 14Th Street | Dallas | TX | 75051 | Dallas | CN603313842 | Insufficient Information | Oil/Water Separator Catastrophic Containment: Built an earthen berm with an Oil/Water Separator. | A positive use determination of 100% for the Oil/Water Separator Catastrophic Containment. | 2009-03-10 | 30951 | 100
13034 | T1 | Oncor Electric Delivery Company | Tyler Southwest Substation | 14321 CR 1134 | Tyler | TX | 75709 | Smith | CN603313842 | Insufficient Information | Polymer Drain Catastrophic Containment: Built an earthen berm around the oil-filled equipment. Installed drains for water removal. Expandable polymer was installed in the drains. If oil contacts the filter, the polymer will swell and block the drain. | A positive use determination of 100% for the Polymer Drain Catastrophic Containment Project. | 2009-03-10 | 26178 | 100
13035 | T1 | Oncor Electric Delivery Company | Tyler Switch Substation | 10588 CR 1238 Hwy 31 | Tyler | TX | 75702 | Smith | CN603313842 | Insufficient Information | Polymer Drain Catastrophic Containment: Built an earthen berm around the oil-filled equipment. Installed drains for water removal. Expandable polymer was installed in the drains. If oil contacts the filter, the polymer will swell and block the drain. | A positive use determination of 100% for the Polymer Drain Catastrophic Containment Project. | 2009-03-10 | 67451 | 100
13036 | T1 | Oncor Electric Delivery Company | Tyler West Substation | 3709 Hwy 31 West | Tyler | TX | 75702 | Smith | CN603313842 | Insufficient Information | Polymer Drain Catastrophic Containment: Built an earthen berm around the oil-filled equipment. Installed drains for water removal. Expandable polymer was installed in the drains. If oil contacts the filter, the polymer will swell and block the drain. | A positive use determination of 100% for the Polymer Drain Catastrophic Containment Project. | 2009-03-10 | 120768 | 100
13037 | T1 | Oncor Electric Delivery Company | Elizabeth Creek Substation | 3001 Eagle Parkway | Fort Worth | TX | 76177 | Tarrant | Insufficient Information | Insufficient Information | Leaker Management Project at this site consists of the installation of a secondary containment system consisting of a concrete pad with an oil/water separator and a metal railing used to channel any collected oil. | A positive use determination of 100% for the Leaker Management Project. | 2009-03-10 | 36257 | 100
13038 | T1 | Oiltanking Houston LP | Oiltanking Houston Terminal | 15602 Jacintoport Blvd | Houston | TX | 77015 | Harris | CN600129795 | RN100224740 | Constructed new boilers which contain Low NOx burners. Constructed new flare (East Flare). Upgraded to low emission valves on the 100 manifold. Installed fugitive emissions monitoring equipment for the leak detection and repair program (LDAR). Tank Emissions Control Project: Internal floating roofs with double wiper seals for tanks 501 and 502; internal floating roofs and single seal mechanical shoes for tanks 250-50, 200-51, 250-52, 200-53, 100-54, 100-55, 200-56, 200-57, 200-58, 175-59, 100-60, 100-61, 80-62, 100-63, 80-64, 350-23, 350-24, 200-20, 350-25, 350-26, 350-27, 350-30, 350-31, 350-32, 350-33, and 350-34; internal floating roofs retrofitted with bottom suction and vapor space minimization for tanks 300-4 and 300-21; internal floating roofs retrofitted with slotted guide-pole covers for tanks 150-41, 200-11, and 300-2. Also requesting the 14,400 sq. ft. of land occupied by the boilers and the 1,296 sq. ft. of land occupied by the flare. | A positive use determination of 100% for the LDAR fugitive emissions monitor, the East Flare, and Tank Emission Control Project. A positive use determination of 100% of the incremental cost difference between the cost of the new Low NOx burners installed in the new boilers and the cost of the burners located in the previously used boilers. A positive use determination of 100% of the incremental costs difference between the cost of the low emission valves and the cost of the previously used valves. A negative determination for the land. Land is eligible for a positive determination only when that land is used to provide pollution control. | 2009-04-21 | 13123355 | 100
13039 | T1 | Oiltanking Houston LP | Oiltanking Houston Terminal | 15602 Jacintoport Blvd | Houston | TX | 77015 | Harris | CN600129795 | RN100224740 | Installed automatic shutdown valves and automatic gauging/level control on all storage tanks. Installed an automatic shutdown system at the marine dock. All of this equipment was installed to prevent overfilling. | A positive use determination of 100% for the automatic shutdown valves and automatic gauging/level controls installed on the storage tanks and for the automatic shutdown system for the marine dock. | 2009-04-17 | 897842 | 100
13040 | T1 | Oiltanking Houston LP | Oiltanking Houston Terminal | 15602 Jacintoport Blvd | Houston | TX | 77015 | Harris | CN600129795 | RN100224740 | Installed 16 leak detection monitoring wells. Constructed concrete secondary containment pits for manifolds 200, 300, 400 and 500. The amount of land located under secondary containment is 1,820,596 sq ft. | A positive use determination of 100% for the 16 leak detection monitoring wells and the concrete secondary containment manifold pits. A negative determination for the land. In order to qualify for a positive use determination the land must be used to provide pollution control. | 2009-04-17 | 4960329 | 100
13041 | T1 | Oiltanking Houston LP | Oiltanking Houston Terminal | 15602 Jacintoport Blvd | Houston | TX | 77015 | Harris | CN600129795 | RN100224740 | Two buildings which house spill boat and trailer, spill booms and vacuum truck. All equipment housed in buildings is used for spill response. Installed cathodic protection for all tanks at the facility. | A positive use determination of 100% for the two buildings used to house spill response equipment, the spill response boat and trailer, the spill booms, the vacuum truck, and the cathodic protection for the tanks. | 2009-04-28 | 483957 | 100
13042 | T1 | Oiltanking Houston LP | Oiltanking Houston Terminal | 15602 Jacintoport Blvd | Houston | TX | 77015 | Harris | CN600129795 | RN100224740 | Installed coalescer vessel oil/water separator and skimmers which are located in the pipeline and storage area. Constructed a storm water retention pond which is 66,360 sq. ft. Constructed a septic field which is 8,478 sq. ft. Requested the land under the oil/water separators (1,296 sq. ft.). | A positive use determination of 100% for the oil/water separator and skimmers located in the pipeline and storage area; the 66,360 sq. ft. stormwater retention pond; and the 8,478 sq. ft. septic field. A negative determination for the land containing the oil/water separator and skimmers. In order for land to qualify for a positive use determination, it must be used as pollution control property. | 2009-04-21 | 360887 | 100
13043 | T1 | NRG Texas Power, LLC | WA Parish Generating Plant | 2500 Y.U. Jones Road | Thompson | TX | 77481 | Fort Bend | CN603207218 | RN100888312 | replacement catalyst for the Unit 7 selective catalytic reduction system. | The following property is used 100% for pollution control and is installed to meet or exceed federal or state regulations: replacement catalyst for the Unit 7 selective catalytic reduction system. | 2012-06-21 | 4400420 | 100
13044 | T1 | NRG Texas Power, LLC | WA Parish Generating Plant | 2500 Y.U. Jones Road | Thompson | TX | 77481 | Fort Bend | CN603207218 | RN100888312 | replacement catalyst for the Unit 8 selective catalytic reduction system. | The following property is used 100% for pollution control and is installed to meet or exceed federal or state regulations: replacement catalyst for the Unit 8 selective catalytic reduction system. | 2012-06-21 | 5255728 | 100
13045 | T1 | NRG Texas Power, LLC | WA Parish Generating Plant | 2500 Y.U. Jones Road | Thompson | TX | 77481 | Fort Bend | CN603207218 | RN100888312 | activated carbon injection systems including the associated continuous emission monitoring systems for Units #5, 6, 7 and 8. | The following property is used 100% for pollution control and is installed to meet or exceed federal or state regulations: activated carbon injection systems including the associated continuous emission monitoring systems for Units #5, 6, 7 and 8. | 2016-01-06 | 14450560 | 100
13046 | T1 | NRG Texas Power, LLC | Limestone Generating Station | 3964 N FM 39 | Jewett | TX | 75846 | Limestone | CN603207218 | RN100542927 | activated carbon injection systems including the associated continuous emission monitoring systems for Units #1 and 2. | The following property is used 100% for pollution control and is installed to meet or exceed federal or state regulations: activated carbon injection systems including the associated continuous emission monitoring systems for Units #1 and 2. | 2016-01-06 | 10963300 | 100
13047 | T1 | THE DOW CHEMICAL COMPANY | DOW TEXAS OPERATIONS FREEPORT | 2301 N BRAZOSPORT BLVD | FREEPORT | TX | 77541 | Brazoria | CN600356976 | RN100225945 | baghouse dust collector. | The following property is used 100% for pollution control and is installed to meet or exceed federal or state regulations: baghouse dust collector. | 2017-03-22 | 69000 | 100
13048 | T1 | THE DOW CHEMICAL COMPANY | DOW TEXAS OPERATIONS FREEPORT | 2301 N BRAZOSPORT BLVD | FREEPORT | TX | 77541 | Brazoria | CN600356976 | RN100225945 | drift eliminators installed on cooling towers. | The following property is used 100% for pollution control and is installed to meet or exceed federal or state regulations: drift eliminators installed on cooling towers. | 2017-03-22 | 95000 | 100
13049 | T1 | THE DOW CHEMICAL COMPANY | DOW TEXAS OPERATIONS FREEPORT | 2301 N BRAZOSPORT BLVD | FREEPORT | TX | 77541 | Brazoria | CN600356976 | RN100225945 | D-5901 and D-5902 knockout drums and B-5901 blower with associated ductwork used to transport contaminants to thermal oxidizer for control. | The following property is used 100% for pollution control and is installed to meet or exceed federal or state regulations: D-5901 and D-5902 knockout drums and B-5901 blower with associated ductwork used to transport contaminants to thermal oxidizer for control. | 2017-03-22 | 2323000 | 100
13050 | T1 | THE DOW CHEMICAL COMPANY | DOW TEXAS OPERATIONS FREEPORT | 2301 N BRAZOSPORT BLVD | FREEPORT | TX | 77541 | Brazoria | CN600356976 | RN100225945 | area fugitive emission monitors. | The following property is used 100% for pollution control and is installed to meet or exceed federal or state regulations: area fugitive emission monitors. | 2017-03-23 | 360000 | 100
13051 | T1 | THE DOW CHEMICAL COMPANY | DOW TEXAS OPERATIONS FREEPORT | 2301 N BRAZOSPORT BLVD | FREEPORT | TX | 77541 | Brazoria | CN600356976 | RN100225945 | caustic scrubber system including ancillary tanks, pumps, and piping. | The following property is used 100% for pollution control and is installed to meet or exceed federal or state regulations: caustic scrubber system including ancillary tanks, pumps, and piping. | 2017-03-22 | 13178000 | 100
13052 | T1 | THE DOW CHEMICAL COMPANY | DOW TEXAS OPERATIONS FREEPORT | 2301 N BRAZOSPORT BLVD | FREEPORT | TX | 77541 | Brazoria | CN600356976 | RN100225945 | Tank D-4450 used to store hazardous waste. | The following property is used 100% for pollution control and is installed to meet or exceed federal or state regulations: Tank D-4450 used to store hazardous waste. | 2017-03-23 | 1500000 | 100
13053 | T1 | THE DOW CHEMICAL COMPANY | DOW TEXAS OPERATIONS FREEPORT | 2301 N BRAZOSPORT BLVD | FREEPORT | TX | 77541 | Brazoria | CN600356976 | RN100225945 | sumps SU-5971, SU-5940, and SU-5941 and associated pumps P-5940, P-5941, P-5971, and P-5991 A and B. | The following property is used 100% for pollution control and is installed to meet or exceed federal or state regulations: sumps SU-5971, SU-5940, and SU-5941 and associated pumps P-5940, P-5941, P-5971, and P-5991 A and B. | 2017-03-24 | 4000000 | 100
13054 | T1 | The Dow Chemical Company | Voranol Plant - Freeport | 2301 N. Brazosport Blvd | Freeport | TX | 77541 | Brazoria | CN600356976 | RN100225945 | Install instrumentation to the recirculation system on the Polyol reactors, including level transmitter, vibration transmitter, power monitor, flow meters, suction temperature transmitters, fail test ABV's, emergency pump shut-off switches and digital aborts. | Returned for failure to respond to a deficiency letter. | 2010-05-11 | 840000 | 100
13055 | T1 | The Dow Chemical Company | Oyster Creek Plant | 2301 N. Brazosport Blvd, | Freeport | TX | 77541 | Brazoria | CN600356976 | RN100225945 | CEMS units and their housing installed on heater systems, a caustic scrubber system, flare systems, and cooling tower. | The following property is used 100% for pollution control and is installed to meet or exceed federal or state regulations: CEMS units and their housing installed on heater systems, a caustic scrubber system, flare systems, and cooling tower. | 2016-04-25 | 1604000 | 100
13056 | T1 | The Dow Chemical Company | Oyster Creek Plant | 2301 N. Brazosport Blvd, | Freeport | TX | 77541 | Brazoria | CN600356976 | RN100225945 | Merox flare system including stack, burner, and flare tip; low pressure flare system including stack, burner, and flare tip; and multi-point ground flare system including vent collection headers, knock-out pots, associated vaporizers, and multi-point flare. | The following property is used 100% for pollution control and is installed to meet or exceed federal or state regulations: Merox flare system including stack, burner, and flare tip; low pressure flare system including stack, burner, and flare tip; and multi-point ground flare system including vent collection headers, knock-out pots, associated vaporizers, and multi-point flare. | 2016-04-11 | 46004000 | 100
13057 | T1 | The Dow Chemical Company | Oyster Creek Plant | 2301 N. Brazosport Blvd, | Freeport | TX | 77541 | Brazoria | CN600356976 | RN100225945 | incremental cost difference for 120 low NOx burners compared to the cost of similarly sized burners without NOx controls from the most recent generation of burners. | The following property is used 100% for pollution control and is installed to meet or exceed federal or state regulations: incremental cost difference for 120 low NOx burners compared to the cost of similarly sized burners without NOx controls from the most recent generation of burners. | 2016-04-11 | 1124000 | 100
13058 | T1 | The Dow Chemical Company | Oyster Creek Plant | 2301 N. Brazosport Blvd, | Freeport | TX | 77541 | Brazoria | CN600356976 | RN100225945 | T-485 vent scrubber system. | The following property is used 100% for pollution control and is installed to meet or exceed federal or state regulations: T-485 vent scrubber system. | 2016-04-11 | 7099000 | 100
13059 | T1 | The Dow Chemical Company | Oyster Creek Plant | 2301 N. Brazosport Blvd, | Freeport | TX | 77541 | Brazoria | CN600356976 | RN100225945 | calorimeters that monitor the multi-point ground flare, low pressure flare, and Merox flare. | The following property is used 100% for pollution control and is installed to meet or exceed federal or state regulations: calorimeters that monitor the multi-point ground flare, low pressure flare, and Merox flare. | 2016-04-11 | 279000 | 100
13060 | T1 | The Dow Chemical Company | Oyster Creek Plant | 2301 N. Brazosport Blvd, | Freeport | TX | 77541 | Brazoria | CN600356976 | RN100225945 | wastewater tanks and sumps; pumps P-1001 A/B, P-1002 A/B that route wastewater from OC-1001 sewer sumps to wastewater storage tanks V-760/V-761; and wastewater line that routes the PDH-1 stored wastewater from V-760/V-761 to the wastewater treatment plant. | The following property is used 100% for pollution control and is installed to meet or exceed federal or state regulations: wastewater tanks and sumps; pumps P-1001 A/B, P-1002 A/B that route wastewater from OC-1001 sewer sumps to wastewater storage tanks V-760/V-761; and wastewater line that routes the PDH-1 stored wastewater from V-760/V-761 to the wastewater treatment plant. | 2016-04-13 | 25467000 | 100
13061 | T1 | The Dow Chemical Company | Oyster Creek Plant | 2301 N. Brazosport Blvd, | Freeport | TX | 77541 | Brazoria | CN600356976 | RN100225945 | settling basin | Withdrawn/Returned | 2016-04-27 | 4301000 | 100
13062 | T1 | The Dow Chemical Company | Metal Precipitation Unit - Freeport | 2301 N. Brazosport Blvd. | Freeport | TX | 77541 | Brazoria | CN600356976 | RN100225945 | This project is for the Metals Precipitation Unit Effluent Total Suspended Solids (TSS) Analyzer - installed two TSS analyzers and a pH meter with associated modifications. | The following property is used 100% for pollution control and is installed to meet or exceed federal or state regulations. Two total suspended solids analyzers and a pH meter with associated piping modifications. | 2010-04-27 | 50000 | 100
13063 | T1 | The Dow Chemical Company | Truck and Rail Racks - Freeport | 2301 N. Brazosport Blvd. | Freeport | TX | 77541 | Brazoria | CN600356976 | RN100225945 | This project will purchase and install new pressure safety valves for the nitrogen system used to offload railcars/isos/trucks and install high level indication with automatic valve interlocks for railcar loading. | Withdrawn by applicant | 2010-06-21 | 200000 | 100
13064 | T1 | The Dow Chemical Company | Rail Rack - Freeport | 2301 N. Brazosport Blvd. | Freeport | TX | 7541 | Brazoria | CN600356976 | RN100225945 | Installed new secondary containment system for the Voranol railcars at the unloading spots. | Withdrawn by applicant | 2010-06-28 | 60000 | 100
13065 | T1 | The Dow Chemical Company | B-800 RCI Piping | 2301 N. Brazosport Blvd. | Freeport | TX | 77541 | Brazoria | CN600356976 | RN100225945 | Installed 22 automated block valves in Big Gun and Little Gun Headers. Installed pressure transmitters for B-800 Thermal Oxidizer piping. Equipment allows facility to comply with MACT standard for hazardous waste combustors. | The following property is used 100% for pollution control and is installed to meet or exceed federal or state regulations. Twenty-two automated block valves installed in Big Gun and Little Gun Headers. Pressure transmitters installed for B-800 Thermal Oxidizer piping. | 2010-07-06 | 870000 | 100
13066 | T1 | The Dow Chemical Company | B-3800 - Freeport | 2301 N. Brazosport Blvd. | Freeport | TX | 77541 | Brazoria | CN600356976 | RN100225945 | Dammed the drainage ditch on the south and west sides of the block. Installed a large automated block valve on existing culvert piping and a new level transmitter to monitor the south ditch level. New curbing was installed on the B-3817 tank truck unloading facility. | Withdrawn by applicant | 2010-06-21 | 85000 | 100
13067 | T1 | The Dow Chemical Company | SPCC Upgrade - Freeport | 2301 N. Brazosport Blvd. | Freeport | TX | 77541 | Brazoria | CN600356976 | RN100225945 | Installed increased secondary containment capacity, consisting of concrete pads and curbing, for seven diesel storage tanks. | The following property is used 100% for pollution control and is installed to meet or exceed federal or state regulations. Concrete pads and curbing installed as secondary containment for seven diesel storage tanks. | 2010-08-06 | 160000 | 100
13068 | T1 | The Dow Chemical Company | Fuel Gas Wells - Freeport | 2301 N. Brazosport Blvd. | Freeport | TX | 77541 | Brazoria | CN600356976 | RN100225945 | Addressed layer of protection issues with withdrawal section of DW-6/DW-9. Installed process control changes regarding well shutdown and also a new set of trips/alarms for liquid levels in withdrawal separator S-621 and hydrocarbon drips tank and automated block valves for withdrawal separator. | Returned for failure to respond to a deficiency letter. | 2010-05-11 | 85000 | 100
13069 | T1 | The Dow Chemical Company | Environmental Analytical Lab - Freeport | 2301 N. Brazosport Blvd. | Freeport | TX | 77541 | Brazoria | CN600356976 | RN100225945 | Purchased an Inductively Coupled Plasma (ICP) spectrometer. | Returned for failure to respond to a deficiency letter. | 2010-05-11 | 120000 | 100
13070 | T1 | The Dow Chemical Company | Methyldiethanolamine Plant - Freeport | 2301 N. Brazosport Blvd. | Freeport | TX | 77541 | Brazoria | CN600356976 | RN100225945 | Implemented required instrumentation for the MDEA High Hazard Pumps and installed five gas detectors. | Withdrawn by applicant | 2010-06-21 | 160000 | 100
13071 | T1 | The Dow Chemical Company | II910 and II912 Columns - Freeport | 2301 N. Brazosport Blvd. | Freeport | TX | 77541 | Brazoria | CN600356976 | RN100225945 | Installed two densitometers. | Applicant requested withdrawal of application during administrative review. | 2010-04-28 | 30000 | 100
13072 | T1 | The Dow Chemical Company | Rail Car Loading - Freeport | 2301 N. Brazosport Blvd. | Freeport | TX | 77541 | Brazoria | CN600356976 | RN100225945 | Install two high level probes that will be used for the two rail car loading spots at the TDI plant. | Returned for failure to respond to a deficiency letter. | 2010-05-11 | 20000 | 100
13073 | T1 | The Dow Chemical Company | Marine Terminal - Freeport | 2301 N. Brazosport Blvd. | Freeport | TX | 77541 | Brazoria | CN600356976 | RN100225945 | Installed two pumps, piping, and instrumentation to put two vapor abatement systems and one emergency horn system in place. | Applicant requested withdrawal of application during administrative review. | 2010-04-24 | 250000 | 100
13074 | T1 | The Dow Chemical Company | Salt Dome Operations - Freeport | 2301 N. Brazosport Blvd. | Freeport | TX | 77541 | Brazoria | CN600356976 | RN100225945 | Completed the instrumentation and piping upgrades that will provide brine stringer risk mitigation for the propylene storage cavern. Includes the installation of a second EBV on the brine supply/dump line. | Withdrawn by applicant | 2010-06-14 | 50000 | 100
13075 | T1 | The Dow Chemical Company | Fuel Gas Tank - Freeport | 2301 N. Brazosport Blvd. | Freeport | TX | 77541 | Brazoria | CN600356976 | RN100225945 | Installed a distillate drum on the scrubber at the B-400 fuel supply. A nitrogen pad/depad system will be installed to transfer distillate to an offloading truck. An existing dike with liquid barrier will provide spill containment for the drum. | Withdrawn by applicant | 2010-06-14 | 275000 | 100
13076 | T1 | The Dow Chemical Company | Allylics - Freeport | 2301 N. Brazosport Blvd. | Freeport | TX | 77541 | Brazoria | CN600356976 | RN100225945 | Project to install five level transmitters with dedicated nozzles to the EPI cruder tanks. | Withdrawn by applicant | 2010-06-14 | 208000 | 100
13077 | T1 | The Dow Chemical Company | WWTP - Freeport | 2301 N. Brazosport Blvd. | Freeport | TX | 77541 | Brazoria | CN600356976 | RN100225945 | Purchased new Varian Inductively Coupled Plasma Spectrometer for the Wastewater Treatment Facility. | Withdrawn by applicant | 2010-06-21 | 120000 | 100
13078 | T1 | The Dow Chemical Company | Adhesive Polymers - Freeport | 2301 N. Brazosport Blvd. | Freeport | TX | 77541 | Brazoria | CN600356976 | RN100225945 | Installed a new 4" nozzle along with a new rupture disk, PSV and three pressure transmitters on D-102. | Withdrawn by applicant | 2010-06-21 | 130000 | 100
13079 | T1 | The Dow Chemical Company | Outfall Ditch LHC-7 - Freeport | 2301 N. Brazosport Blvd. | Freeport | TX | 77541 | Brazoria | CN600356976 | RN100225945 | Installed a diversion valve that will provide additional means of isolating spills from reaching LHC-7 outfall on the west side of the plant. | Withdrawn by applicant | 2010-06-21 | 25000 | 100
13080 | T1 | The Dow Chemical Company | A16 Block Waste Water Pumps | 2301 N. Brazosport Blvd. | Freeport | TX | 77541 | Brazoria | CN600356976 | RN100225945 | Two new self priming wastewater sump pumps for caustic scrubber waste water flow. | The following property is used 100% for pollution control and is installed to meet or exceed federal or state regulations. Wastewater sump pumps. | 2011-04-26 | 260000 | 100
13081 | T1 | The Dow Chemical Company | Versene Chelants A-2600 | 2301 N. Brazosport Blvd. | Freeport | TX | 77541 | Brazoria | CN600356976 | RN100225945 | four formaldehyde gas detectors. | The following property is used 100% for pollution control and is installed to meet or exceed federal or state regulations: four formaldehyde gas detectors. | 2015-06-03 | 40000 | 100
13082 | T1 | The Dow Chemical Company | Adhesive Polymers Plant, B-7701 | 2301 N. Brazosport Blvd. | Freeport | TX | 77541 | Brazoria | CN600356976 | RN100225945 | upgrades to the existing pilot and addition of a second pilot to Flare FS-1. | The following property is used 100% for pollution control and is installed to meet or exceed federal or state regulations: upgrades to the existing pilot and addition of a second pilot to Flare FS-1. | 2015-06-02 | 205000 | 100
13083 | T1 | The Dow Chemical Company | a-7000 EDC NPA | 2301 N. Brazosport Blvd. | Freeport | TX | 77541 | Brazoria | CN600356976 | RN100225945 | A-7000 Water Analyzers AT-92021/14 | Applicant withdrew after remitting $2,350 to convert the application from Tier I to Tier III. Applicant opted to withdraw rather than submit the CAP. They have requested a refund of the $2,350. Refund was approved, and the form was sent to the cashier's office 7/22/15. | 2015-07-09 | 200000 | 100
13084 | T1 | Union Carbide Corporation | Seadrift Site | Hwy 185 N | Seadrift | TX | 77983 | Calhoun | CN601688781 | RN102181526 | Rerouted outlets of the tank farm butene pump pressure safety valves (PSVs) from the atmosphere to the butene bullet. Property includes Teo Pilot PSVs and associated outlet piping. | A positive use determination of 100% for the Teo Pilot PSVs and the associated outlet piping. | 2009-04-14 | 109000 | 100
13085 | T1 | Union Carbide Corporation | Seadrift Site | Hwy 185 N | Seadrift | TX | 77983 | Calhoun | CN601688781 | RN102181526 | Installed permanent propylene as an atomization gas facility. | Withdrawn by applicant | 2009-04-02 | 200000 | 100
13086 | T1 | Union Carbide Corporation | Seadrift Site | Hwy 185 N | Seadrift | TX | 77983 | Calhoun | CN601688781 | RN102181526 | Modified fuel distribution systems by installing redundant pressure controls on the supplies to the headers and isolating unused sections of the lines. Property includes 12 pressure regulators, pressure transmitters, pressure relief valves and piping. | A positive use determination of 100% for the 12 pressure regulators, the pressure transmitters, and the piping. A positive use determination of 100% of the incremental cost difference between the new pressure relief valves and the pressure relief devices which were replaced. | 2009-04-28 | 1230000 | 100
13087 | T1 | Union Carbide Corporation | Polypropylene Plant | Hwy 185 N | Seadrift | TX | 77983 | Calhoun | CN601688781 | RN102181526 | Installed an oil collection and purging system consisting of a 150-gallon low temperature carbon steel tank and 400 feet of stainless steel piping | A positive use determination of 100% for the oil collection and purging system consisting of a 150-gallon low temperature carbon steel tank and 400 feet of stainless steel piping. | 2009-04-14 | 558000 | 100
13088 | T1 | Union Carbide Corporation | Seadrift Site | Hwy 185 N | Seadrift | TX | 77983 | Calhoun | CN601688781 | RN102181526 | Installed a Shimadzu total organic analyzer and auto sampler for use in detecting fugitive emissions. | A positive use determination of 100% for the Shimadzu Total Organic Analyzer and the Auto Sampler. | 2009-04-14 | 35000 | 100
13089 | T1 | Union Carbide Corporation | Texas City Plant | 3301 5Th Avenue South | Texas City | TX | 77590 | Galveston | CN601688781 | RN100219351 | Installed logic updates and second isolation valves in each liquid residue feed line (4) to Boiler 53 liquid burners. Also installed positive backflow protection in the plant air supply to Boiler 52 liquid fuel purge system. | Withdrawn by applicant | 2009-04-02 | 190000 | 100
13090 | T1 | Union Carbide Corporation | Texas City Plant | 3301 5Th Avenue South | Texas City | TX | 77590 | Galveston | CN601688781 | RN100219351 | Constructed an emergency wastewater contingency pipeline used to move wastewater to the wastewater treatment plant. It will be 450 ft. of 12-inch HDPW pipe, 100 ft. of 12-inch A-106 carbon steel, and pressure and temporary transmitters to provide process measurements to the TCO control room. This was previously done with hoses which was hazardous. | A positive use determination of 100% for the emergency wastewater contingency line. | 2009-04-28 | 260000 | 100
13091 | T1 | Union Carbide Corporation | Texas City Plant | 3301 5Th Avenue South | Texas City | TX | 77590 | Galveston | CN601688781 | RN100219351 | Fifteen wireless battery operated gas detectors (5 carbon monoxide, 5 hydrogen sulfide, and 5 sulfur dioxide), two operator interface controllers, two TDC interface converters, and two antennas. | A positive use determination of 100% for the fifteen wireless battery operated gas detectors, the two operator interface controllers, the two TDC interface converters, and the two antennas. | 2009-04-14 | 60000 | 100
13092 | T1 | Union Carbide Corporation | Texas City Plant | 3301 5Th Avenue South | Texas City | TX | 77590 | Galveston | CN601688781 | RN100219351 | Installed stack flow meter on boiler 53. | A positive use determination of 100% for the flow meter and fittings installed on boiler 53. | 2009-02-24 | 95000 | 100
13093 | T1 | Union Carbide Corporation | Texas City Plant | 3301 5Th Avenue South | Texas City | TX | 77590 | Galveston | CN601688781 | RN100219351 | Added piping to the discharge of the amine cycle tanks rupture discs. | Withdrawn by applicant | 2009-04-02 | 95000 | 100
13094 | T1 | Union Carbide Corporation | Texas City Plant | 3301 5Th Avenue South | Texas City | TX | 77590 | Galveston | CN601688781 | RN100219351 | Installed a 72" x 4"-11" x 14" Slotted Stainless Steel Vent system for building B155. | Returned for failure to respond to a deficiency letter. | 2009-07-23 | 219000 | 100
13095 | T1 | Union Carbide Corporation | Texas City Plant | 3301 5Th Avenue South | Texas City | TX | 77590 | Galveston | CN601688781 | RN100219351 | Installed six new thermocouples, including wiring and conduit to grade, used to monitor pilot flame. Installed three new one-inch carbon steel ignitor lines from flame front generator panel to pilots for the flare. | A positive use determination of 100% for the installation of the six new thermocouples, including wiring and conduit to grade, and the three new one-inch carbon steel ignitor lines from flame front generator panel to pilots for the flare. | 2009-04-14 | 140000 | 100
13096 | T1 | The Dow Chemical Company | a-7000 EDC NPA | 2301 N. Brazosport Blvd. | Freeport | TX | 77541 | Brazoria | CN600356976 | RN100225945 | tank vent compressor system and ancillary equipment used to route vapors to thermal oxidizers. | Returned for failure to respond to a deficiency letter. | 2015-06-09 | 2100000 | 100
13097 | T1 | The Dow Chemical Company | Plant B Outfall 503, B-2900 drainage canal | 2301 N. Brazosport Blvd. | Freeport | TX | 77541 | Brazoria | CN600356976 | RN100225945 | outfall | The last action taken by the agency was on 6/18/15 when we sent an email to Dow. On 6/29/15, we received a withdrawal request. | 2015-06-18 | 6900000 | 100
13098 | T1 | The Dow Chemical Company | The Dow Chemical Company | 3301 5Th Ave S | Texas City | TX | 77592 | Galveston | Insuffucient Information | Insuffucient Information | Waste Storage Tank for feed to a RCRA waste incinerator. | A positive use determination for 100% of a waste storage tank. | 2004-01-22 | 21000 | 100
13099 | T1 | Union Carbide Corporation | Texas City Plant | 3301 5Th Avenue South | Texas City | TX | 77590 | Galveston | CN601688781 | RN100219351 | Secondary concrete containment was installed around the Sub 77 substation transformers at VA5. | A positive use determination of 100% for the secondary containment which was installed around the Sub 77 substation transformers at VA5. | 2009-04-14 | 75000 | 100
13100 | T1 | Union Carbide Corporation | Texas City Plant | 3301 5Th Avenue South | Texas City | TX | 77590 | Galveston | CN601688781 | RN100219351 | Installed a two-inch line to supply process water to the Tank Area 3 Vent Scrubber. Installed a heat exchanger in the two-inch line to cool the process water to allow the existing brine/process water exchanger to cool as designed. Property includes one shell and tube heat exchanger and the two-inch line. | A positive use determination of 100% for the two-inch supply line and the tube and shell heat exchanger. | 2009-04-28 | 219000 | 100
13101 | T1 | The Dow Chemical Company | The Dow Chemical Company | 3301 5Th Ave S | Texas City | TX | 77592 | Galveston | Insuffucient Information | Insuffucient Information | Parking areas and roadways east & west of Bldg 199. Parking area in B199 compound and roadway from B199 to Gate 18. | A positive use determination for 100% of the paving projects listed above. | 2004-01-23 | 180000 | 100
13102 | T1 | The Dow Chemical Company | The Dow Chemical Company | 3301 5Th Ave S | Texas City | TX | 77592 | Galveston | Insuffucient Information | Insuffucient Information | TCO DWW Rehab Project: 2400 ft. pipeline for wastewater treatment plant. | A positive use determination for 100% of the 2400 foot pipeline. | 2004-01-23 | 1900000 | 100
13103 | T1 | The Dow Chemical Company | The Dow Chemical Company | 3301 5Th Ave S | Texas City | TX | 77592 | Galveston | Insuffucient Information | Insuffucient Information | Upgraded an existing tank for RCRA service. Installed a new concrete containment area and acid proof liner. Installed a new transfer pump to allow the material to be burned in and on-site incinerator. | A positive use determination of 100% for the upgrade to the existing tank, new concrete containment with acid proof liner, and new transfer pump. | 2004-01-21 | 200000 | 100
13104 | T1 | The Dow Chemical Company | The Dow Chemical Company | 3301 5Th Ave S | Texas City | TX | 77592 | Galveston | Insuffucient Information | Insuffucient Information | Concrete spill containment for VA-5 polymer incinerator | A positive use determination of 100% for the concrete spill containment for the VA-5 Polymer incinerator. | 2004-01-22 | 220000 | 100
13105 | T1 | The Dow Chemical Company | The Dow Chemical Company | 3301 5Th Ave S | Texas City | TX | 77592 | Galveston | Insuffucient Information | Insuffucient Information | NOx data management and reporting system for facility NOx sources. | A positive use determination of 100% for the data management and reporting system. | 2004-01-22 | 200000 | 100
13106 | T1 | Exxon Mobil Corporation | ExxonMobil Beaumont Refinery | 1795 Burt St | Beaumont | TX | 77704 | Jefferson | CN600123939 | RN102450756 | Installed Ultra Low NOx Burners and dedicated flue gas recirculation fans on Boilers 33 and 34 in Power Plant #3, including modification of burner windboxes and existing combustion air supply ducting. | A positive use determination of 100% of the incremental cost difference between the cost of the new Low NOx burners and the cost of the previous Low NOx burners. A positive use determination of 100% for the flue gas recirculation fans and for the modifications to the windboxes and the existing combustion air supply. | 2009-04-14 | 15508000 | 100
13107 | T1 | Exxon Mobil Corporation | ExxonMobil Beaumont Refinery | 1795 Burt St | Beaumont | TX | 77704 | Jefferson | CN600123939 | RN102450756 | Installed 40 Ultra Low NOx burners in the Fluid Catalytic Cracker Unit Preheater | A positive use determination of 100% of the incremental cost difference between the cost of the new Low NOx burners and the cost of the previous burners. | 2009-04-28 | 2736560 | 100
13108 | T1 | Halliburton Energy Services | Halliburton Energy Services | 8590 Road 12 1/2 | Pampa | TX | 79065 | Gray | CN601551203 | RN104678313 | Installed secondary containment for storage tanks. Constructed catch basin sumps for the capture of leaks which might occur during the unloading of tanks. Foundation of chemical storage building. | A positive use determination of 100% for the storage tank secondary containment and the catch basin sumps. A negative determination for the building foundations. | 2009-04-17 | 149459.34 | 100
13109 | T1 | E I Du Pont De Nemours & Co Inc | Dupont La Porte | 12501 Strang Rd | La Porte | TX | 77571 | Harris | CN600128284 | RN100225085 | 8000 gal stainless steel storage tank and associated stainless steel piping, pressure relief devices, valves, instruments, and a centrifugal mix/loading pump for hazardous waste. | A positive use determination of 100% for the 8,000 gallon duplex stainless steel waste storage tank and associated stainless steel piping, pressure relief devices, valves, instruments, and the centrifugal mix/loading pump. | 2009-02-17 | 665000 | 100
13110 | T1 | NRG Texas Power LLC | San Jacinto Electric Generating Station | 845 Sens Rd | La Porte | TX | 77571 | Harris | CN603207218 | RN100542901 | Continuous Emissions Monitoringthe HRSGs and the steam turbine. The application requests a Tier IV determination. | A positive use determination of 100% for the Stackvision Data Collection and Reporting System.the site. The steam turbine is not considered to be pollution control equipment. | 2009-02-19 | 35111 | 100
13111 | T1 | Bosque Power Company LLC | Bosque Power Co | 575 Bosque C R 3610 | Clifton | TX | 76634 | Bosque | CN603196148 | RN100226232 | Wastewater treatment plant including cooling tower chlorination equipment, chlorine scavenger equipment, outfall and piping, oil/water separator, monitoring equipment, neutralization equipment, cathodic protection equipment (wastewater system only), concrete containment tanks and berms, and double walled tanks for equipment. | A positive use determination of 100% for the Wastewater Treatment Facility including the wastewater outfall and system piping, the two oil/water separators, the wastewater monitoring equipment, the cathodic protection for the wastewater treatment systems, and the secondary containment for the sulfuric acid. A negative determination for the cooling tower chlorination equipment, chlorine scavenger equipment, cooling tower chemical feed building, and the chemical scavenger system building. | 2009-04-29 | 2047192 | 100
13112 | T1 | Perstorp Polyols, Inc | Perstorp Polyols Inc Rhodia Inc | 6213 Hwy 332E | Freeport | TX | 77541 | Brazoria | CN603396565 | RN100215177 | Replaced 12 pumps and evaporator shaft seal. Ten of the pumps, with standard or mechanical seals, were replaced with magnetic drive pumps without seals. Two of the pumps had mechanical seals and were replaced with pumps without seals. The standard seal on the evaporator shaft was replaced with a mechanical seal. Installed three ambient monitors for fugitive VOCs in the Tolonate process area. | A positive use determination of 100% for the three ambient air monitors. For the twelve pumps and the evaporator seal, a positive use determination of 100% of the incremental cost difference between the cost of the original pumps and seal and the costs of the new pumps and seal. | 2009-04-14 | 738613.82 | 100
13113 | T1 | Perstorp Polyols, Inc | Perstorp Polyols Inc Rhodia Inc | 6213 Hwy 332E | Freeport | TX | 77541 | Brazoria | CN603396565 | RN100215177 | All wastewater is routed to impoundment ponds before discharge. Piping, foundations, supports and instruments were installed as part of these wastewater impoundments. | A positive use determination of 100% for the piping, foundations, supports, and instrumentation installed at the wastewater ponds. | 2009-04-14 | 121766.3 | 100
13114 | T2 | Texas Industries Inc | Austin Green Sand & Gravel | 1301 Harold Lane | Austin | TX | 78725 | Travis | CN600125157 | CN600125157 | Installed three log washers. | Returned for failure to respond to a deficiency letter. | 2009-04-17 | 432431 | 100
13115 | T2 | Texas Industries Inc | Owens Sand & Gravel | 2637 Post Oak Road | Manor | TX | 78653 | Travis | Insuffucient Information | Insuffucient Information | Installed a log washer. | Returned for failure to respond to a deficiency letter. | 2009-04-17 | 234227 | 100
13116 | T2 | Texas Industries Inc | Paradise Sand & Gravel - Tx | 2939 W Highway 114 | Paradise | TX | 76073 | Wise | CN600125157 | RN102419736 | Installed a log washer. | returned for failure to respond to a deficiency letter. | 2009-04-17 | 78370 | 100
13117 | T1 | Texas Industries Inc | Altair Sand & Gravel | 1823 CR 111 | Garwood | TX | 77442 | Colorado | CN600125157 | RN102399995 | Purchased a 1992 Ford F700 Water Truck. | A positive use determination of 100% for the 1992 Ford F700 Water Truck. | 2009-02-27 | 32500 | 100
13118 | T1 | Texas Industries Inc | Carthage Ready Mix | 210 N Pine St | Carthage | TX | 75633 | Panola | CN600125157 | RN102419843 | Installed three dust collectors: Cement Silo, Silo, and Central. | A positive use determination of 100% for the dust collectors installed at the Carthage Ready-Mix Plant. | 2009-02-25 | 32930 | 100
13119 | T1 | Texas Industries Inc | Commerce Ready Mix | 901 Hwy 24 | Commerce | TX | 75428 | Hunt | CN600125157 | RN102451754 | Installed four dust collectors. | A positive use determination of 100% for the dust collectors installed at the Commerce Ready-Mix Plant. | 2009-02-25 | 26500 | 100
13120 | T1 | Texas Industries Inc | Denton Ready Mix | 2002 Hwy 35 West | Denton | TX | 76207 | Denton | CN600125157 | RN102707692 | Installed dust collectors and purchased a Powerboss Sweeper. | A positive use determination of 100% for the dust collectors and the Powerboss Sweeper. | 2009-02-27 | 126558 | 100
13121 | T1 | Texas Industries Inc | Greenville Ready Mix | 6500 FM 1570 W | Greenville | TX | 75401 | Hunt | CN600125157 | RN105513873 | Purchased a Powerboss Sweeper. | A positive use determination of 100% for the Powerboss Sweeper (SW/9XV). | 2009-02-27 | 39514 | 100
13122 | T1 | Texas Industries Inc | Holmes Ready Mix | 1300 Holmes Rd | Houston | TX | 77045 | Harris | Insuffucient Information | Insuffucient Information | Five projects related to the Central, Silo and C & W dust collectors. | A positive use determination of 100% for five dust projects related to the Central, Silo and C & W Dust Collectors. | 2009-04-28 | 70441 | 100
13123 | T1 | Texas Industries Inc | Katy Cement Terminal | 5311 E 3Rd St | Katy | TX | 77449 | Harris | CN600125157 | RN105494868 | Installed an Air Dryer & Filter. | Withdrawn by applicant | 2009-04-28 | 36674 | 100
13124 | T1 | Texas Industries Inc | Katy Packaged Products | 1058 Katyland Drive | Katy | TX | 77449 | Harris | CN600125157 | RN100657725 | Installed dryer dust collector bags and purchased a Z-Map 94 Power Boss Street Sweeper. | A positive use determination of 100% for the dust collector bags and the Power Boss Sweeper. | 2009-02-27 | 36903 | 100
13125 | T1 | Texas Industries Inc | Lawnwood Ready Mix | 3600 Lawnwood Ave | Fort Worth | TX | 76111 | Tarrant | CN600125157 | RN105122683 | Installed a dust collector system and purchased a Z-MAP Sweeper. | A positive use determination of 100% for the dust collector and the Z-Map Sweeper. | 2009-04-14 | 71468 | 100
13126 | T1 | Texas Industries Inc | Lewisville Ready Mix | 3001 S Highway 121 | Lewisville | TX | 75067 | Denton | CN600125157 | RN105471445 | Installed three dust collector systems and purchased a Broom Sweeper. | A positive use determination of 100% for the dust collectors and the Laymor Broom Sweeper (SN28053). | 2009-02-27 | 40818 | 100
13127 | T1 | Texas Industries Inc | Linkcrest Ready Mix | 12251 Bod Rd | Aledo | TX | 76008 | Tarrant | Insuffucient Information | Insuffucient Information | Installed a dust collector system. | A positive use determination of 100% for the dust collector. | 2009-02-27 | 7143 | 100
13128 | T1 | Texas Industries Inc | Longview Ready Mix | 430 E College St | Longview | TX | 75060 | Gregg | Insuffucient Information | Insuffucient Information | Installed three dust collector systems and purchased a Sweeper. | A positive use determination of 100% for the dust collector systems and the Powerboss SW/9XV Sweeper. | 2009-02-27 | 84613 | 100
13129 | T1 | Texas Industries Inc | Miller Road Terminal | 4429 Linfield Rd | Dallas | TX | 75216 | Dallas | Insuffucient Information | Insuffucient Information | Purchased a 1990 Freightliner water truck. | A positive use determination of 100% for the 1990 Freightliner water truck. | 2009-02-27 | 20781 | 100
13130 | T1 | Texas Industries Inc | Owens Sand & Gravel | 2637 Post Oak Rd | Manor | TX | 78653 | Travis | Insuffucient Information | Insuffucient Information | Purchased a 2001 International 4700 Water Truck. | A positive use determination of 100% for the 2001 International 4700 Water Truck | 2009-02-27 | 45980 | 100
13131 | T1 | Texas Industries Inc | Rowlett Ready Mix | 2200 Gordon Smith Dr | Rowlett | TX | 75088 | Dallas | CN600125157 | RN102740123 | Installed five dust collector systems and purchased a Sweeper. | A positive use determination of 100% for the dust collector systems and the Z-MAP Powerboss Sweeper. | 2009-02-27 | 100834 | 100
13132 | T1 | Texas Industries Inc | Streetman Lightweight | 14885 South Ih 45 East | Streetman | TX | 75859 | Navarro | CN604295501 | RN102454493 | Paint kiln line and scrubber. | Withdrawn by applicant | 2009-04-14 | 146568 | 100
13133 | T1 | Texas Industries Inc | Willis Point Ready Mix | 201 Vz County Rd 3805 | Willis Point | TX | 75169 | Van Zandt | Insuffucient Information | Insuffucient Information | Shop-made sweeper trailer and Powerboss Sweeper 6862024. | A positive use determination of 100% for the shop-made sweeper trailer and the Powerboss Sweeper 6862024. | 2009-02-27 | 27000 | 100
13134 | T1 | Texas Industries Inc | Winnsboro Ready Mix | 615 Broadway St | Winnsboro | TX | 75494 | Wood | CN600125157 | RN102171766 | Installed three dust collectors. | A positive use determination of 100% for the dust collectors. | 2009-02-25 | 20875 | 100
13135 | T1 | Mark West Energy East Tx Gas Co LLC | Blocker Gathering & Processing System | Blocker Station | Harrison County | TX |  | Harrison | CN602694523 | RN104843446 | Eight lean-burn gas-fired compressor engines installed in eight compressors. | A positive use determination of 20% for the eight lean-burn gas-fired compressor engines. | 2009-04-17 | 7200000 | 100
13136 | T1 | Mark West Energy Oklahoma Gas Co LLC | Britt East Compressor Station | Rural Wheeler County |  |  |  | Wheeler | CN603400276 | RN105609333 | Lean-burn gas-fired compressor engines installed in four compressors. | A positive use determination of 20% for the four lean-burn gas-fired compressor engines. | 2009-04-14 | 3600000 | 100
13137 | T1 | Mark West Energy East Tx Gas Co LLC | Big Tony Compressor Station | Rural Panola County |  |  |  | Panola | CN602694523 | RN102905429 | Installed lean-burn gas-fired compressor engines in two compressors. | A positive use determination of 20% for the two lean-burn gas-fired compressor engines. | 2009-04-17 | 1800000 | 100
13138 | T1 | Mark West Pinnacle LLC | North Appleby Compressor Station | Rural Nacogdoches County |  |  |  | Nacogdoches | CN603348426 | RN102517836 | Installed lean-burn gas-fired compressor engines in five compressors. | A positive use determination of 20% for the five lean-burn gas-fired compressor engines. | 2009-04-28 | 4500000 | 100
13139 | T1 | Mark West Energy East Tx Gas Co LLC | Edwards Gathering/Processing System | Various Locations In Edwards Cty |  |  |  | Edwards | Insufficient Information | Insufficient Information | Installed a lean-burn gas-fired compressor engine in a compressor. | A positive use determination of 20% for the Lean Burn Gas-Fired Compressor Engine. | 2009-04-17 | 582000 | 100
13140 | T1 | NRG South Texas LP | South Texas Project | 6865 FM 521 | Wadsworth | TX | 77483 | Matagorda | CN601658669 | RN107585713 | Purchased and installed a SAM-12 tool monitor. | A positive use determination of 100% for the SAM-12 Tool Monitor. | 2009-02-25 | 49862 | 100
13141 | T1 | NRG South Texas LP | South Texas Project | 6865 FM 521 | Wadsworth | TX | 77483 | Matagorda | CN601658669 | RN107585713 | Purchased and installed an environmental level alpha/beta radiation counter. | A positive use determination of 100% for the environmental level alpha/beta radiation counter. | 2009-02-25 | 32750 | 100
13142 | T1 | NRG South Texas LP | South Texas Project | 6865 FM 521 | Wadsworth | TX | 77483 | Matagorda | CN601658669 | RN107585713 | Purchased and installed a bench-mounted Inductively Coupled Plasma Optical Emission Spectrometer. | A positive use determination of 100% for the ICP Spectrometer. | 2009-02-25 | 78365 | 100
13143 | T1 | Gim Channelview Cogeneration LLC | Channelview Cogeneration Facility | 8580 Sheldon Rd | Houston | TX | 77049 | Harris | CN603385741 | RN100220276 | Stormwater system consisting of catch basins, manholes, underground piping, drainage ditches, retention pond, and stormwater lift station. | A positive use determination of 100% for the stormwater system consisting of catch basins, manholes, underground piping, drainage ditches, retention pond, and stormwater lift station. | 2009-03-10 | 2077715 | 100
13144 | T1 | Gim Channelview Cogeneration LLC | Channelview Cogeneration Facility | 8580 Sheldon Rd | Houston | TX | 77049 | Harris | CN603385741 | RN100220276 | Installed CEMS on the stacks of each of the HRSGs for Units 1 - 4. Installed a Selective Catalytic Reduction System. Installed low NOx burners on each gas turbine. Purchased aqueous ammonia storage equipment. | A positive use determination of 100% for the continuous emission monitoring systems which were installed on the stacks of heat recovery steam generator units 1 - 4, the selective catalytic reduction system, and the aqueous ammonia storage system installed for the SCRs. A positive use determination of 100% for the incremental cost difference between the cost of the Low NOx Burner System which was installed and a comparable non-Low NOx Burner System. | 2009-03-25 | 10708266 | 100
13145 | T1 | Gim Channelview Cogeneration LLC | Channelview Cogeneration Facility | 8580 Sheldon Rd | Houston | TX | 77049 | Harris | CN603385741 | RN100220276 | Installed paving at various places around the facility. | A positive use determination of 100% for the paving of the plant roadway and the cooling tower area. The positive determination doesn't include the paving of the plant entrances and exits or the paving of parking lots. | 2009-04-14 | 549009 | 100
13146 | T1 | Gim Channelview Cogeneration LLC | Channelview Cogeneration Facility | 8580 Sheldon Rd | Houston | TX | 77049 | Harris | CN603385741 | RN100220276 | Wastewater treatment system, sewage treatment system, cathodic protection for piping and tanks, secondary containment, and waste storage tanks. | A positive use determination of 100% for the wastewater treatment system; the sewage treatment system; the cathodic protection for all tanks and piping; the secondary containment installed for transformers 1 - 4, the chemical storage building, and the oily waste area; and the tanks used to collect process waste waters and other waste materials. | 2009-03-31 | 2144309 | 100
13147 | T1 | Air Liquide America Specialty Gases | Air Liquide America Specialty Gases | 9810 Bay Area Blvd | Pasadena | TX | 77507 | Harris | CN603281577 | RN100604230 | Constructed a 2.5 acre (108,900 square feet) stormwater retention pond on the southeast corner of the tract of land at 9810 Bay Area Blvd. Provided a five acre (217,8000) vegetative strip. | A positive use determination of 100% for the stormwater retention pond. A negative determination for the vegetative strip. This item is not considered to be pollution control property. | 2009-04-29 | 326700 | 100
13148 | T1 | Air Liquide America Specialty Gases | Air Liquide America Specialty Gases | 9810 Bay Area Blvd | Pasadena | TX | 77507 | Harris | CN603281577 | RN100604230 | Secondary containment pallets for drums and totes. Spill/release emergency response materials and associated 10 x 10 storage building. | A positive use determination of 100% for the secondary containment pallets for drums and totes, and the spill/release emergency response materials and associated 10 x 10 storage building. | 2009-04-29 | 55000 | 100
13149 | T1 | Air Liquide America Specialty Gases | Air Liquide America Specialty Gases | 9810 Bay Area Blvd | Pasadena | TX | 77507 | Harris | CN603281577 | RN100604230 | Installed a refrigerated walk-in storage area for chemical storage. | A negative determination for the refrigerated walk-in storage area. This property is used to prevent loss of chemicals and is not considered to be a pollution control property. | 2009-03-23 | 25000 | 100
13150 | T1 | Air Liquide America Specialty Gases | Air Liquide America Specialty Gases | 9810 Bay Area Blvd | Pasadena | TX | 77507 | Harris | CN603281577 | RN100604230 | Totally enclosed paint spray area. Control devices include exhaust fans, filter media and stacks. | A positive use determination of 100% for the exhaust fans, filter media and stacks which are used as control devices for the paint spray areas. | 2009-03-31 | 20000 | 100
13151 | T1 | Air Liquide America Specialty Gases | Air Liquide America Specialty Gases | 9810 Bay Area Blvd | Pasadena | TX | 77507 | Harris | CN603281577 | RN100604230 | Flare system consisting of a stack, burner, and ancillary equipment. | A positive use determination of 100% for the flare system consisting of a stack, burner, and ancillary equipment. | 2009-04-02 | 125000 | 100
13152 | T1 | Air Liquide America Specialty Gases | Air Liquide America Specialty Gases | 9810 Bay Area Blvd | Pasadena | TX | 77507 | Harris | CN603281577 | RN100604230 | Purchased several continuous, non-continuous, and portable air and gas monitors. | A positive use determination of 100% for the various continuous, non-continuous and portable air and gas leak detection devices. | 2009-03-31 | 86107 | 100
13153 | T1 | Air Liquide America Specialty Gases | Air Liquide America Specialty Gases | 9810 Bay Area Blvd | Pasadena | TX | 77507 | Harris | CN603281577 | RN100604230 | Installed a vapor scrubber | A positive use determination of 100% for the vapor scrubber. | 2009-03-31 | 40000 | 100
13154 | T1 | Air Liquide America Specialty Gases | Air Liquide America Specialty Gases | 11426 W Fairmont Parkway | Laporte | TX | 77571 | Harris | CN600132179 | RN102144821 | Purchased several continuous, non-continuous and portable air and gas monitors. | A positive use determination of 100% for the various continuous, non-continuous and portable air and gas leak detection devices. | 2009-03-31 | 105000 | 100
13155 | T1 | Air Liquide America Specialty Gases | Air Liquide America Specialty Gases | 11426 W Fairmont Parkway | Laporte | TX | 77571 | Harris | CN600132179 | RN102144821 | Installed two dust collectors used for the control of particulate emissions from several shot blasting systems. | A positive use determination of 100% for the two dust collectors installed to control particulate emissions from the several shot blasting systems. | 2009-04-02 | 50000 | 100
13156 | T1 | Air Liquide America Specialty Gases | Air Liquide America Specialty Gases | 11426 W Fairmont Parkway | Laporte | TX | 77571 | Harris | CN600132179 | RN102144821 | Totally enclosed paint spray area. Control devices include exhaust fans, filter media and stacks. | A positive use determination of 100% for the exhaust fans, filter media and stacks which are used as control devices for the paint spray areas. | 2009-03-31 | 60000 | 100
13157 | T1 | Air Liquide America Specialty Gases | Air Liquide America Specialty Gases | 11426 W Fairmont Parkway | Laporte | TX | 77571 | Harris | CN600132179 | RN102144821 | Secondary containment pallets for drums and totes. Spill/release emergency response materials and response/cleanup trailer. | A positive use determination of 100% for the secondary containment pallets for drums and totes, and the spill/release emergency response materials and the response/cleanup trailer. | 2009-04-29 | 131556 | 100
13158 | T1 | Air Liquide America Specialty Gases | Air Liquide America Specialty Gases | 11426 W Fairmont Parkway | Laporte | TX | 77571 | Harris | CN600132179 | RN102144821 | Constructed several outdoor storage areas used to collect and store waste cylinders and all other waste related materials. Area 1 is located on the central - west of the property just south of the facility's east entrance. Area 2 is on the south - east corner of the developed property. Area 3 is under the covered awning. Area 4 is located outside of the cylinder maintenance building on the south central portion of the building. | A positive use determination of 100% for the 6,082 sq feet of waste cylinder and other waste storage areas. | 2009-03-31 | 6082 | 100
13159 | T1 | The Lubrizol Corporation | Lubrizol Deer Park | 41 Tidal Rd | Deer Park | TX | 77536 | Harris | CN600269617 | RN100221589 | The following projects: Oxygen Analyzer on 116 Unit Incinerator; New KO-19 Pot; Pentane recovery system from PHL-1 sludge; Spill or Release Response Equipment; Poly Plant Flare Revamp; Leak and Hot Spot Detection; Incidence Management Computer; FL-04 Stack Modification; F-10 Stack Controls; 121 Flare Level Gauge Transmitter; and FL-10 Firebox Improvements. | Returned for failure to respond to a deficiency letter. | 2009-07-23 | 1099299.23 | 100
13160 | T1 | The Lubrizol Corporation | Lubrizol Bayport | 12801 Bay Area Blvd | Pasadena | TX | 77507 | Harris | CN600269617 | RN101058410 | The following projects: AMPS unit Acrylonitrile ambient air warning system; oxygen analyzer for Process 3 Incinerator; AMPS TBAA dewatering boxes; Process 1 vent piping for miscellaneous Organic NESHAP compliance; AMPS wastewater direct injection system; New foam monitor and associated equipment positioned near C-130 Tank; and Vessel vacuum protection fro process 2. | Returned for failure to respond to a deficiency letter. | 2009-07-23 | 1297138.7 | 100
13161 | T1 | Pilgrim's Pride Corporation | Pilgrim's Pride Nacogdoches Ppf | 928 Martin Luther King Street | Nacogdoches | TX | 75961 | Nacogdoches | CN601276660 | Insufficent Information | Upgraded the pretreatment system by installing a new separator screen, improved the mixing in the Equalization tank, and installed a new white water system for Dissolved Air Flotation #2 . | A positive use determination of 100% for the new separator screen for the pretreatment system, the improved mixing in the equalization tank, and the new white water system for Dissolved Air Flotation #2 . | 2009-03-10 | 99072.12 | 100
13162 | T1 | Pilgrim's Pride Corporation | Pilgrim's Pride Commercial Egg | 7520 FM 556 | Pittsburgh | TX | 75686 | Camp | CN601276660 | RN102498508 | Three poultry carcass incinerators. | A positive use determination of 100% for the three poultry carcass incinerators. | 2009-03-12 | 32934.1 | 100
13163 | T1 | Pilgrim's Pride Corporation | Pilgrim's Pride Prepared Food | 2500 East Lakeshore Dr | Waco | TX | 78705 | McLennan | CN601276660 | RN103219721 | Upgraded pretreatment system by replacing one of the screens and upgraded the white water system on the DAF unit. | A positive use determination of 100% for the new separator screen and the upgrade to the white water system on the Dissolved Air Flotation unit. | 2009-03-10 | 59283.5 | 100
13164 | T1 | Pilgrim's Pride Corporation | Pilgrim's Pride Mount Pleasant Ppf | 1000 Pilgrim Street | Mount Pleasant | TX | 75455 | Titus | CN601276660 | Insufficent Information | Installation of ammonia leak detectors in the Mount Pleasant Prepared Foods Compressor Rooms. | A negative determination is issued for the ammonia detectors. Ammonia detectors located within buildings are considered to be safety devices and not pollution control property. | 2009-03-23 | 32984.35 | 100
13165 | T1 | Pilgrim's Pride Corporation | Pilgrim's Pride East Plant | 1030 Pilgrim Street | Mount Pleasant | TX | 75455 | Titus | CN601276660 | Insufficent Information | Installation of ammonia leak detectors in the Mont Pleasant East Plant Compressor Rooms. | A negative determination is issued for the ammonia detectors. Ammonia detectors located within buildings are considered to be safety devices and not pollution control property. | 2009-03-23 | 6195 | 100
13166 | T1 | Pilgrim's Pride Corporation | Pilgrim's Pride Protein Conversion | 1000 Pilgrim Street | Mount Pleasant | TX | 75455 | Titus | CN601276660 | Insufficent Information | Upgraded the chemical treatment system used in the scrubbers. | A positive use determination of 100% for the upgraded chemical treatment system for the scrubbers. | 2009-03-12 | 62624.28 | 100
13167 | T1 | Pilgrim's Pride Corporation | Pilgrim's Pride West Plant | 1107 Monticello Rd | Mount Pleasant | TX | 75455 | Titus | CN601276660 | RN105292544 | Installation of ammonia leak detectors in the Mont Pleasant West Plant Compressor Rooms. | A negative determination is issued for the ammonia detectors. Ammonia detectors located within buildings are considered to be safety devices and not pollution control property. | 2009-03-23 | 16142.47 | 100
13168 | T1 | Texas Petrochemicals LLC | Texas Petrochemicals Port Neches | 2102 Spur 136 | Port Neches | TX | 77651 | Jefferson | CN603436122 | RN104964267 | Installed an oxygen injection system to replace the existing surface aeration system at the waste water treatment plant. | Returned for failure to respond to a deficiency letter. | 2009-07-23 | 1009545 | 100
13169 | T1 | Texas Petrochemicals LLC | Texas Petrochemicals Houston Plant | 8600 Park Place Blvd | Houston | TX | 77017 | Harris | CN603436122 | RN100219526 | Installed two Ultra Low NOx steam boilers. | Returned for failure to respond to a deficiency letter. | 2009-07-23 | 33409785 | 100
13170 | T1 | Texas Petrochemicals LLC | Texas Petrochemicals Houston Plant | 8600 Park Place Blvd | Houston | TX | 77017 | Harris | CN603436122 | RN100219526 | Purchased and installed a fiber cable, UPS, and new analyzer for the wastewater discharge at outfalls 001 & 002. | Returned for failure to respond to a deficiency letter. | 2009-07-23 | 56202 | 100
13171 | T1 | Texas Petrochemicals LLC | Texas Petrochemicals Houston Plant | 8600 Park Place Blvd | Houston | TX | 77017 | Harris | CN603436122 | RN100219526 | Installed a stripper column and peripherals at the wastewater treatment plant. | Returned for failure to respond to a deficiency letter. | 2009-07-23 | 2298205 | 100
13172 | T1 | Texas Petrochemicals LLC | Texas Petrochemicals Houston Plant | 8600 Park Place Blvd | Houston | TX | 77017 | Harris | CN603436122 | RN100219526 | Application being returned for failure to respond to an NOD. | Returned for failure to respond to a deficiency letter. | 2009-07-23 | 3865888 | 100
13173 | T1 | Texas Petrochemicals LLC | Texas Petrochemicals Houston Plant | 8600 Park Place Blvd | Houston | TX | 77017 | Harris | CN603436122 | RN100219526 | Purchased and installed an electric motor to replace the diesel internal combustion engine driver for the PIB dock loading pump. | Returned for failure to respond to a deficiency letter. | 2009-07-23 | 308422 | 100
13174 | T1 | Texas Petrochemicals LLC | Texas Petrochemicals Houston Plant | 8600 Park Place Blvd | Houston | TX | 77017 | Harris | CN603436122 | RN100219526 | Installed close loop sample systems where they did not exist and installed vent system on all closed loop samplers. | Returned for failure to respond to a deficiency letter. | 2009-07-23 | 77456 | 100
13175 | T1 | Texas Petrochemicals LLC | Texas Petrochemicals Houston Plant | 8600 Park Place Blvd | Houston | TX | 77017 | Harris | CN603436122 | RN100219526 | Purchased an infrared spectrometer camera and two Ultra Rae hand held butadiene detectors. | A positive use determination of 100% for the infrared spectrometer camera and the two Ultra Rae hand held butadiene detectors. | 2009-03-10 | 109086 | 100
13176 | T1 | Texas Petrochemicals LLC | Texas Petrochemicals Baytown Operations | 4604 W Baker Rd | Baytown | TX | 77520 | Harris | CN603436122 | RN102800315 | Purchase and installed a composite sample system for the waste water outfall. | Returned for failure to respond to a deficiency letter. | 2009-07-23 | 16683 | 100
13177 | T1 | Texas Petrochemicals LLC | Texas Petrochemicals Baytown Operations | 4604 W Baker Rd | Baytown | TX | 77520 | Harris | CN603436122 | RN102800315 | Purchased and installed two truck loading overfill prevention systems. | A positive use determination of 100% for the two truck loading overfill prevention systems. | 2009-03-10 | 34238 | 100
13178 | T1 | El Paso Electric Company | El Paso Electric - Newman | 4900 Stan Roberts Sr Ave | El Paso | TX | 79934 | El Paso | CN600352819 | RN100211309 | Constructed secondary containment for the above ground storage tanks for Fuel Oil #2 and Light Gas Oils. | A positive use determination of 100% for the secondary containment which was constructed for the above ground storage tanks. | 2009-04-14 | 138000 | 100
13179 | T1 | Raytheon Company | Raytheon Company | 6000 Lemmon Ave | Dallas | TX | 75214 | Dallas | CN600130488 | RN104936919 | Wastewater Treatment: equipment used to pump groundwater into a holding tank where it is checked for contamination. If contaminated, it is cleaned before it is released. | A positive use determination of 100% for the system used to pump groundwater run-off into a holding tank for treatment before release. | 2009-04-14 | 1017845.64 | 100
13180 | T1 | Raytheon Company | Raytheon Company | 2501 W University Dr | Mckinney | TX | 75071 | Collin | CN600130488 | RN101555845 | Installed three dust collectors and completed one dust collector upgrade. The dust collectors used to filter dust particulate from air generated by industrial processes. | A positive use determination of 100% for the three dust collectors and the dust collector upgrade. | 2009-04-28 | 319483.37 | 100
13181 | T1 | Aquila Drilling Company LP | Aquila Rig #3 | 3720 S CR 1309 | Odessa | TX | 79765 | Wichita | CN602951154 | No Regulated Entity at this Location | MUD Recycling System consisting of MUD Shaker Tank, MUD Trip Tank, MUD Intermediate Tank, MUD Suction Tank, Desilter, Desander, and Shaker. Blowout Prevention Equipment consisting of Closing Unit, Annular Preventer, Ram Preventer, and Choke Manifold. | A positive use determination of 100% for the MUD Recycling System and the Blow Out Prevention Equipment except for the Annular Preventer. The annular preventer is considered to be an asset protection device and is not eligible for a positive use determination. | 2009-04-28 | 1164884.15 | 100
13182 | T1 | Seadrift Coke LP | Seadrift Coke | 8618 Hwy 185 N | Port Lavaca | TX | 77979 | Calhoun | CN600129340 | RN102147055 | Replaced spill control boat's motor. Purchased skid steer loader with sweeper attachment. Paved Green Coke Pad Southwest Area. Purchased spill confinement boom. Constructed a containment wall at Green Coke Storage Area. Paved Green Coke Storage area. Paved tank farm for spill containment. Installed containment diking and paving for containment of drips from valves and piping for the MOTT Heater area. | A positive use determination of 100% for the Motor Replacement for the Spill Response Boat, the Sweeper Attachment for the Skid Loader, the Spill Containment Boom, the paving of the Green Coke Pad Southwest Area, the Green Coke Storage Area Containment Wall and Paving, the Spill Containment Paving for the Tank Farm, and the Spill Containment Diking and Paving for the MOTT Heater Area. This positive determination does not include the skid steer loader. | 2009-04-28 | 213825 | 100
13183 | T1 | Huntsman Petrochemical Corp | Huntsman Dayton Plant | 3892 Us Hwy 90 | Dayton | TX | 77535 | Liberty | CN600632848 | RN100225721 | A containment system was installed at the railroad car loading rack, including piping, spill collection cells, a concrete sump, and a sump pump. | A positive use determination of 100% for the railroad car loading rack containment system consisting of piping, spill collection cells, a concrete sump, and a sump pump. | 2009-04-28 | 265921.9 | 100
13184 | T1 | Huntsman Petrochemical Corp | Huntsman Dayton Plant | 3892 Us Hwy 90 | Dayton | TX | 77535 | Liberty | CN600632848 | RN100225721 | Installed maintenance area containment for spill and storm water control, including a metal building and concrete curbing. | A positive use determination of 100% for the maintenance area spill and stormwater controls and containment including the metal building and the concrete curbing | 2009-06-10 | 65816 | 100
13185 | T1 | Huntsman Petrochemical Corp | Huntsman Dayton Plant | 3892 Us Hwy 90 | Dayton | TX | 77535 | Liberty | CN600632848 | RN100225721 | Installed cooling system on raw material tank. | Withdrawn/Returned | 2009-02-10 | 329570.1 | 100
13186 | T1 | Huntsman Petrochemical Corp | Huntsman Conroe Plant | 5451 Jefferson Chemical Rd | Conroe | TX | 77301 | Montgomery | CN603603093 | RN100219740 | Installed equipment on wastewater system to control VOCs, including pumps, valves, piping, and sampling systems. | A positive use determination of 100% for the pumps, valves, piping and sampling systems installed in order to control VOC emissions from industrial wastewater. | 2009-04-14 | 642281 | 100
13187 | T1 | Huntsman Petrochemical Corp | Huntsman Conroe Plant | 5451 Jefferson Chemical Rd | Conroe | TX | 77301 | Montgomery | CN603603093 | RN100219740 | Installed cooling system on raw material tank. | Withdrawn/Returned | 2009-02-10 | 417775 | 100
13188 | T1 | Huntsman Petrochemical Corp | Huntsman Conroe Plant | 5451 Jefferson Chemical Rd | Conroe | TX | 77301 | Montgomery | CN603603093 | RN100219740 | Installed a wet scrubber system for an intermediate storage tank for monomethlyethanolamine. The project includes the installation of the scrubber vessel, pump, piping, and instrumentation and the installation of a vapor control system consisting of piping, valves and instrumentation. | A positive use determination of 100% for the vapor control system and the wet scrubber system. | 2009-04-28 | 270230 | 100
13189 | T1 | Huntsman Petrochemical Corp | Huntsman Conroe Plant | 5451 Jefferson Chemical Rd | Conroe | TX | 77301 | Montgomery | CN603603093 | RN100219740 | Installed sumps, valves, piping, and conveyance systems to manage storm water runoff. | A positive use determination of 100% for the stormwater segregation equipment and piping. | 2009-02-17 | 800545 | 100
13190 | T1 | Huntsman Petrochemical Corp | Huntsman Conroe Plant | 5451 Jefferson Chemical Rd | Conroe | TX | 77301 | Montgomery | CN603603093 | RN100219740 | Installed infrared cameras to monitor the presence of a flame at the main plant flare. | A positive use determination of 100% for the infrared cameras installed to monitor the main plant flare. | 2009-04-21 | 78768 | 100
13191 | T1 | Derichebourg Recycling USA | Terminal Facility | 1 Warf Dr | Houston | TX | 77012 | Harris | CN603440926 | RN104772967 | Dust collection systems for the shredder. | A positive use determination of 100% for the dust collector systems for the shredder. | 2009-04-17 | 589205 | 100
13192 | T1 | Reagent Chemical & Research Inc | Jacintoport Rail Facility | 2250 Appelt Dr | Houston | TX | 77015 | Harris | CN600434260 | RN102409570 | Stainless Steel tank installed to hold boiler condensate for treating before release. Installed rubber internal liners in the tanks. Elevation and secondary containment associated with three new tanks used to off-load acid. Scrubber which has been purchased and delivered but not yet installed. | A positive use determination of 100% for the stainless steel condensate tank; the portion of the project to add the three new tanks which is related to the elevation of the tanks and the associated secondary containment, and the new scrubber. A negative determination is issued for the rubber liners. The liners are necessary for the tanks to be used to contain acid. The liners provide primary containment and are not considered to be secondary containment devices. | 2009-04-28 | 325635 | 100
13193 | T1 | Mark West Energy Oklahoma Gas Co LLC | Britt North Compressor Station | Rural Wheeler County |  |  |  | Wheeler | CN603400276 | RN105609366 | Installed lean-burn gas-fired compressor engines in four compressors. | A positive use determination of 20% for the four lean-burn gas-fired compressor engines. | 2009-04-17 | 3600000 | 100
13194 | T1 | Exterran Holding Inc & Subsidiaries | Venoco Inc, Turner Compressor | Brazoria County |  |  |  | Brazoria | Insufficient Information | Insufficient Information | Installed lean-burn, gas-fired engine (Caterpillar G3606LE) on compressor (Ariel JGC4). | A positive use determination of 20% for the Caterpillar G3606LE lean-burn gas-fired compressor engine. | 2009-04-17 | 894600 | 20
13195 | T1 | Exterran Holding Inc & Subsidiaries | Venoco Inc, Turner Compressor | Brazoria County |  |  |  | Brazoria | Insufficient Information | Insufficient Information | Installed lean-burn, gas-fired engine (Caterpillar G3606LE) on compressor (Ariel JGC4). | A positive use determination of 20% for the Caterpillar G3606LE lean-burn gas-fired compressor engine. | 2009-04-17 | 894600 | 20
13196 | T1 | Exterran Holding Inc & Subsidiaries | El Paso Production Oil & Gas, Kelsey | Brooks County |  |  |  | Brooks | Insufficient Information | Insufficient Information | Installed lean-burn, gas-fired engine (Caterpillar G3606LE) on compressor (Ariel JGC4). | A positive use determination of 20% for the Caterpillar G3606LE lean-burn gas-fired compressor engine. | 2009-04-17 | 894600 | 20
13197 | T1 | Exterran Holding Inc & Subsidiaries | Formosa Hydrocarbons Co, Cm 1101 | Calhoun County |  |  |  | Calhoun | Insufficient Information | Insufficient Information | Installed lean-burn, gas-fired engine (Caterpillar G3516TALE AFR) on compressor (Ariel JGT4). | A positive use determination of 20% for the Caterpillar G3516TALE AFR lean-burn gas-fired compressor engine. | 2009-04-17 | 657507 | 20
13198 | T1 | Exterran Holding Inc & Subsidiaries | Approach Operating LLC, Cinco Terry | Crockett County |  |  |  | Crockett | Insufficient Information | Insufficient Information | Installed lean-burn, gas-fired engine (Caterpillar G3606LE) on compressor (Ariel JGC4). | A positive use determination of 20% for the Caterpillar G3606LE lean-burn gas-fired compressor engine. | 2009-04-17 | 894600 | 20
13199 | T1 | Exterran Holding Inc & Subsidiaries | Crosstex Energy Svcs, Godley Unit #1 | Johnson County |  |  |  | Johnson | Insufficient Information | Insufficient Information | Installed lean-burn, gas-fired engine (Caterpillar G3516TALE AFR) on compressor (Ariel JGT4). | A positive use determination of 20% for the Caterpillar G3516TALE AFR lean-burn gas-fired compressor engine. | 2009-04-17 | 657507 | 20
13200 | T1 | Exterran Holding Inc & Subsidiaries | Crosstex Energy Svcs, Godley Unit #2 | Johnson County |  |  |  | Johnson | Insufficient Information | Insufficient Information | Installed lean-burn, gas-fired engine (Caterpillar G3516TALE AFR) on compressor (Ariel JGT4). | A positive use determination of 20% for the Caterpillar G3516TALE AFR lean-burn gas-fired compressor engine. | 2009-04-17 | 657507 | 20
13201 | T1 | Exterran Holding Inc & Subsidiaries | Devon Gas Svcs, W Johnson Cnty Plant | Johnson County |  |  |  | Johnson | Insufficient Information | Insufficient Information | Installed lean-burn, gas-fired engine (Waukesha L7044GSI) on compressor (Ariel JGT4). | A positive use determination of 20% for the Waukesha L7044GSI lean-burn gas-fired compressor engine. | 2009-04-17 | 874154 | 20
13202 | T1 | Exterran Holding Inc & Subsidiaries | Devon Gas Svcs, W Johnson Cnty Plant | Johnson County |  |  |  | Johnson | Insufficient Information | Insufficient Information | Installed lean-burn, gas-fired engine (Waukesha L7044GSI) on compressor (Ariel JGT4). | A positive use determination of 20% for the Waukesha L7044GSI lean-burn gas-fired compressor engine. | 2009-04-17 | 874154 | 20
13203 | T1 | Exterran Holding Inc & Subsidiaries | Devon Gas Svcs, Johnson Cnty Compr Stn | Johnson County |  |  |  | Johnson | Insufficient Information | Insufficient Information | Installed lean-burn, gas-fired engine (Waukesha L7044GSI) on compressor (Ariel JGT4). | A positive use determination of 20% for the Waukesha L7044GSI lean-burn gas-fired compressor engine. | 2009-04-17 | 874154 | 20
13204 | T1 | Exterran Holding Inc & Subsidiaries | Devon Gas Svcs, W Johnson Cnty Plant | Johnson County |  |  |  | Johnson | Insufficient Information | Insufficient Information | Installed lean-burn, gas-fired engine (Waukesha L7044GSI) on compressor (Ariel JGT4). | A positive use determination of 20% for the Waukesha L7044GSI lean-burn gas-fired compressor engine. | 2009-04-17 | 874154 | 20
13205 | T1 | Exterran Holding Inc & Subsidiaries | Roc Gas Co, Juniper Stn | Pecos County |  |  |  | Pecos | Insufficient Information | Insufficient Information | Installed lean-burn, gas-fired engine (Caterpillar G3516TALE AFR) on compressor (Ariel JGT4). | A positive use determination of 20% for the Caterpillar G3516TALE AFR lean-burn gas-fired compressor engine. | 2009-04-17 | 657507 | 20
13206 | T1 | Exterran Holding Inc & Subsidiaries | Roc Gas Co, Juniper Stn | Pecos County |  |  |  | Pecos | Insufficient Information | Insufficient Information | Installed lean-burn, gas-fired engine (Caterpillar G3516TALE AFR) on compressor (Ariel JGT4). | A positive use determination of 20% for the Caterpillar G3516TALE AFR lean-burn gas-fired compressor engine. | 2009-04-17 | 657507 | 20
13207 | T1 | Exterran Holding Inc & Subsidiaries | Roc Gas Co, Juniper Stn | Pecos County |  |  |  | Pecos | Insufficient Information | Insufficient Information | Installed lean-burn, gas-fired engine (Caterpillar G3516TALE AFR) on compressor (Ariel JGT4). | A positive use determination of 20% for the Caterpillar G3516TALE AFR lean-burn gas-fired compressor engine. | 2009-04-17 | 657507 | 20
13208 | T1 | Exterran Holding Inc & Subsidiaries | Roc Gas Co, Juniper Stn | Pecos County |  |  |  | Pecos | Insufficient Information | Insufficient Information | Installed lean-burn, gas-fired engine (Caterpillar G3516TALE AFR) on compressor (Ariel JGT4). | A positive use determination of 20% for the Caterpillar G3516TALE AFR lean-burn gas-fired compressor engine. | 2009-04-17 | 657507 | 20
13209 | T1 | Exterran Holding Inc & Subsidiaries | Sandridge Midstream Inc, Madrone Stn | Pecos County |  |  |  | Pecos | Insufficient Information | Insufficient Information | Installed lean-burn, gas-fired engine (Caterpillar G3516TALE AFR) on compressor (Ariel JGT4). | A positive use determination of 20% for the Caterpillar G3516TALE AFR lean-burn gas-fired compressor engine. | 2009-04-17 | 657507 | 20
13210 | T1 | Exterran Holding Inc & Subsidiaries | Sandridge Midstream Inc, Madrone Stn | Pecos County |  |  |  | Pecos | Insufficient Information | Insufficient Information | Installed lean-burn, gas-fired engine (Caterpillar G3516TALE AFR) on compressor (Ariel JGT4). | A positive use determination of 20% for the Caterpillar G3516TALE AFR lean-burn gas-fired compressor engine. | 2009-04-17 | 657507 | 20
13211 | T1 | Exterran Holding Inc & Subsidiaries | Sandridge Midstream Inc, Madrone Stn | Pecos County |  |  |  | Pecos | Insufficient Information | Insufficient Information | Installed lean-burn, gas-fired engine (Caterpillar G3516TALE AFR) on compressor (Ariel JGT4). | A positive use determination of 20% for the Caterpillar G3516TALE AFR lean-burn gas-fired compressor engine. | 2009-04-17 | 657507 | 20
13212 | T1 | Exterran Holding Inc & Subsidiaries | Sandridge Midstream Inc, Madrone Stn | Pecos County |  |  |  | Pecos | Insufficient Information | Insufficient Information | Installed lean-burn, gas-fired engine (Caterpillar G3516TALE AFR) on compressor (Ariel JGT4). | A positive use determination of 20% for the Caterpillar G3516TALE AFR lean-burn gas-fired compressor engine. | 2009-04-17 | 657507 | 20
13213 | T1 | Exterran Holding Inc & Subsidiaries | Sandridge Midstream Inc, Madrone Stn | Pecos County |  |  |  | Pecos | Insufficient Information | Insufficient Information | Installed lean-burn, gas-fired engine (Caterpillar G3516TALE AFR) on compressor (Ariel JGT4). | A positive use determination of 20% for the Caterpillar G3516TALE AFR lean-burn gas-fired compressor engine. | 2009-04-17 | 657507 | 20
13214 | T1 | Exterran Holding Inc & Subsidiaries | Anadarko Petroleum Corp, Bg De Garcia #2 | Starr County |  |  |  | Starr | CN600305999 | Insufficient Information | Installed lean-burn, gas-fired engine (Caterpillar G3516TALE AFR) on compressor (Ariel JGT4). | A positive use determination of 20% for the Caterpillar G3516TALE AFR lean-burn gas-fired compressor engine. | 2009-04-17 | 657507 | 20
13215 | T1 | Levelland Hockley County Ethanol LLC | Levelland Ethanol Plant | 103 S FM 2646 | Levelland | TX | 79336 | Hockley | CN602759813 | RN104488499 | Dried Distillers Grain Cyclone Collection System: Used to collect dried distillers grain for sale as a cattle feed. Closed Conveyance System: covered conveyors used to move grain within the facility. | A positive use determination of 100% for the enclosures used to turn the grain conveyors into a closed conveying system. A negative determination for the Dried Distillers Grain Cyclone collection system. This is a product collection system and is not eligible for a positive use determination. | 2009-04-28 | 309000 | 100
13216 | T1 | Levelland Hockley County Ethanol LLC | Levelland Ethanol Plant | 103 S FM 2646 | Levelland | TX | 79336 | Hockley | CN602759813 | RN104488499 | Installed sump system, including sumps, pumps, piping, and collection tank, to recover and reuse any liquids spilled. | A positive use determination of 100% for the sump system including the sumps, pumps, piping, and collection tank. A negative determination for the sloping of the building floor and foundation. | 2009-04-28 | 125000 | 100
13217 | T1 | Levelland Hockley County Ethanol LLC | Levelland Ethanol Plant | 103 S FM 2646 | Levelland | TX | 79336 | Hockley | CN602759813 | RN104488499 | Installed Fermentation Vertical Scrubber: the scrubber uses packed polypropylene to remove VOCs from the waste stream. | A positive use determination of 100% for the vertical scrubber used to clean emissions from the fermentation tower. | 2009-04-28 | 112300 | 100
13218 | T1 | Levelland Hockley County Ethanol LLC | Levelland Ethanol Plant | 103 S FM 2646 | Levelland | TX | 79336 | Hockley | CN602759813 | RN104488499 | Installed berms and bentonite liner around all tanks in the Ethanol Tank Farm. | A positive use determination of 100% for the berms constructed in and around the Ethanol Tank Farm and the Bentonite liner for the Ethanol Tank Farm. | 2009-04-28 | 92000 | 100
13219 | T1 | Levelland Hockley County Ethanol LLC | Levelland Ethanol Plant | 103 S FM 2646 | Levelland | TX | 79336 | Hockley | CN602759813 | RN104488499 | Installed an internal floating roof in the ethanol storage tank. | A positive use determination of 100% for the internal floating roof installed in the Ethanol Storage Tank. | 2009-04-28 | 112400 | 100
13220 | T1 | Levelland Hockley County Ethanol LLC | Levelland Ethanol Plant | 103 S FM 2646 | Levelland | TX | 79336 | Hockley | CN602759813 | RN104488499 | The Ethanol Loadout Flare is used to control the emissions from the loading of denatured ethanol. | A positive use determination of 100% for the Ethanol Loadout Flare. | 2009-04-28 | 123200 | 100
13221 | T1 | Levelland Hockley County Ethanol LLC | Levelland Ethanol Plant | 103 S FM 2646 | Levelland | TX | 79336 | Hockley | CN602759813 | RN104488499 | Constructed a regenerative thermal oxidizer and associated piping. | A positive use determination of 100% for the regenerative thermal oxidizer and associated piping. | 2009-04-28 | 1860000 | 100
13222 | T1 | Levelland Hockley County Ethanol LLC | Levelland Ethanol Plant | 103 S FM 2646 | Levelland | TX | 79336 | Hockley | CN602759813 | RN104488499 | Installed Automatic Shutoff Control System at the Ethanol Loadout Areas (float actuated shut-off valve). Containment catch basin collects any spills and maintains the spill on-site. | A positive use determination of 100% for the Automatic Shutoff Control System and the Spill Catch Basin. | 2009-04-28 | 325000 | 100
13223 | T1 | Levelland Hockley County Ethanol LLC | Levelland Ethanol Plant | 103 S FM 2646 | Levelland | TX | 79336 | Hockley | CN602759813 | RN104488499 | Installed Baghouse Dust Collection System used to collect grain dust from exhaust air. | A positive use determination of 100% for the Baghouse Dust Collection System. | 2009-04-28 | 275000 | 100
13224 | T1 | Intercontinental Terminals Co LLC | Intercontinental Terminals Co LLC | 1943 Battleground Rd | Deer Park | TX | 77536 | Harris | CN601470222 | RN100210806 | Installed internal floating roofs with double seals in storage tanks 100-41, 100-42 and 100-43. Constructed a marine vapor flare system for control of VOCs at docks 11 & 12. | A positive use determination of 100% for the internal floating roofs with double seals which were installed in tanks 100-41, 100-42, and 100-43 and for the Marine Vapor Flare System. | 2009-04-17 | 1050000 | 100
13225 | T1 | Southwestern Electric Power Co | Pirkey Power Plant | 2400 FM 3251 | Hallsville | TX | 75650 | Harrison | CN600126767 | RN100214287 | Environmental landfill pond ferrous sulfate containment | Withdrawn by applicant | 2009-02-19 | 769848 | 100
13226 | T1 | Southwestern Electric Power Co | Pirkey Power Plant | 2400 FM 3251 | Hallsville | TX | 75650 | Harrison | CN600126767 | RN100214287 | Ash - FA 'A' screw conveyor replacement; and precipitator SO3 sulfur tank replacement. | Withdrawn by applicant | 2009-02-19 | 99650 | 100
13227 | T1 | Southwestern Electric Power Co | Welsh Power Plant | Route 4, Box 221 | Pittsburg | TX | 75686 | Titus | CN602843245 | RN100213370 | U1, U2, and U3 flyash piping - precipitator to silo; U2 and U3 flyash silo crossover/branch valves; replace U1 and U2 flyash silo baghouse bags; replace U2 "B" silo baghouse bags; replace U1 "A" and U2 "B" silo flyash aeration blower; WSH U1 and U3 Plant air system upgrade to reduce startup opacity during fuel oil burn; WSH U0, U2, and U3 pyrite disposal piping to reduce fugitive emissions; U1 CEMs data software; WSH U3 quick study & CO/O2 grid to lower NOx; automate U3 pulverized pyrite valve to reduce fugitive emissions; U0 and WSH U2 and U3 ash discharge piping; WSH U0 ambient particulate monitor; U1, U2, and U3 flowmeters - CEMS stack upgrade; and replace various expansion joints | Withdrawn by applicant | 2009-02-19 | 2479612.91 | 100
13228 | T1 | Southwestern Electric Power Co | Welsh Power Plant | Route 4, Box 221 | Pittsburg | TX | 75686 | Titus | CN602843245 | RN100213370 | U0 sewer plant, control computer, and cover structure. | Withdrawn by applicant | 2009-02-19 | 791828.97 | 100
13229 | T1 | Pecan Pipeline Company | Henderson Compressor Station | 8911 FM 455 | Montague | TX | 76251 | Montague | CN603332263 | RN105589311 | Constructed a thermal oxidizer. Installed 200 ft of 12-inch pipe from various vents to the thermal oxidizer. | A positive use determination of 100% for the Thermal Oxidizer and the 200' of 12" diameter piping. | 2009-04-17 | 807407 | 100
13230 | T1 | Pecan Pipeline Co | Kripple Kreek Processing Plant | 1988 Briar Creek Rd | Bowie | TX | 76230 | Montague | CN603332263 | RN105476691 | Catalytic converter for one compressor engine exhaust and lean-burn gas-fired engine for 3615 CAT compressor. | A positive use determination of 100% for the Catalytic Converter and a positive use determination of 20% for the lean-burn gas-fired compressor engine. | 2009-04-17 | 50050 | 100
13231 | T1 | DFW Tank Cleaning Inc | DFW Tank Cleaning Inc | 4300 North Ih 35 | Waxahachie | TX | 75165 | Ellis | CN603246935 | RN105337752 | Flare Industries, Inc. Model/Project Number 95-292 Air Assist Flare with 98% destruction efficiency used for VOC and air pollution control. | A positive use determination of 100% for the flare. | 2009-04-17 | 97781 | 100
13232 | T1 | Southwestern Public Service Company | Nichols Station | 7201 Lakeside Rd | Amarillo | TX | 79108 | Potter | CN601481336 | RN100224641 | Replaced the CEMS analyzers at all three units. | A positive use determination of 100% for the Continuous Emissions Monitoring System analyzers which were replaced on all three units. | 2009-04-17 | 138152 | 100
13233 | T1 | Southwestern Public Service Company | Jones Station | 2 Mi E of Us84 0N FM3020 | Lubbock | TX | 79404 | Lubbock | CN601481336 | RN100224765 | Replaced the CEMS analyzers at the two units. | A positive use determination of 100% for the Continuous Emissions Monitoring System analyzers which were replaced on the two units. | 2009-04-17 | 100311 | 100
13234 | T1 | Southwestern Public Service Company | Jones Station | 2 Mi E of Us84 0N FM3020 | Lubbock | TX | 79404 | Lubbock | CN601481336 | RN100224765 | Replaced north reactor vessel to treat sewage effluent for reuse in electric generation cooling cycle. | A positive use determination of 100% for the project to replace the north reactor vessel. | 2009-05-26 | 1332242 | 100
13235 | T1 | Southwestern Public Service Company | Plant X | 1091 FM 1055 | Earth | TX | 79031 | Lamb | CN601481336 | RN100224419 | Replaced the 4 CEMS stack analyzers. | A positive use determination of 100% for the Continuous Emissions Monitoring System analyzers which were replaced on the four units. | 2009-04-17 | 211810 | 100
13236 | T1 | Southwestern Public Service Company | Harrington Station | 8300 N Lakeside Rd | Amarillo | TX | 79108 | Potter | CN601481336 | RN100224849 | Installation of Low NOx Burners and a Separated Over Fire Air System on Harrington 2. | A positive use determination of 100% for the Separated Over Fire Air System. A positive use determination of 100% of the incremental costs difference between the cost of the new Low NOx Burners and the cost of the burners which were replaced. | 2009-04-17 | 4103394 | 100
13237 | T1 | Southwestern Public Service Company | Harrington Station | 8300 N Lakeside Rd | Amarillo | TX | 79108 | Potter | CN601481336 | RN100224849 | Relined the irrigation pond (Pond 8) with a new synthetic liner. | A positive use determination of 100% for the project to reline irrigation pond 8. | 2009-04-17 | 391362 | 100
13238 | T1 | Southwestern Public Service Company | Harrington Station | 8300 N Lakeside Rd | Amarillo | TX | 79108 | Potter | CN601481336 | RN100224849 | Installed a new Mercury Continuous Emissions Monitoring System on each of the three stacks. | A positive use determination of 100% for the Mercury Continuous Emission Monitoring Systems for the three stacks. | 2009-04-17 | 1086799 | 100
13239 | T1 | Southwestern Public Service Company | Harrington Station | 8300 N Lakeside Rd | Amarillo | TX | 79108 | Potter | CN601481336 | RN100224849 | Installed new data acquisition software/hardware on each of the three Continuous Emission Monitoring Systems. | A positive use determination of 100% for the new data acquisition software/hardware installed for each of the three Continuous Emissions Monitoring Systems. | 2009-04-17 | 253317 | 100
13240 | T1 | Southwestern Public Service Company | Harrington Station | 8300 N Lakeside Rd | Amarillo | TX | 79108 | Potter | CN601481336 | RN100224849 | Installed new data acquisition software/hardware and analyzers in the Relative Accuracy Test Audits trailer. | A positive use determination of 100% for the new data acquisition software/hardware and analyzers installed in the Relative Accuracy Test Audits trailer. | 2009-05-05 | 87161 | 100
13241 | T1 | Southwestern Public Service Company | Moore County Plant | 1 Mi N of FM1284 On Sh119 | Dumas | TX | 79029 | Moore | CN601481336 | RN105125074 | Installed new data acquisition software/hardware and Continuous Emissions Monitoring Systems analyzers. | A positive use determination of 100% for the new data acquisition software/hardware and the Continuous Emissions Monitoring Systems analyzers. | 2009-04-17 | 129465 | 100
13242 | T1 | Southwestern Public Service Company | Nichols Station | 7201 Lakeside Rd | Amarillo | TX | 79108 | Potter | CN601481336 | RN100224641 | Installed new data acquisition systems on all three units. | A positive use determination of 100% for the new data acquisition systems installed on all three units. | 2009-04-17 | 217012 | 100
13243 | T1 | Southwestern Public Service Company | Plant X | 1091 FM 1055 | Earth | TX | 79031 | Lamb | CN601481336 | RN100224419 | Installed new data acquisition systems on all four units. | A positive use determination of 100% for the new data acquisition systems installed on all four units. | 2009-04-17 | 310521 | 100
13244 | T1 | Southwestern Public Service Company | Tolk Station | 3 Mi S On FM2910 | Sudan | TX | 79347 | Lamb | RN601481336 | RN100224534 | Replaced doors on the Tolk Unit 2 Baghouse to maintain integrity of opacity control equipment. | A positive use determination of 100% for the Baghouse Door Replacement Project. | 2009-04-17 | 225542 | 100
13245 | T1 | Southwestern Public Service Company | Tolk Station | 3 Mi S On FM2910 | Sudan | TX | 79347 | Lamb | CN601481336 | RN100224534 | Installed acoustical cleaning technology (sonic horns) on the Tolk 2 baghouse. | A positive use determination of 100% for the acoustical cleaning technology (sonic horns) installed on the Tolk 2 Baghouse. | 2009-04-17 | 424102 | 100
13246 | T1 | Southwestern Public Service Company | Tolk Station | 3 Mi S On FM2910 | Sudan | TX | 79347 | Lamb | CN601481336 | RN100224534 | Installed Mercury Continuous Emission Monitoring Systems on two Tolk Station stacks. Property includes mercury analyzers, sample conditioning, delivery systems, and data acquisition handling systems. | A positive use determination of 100% for the Mercury Continuous Emission Monitoring Systems including the mercury analyzers, sample conditioning , delivery systems, and data acquisition handling systems. | 2009-04-17 | 822263 | 100
13247 | T1 | Southwestern Public Service Company | Tolk Station | 3 Mi S On FM 2910 | Sudan | TX | 79347 | Lamb | CN601481336 | RN100224534 | Installed coal piping orifices on Units 1 and 2. Installed a neural network which uses Neuco NOx optimization software on Unit 2. | A positive use determination of 100% for the coal piping orifices installed on Units 1 and 2. A positive use determination of 100% for the neural network installed on Unit 2. | 2009-05-26 | 759282 | 100
13248 | T1 | Southwestern Public Service Company | Tolk Station | 3 Mi S On FM2910 | Sudan | TX | 79347 | Lamb | CN601481336 | RN100224534 | Replaced Pond 10 liner. | A positive use determination of 100% for the replacement liner for Pond 10. | 2009-04-17 | 784499 | 100
13249 | T1 | Oyster Creek Ltd | Oyster Creek Ltd | 2301 N Brazosport Blvd | Freeport | TX | 77541 | Brazoria | CN600356976 | RN102692258 | Installed a Continuous Emissions Monitoring System building for each of the three combustion turbines. | A positive use determination of 100% for the three Continuous Emissions Monitoring System Buildings. | 2009-04-17 | 1409000 | 100
13250 | T1 | Wyman-Gordon Forgings, Inc | Wyman-Gordon Forgings, Inc | 10823 Telge Rd | Houston | TX | 77095 | Harris | CN603714189 | RN100217413 | Installed dust control equipment for grinding processes: Torit 81MBT-10 modular baghouse for Z530 grinder; cyclone and cartridge style dust collector system; cyclone dust collector; modifications and filters for Z128 dust collector; Farr 12,000 cubic feet per minute (cfm) dust collector; industrial air cleaner; Downflo DFII-12; Torit dust collector; dust/mist collector; 30,000 cfm dust collector S#218803; 6000 cfm dust collector S#GD89018; Torit 81 MBT-10 modular baghouse of Z470 grinder; Torit DFO 3-12 dust collector S#G930711-001 for Z530 grinder; two dust collector hopper modifications and rotary air lock valves at Ole Cleaning Fac; Torit Type DF03-24 dust collector S#940140; Torit Type 81 MBT dust collector S#940188-1; Torit Type 81 MBT dust collector S#940166-2; Torit Type HPT 160 dust collector S#940215; Torit Type HPT 128 dust collector S#940195; Torit Model 81 MBT-10; Torit portable weld fume filter unit P/N N40800; Torit 81 MBT-10 dust collector P/N N40799; Torit D 1-02-2 dust collector P/N N40802; Z470 OD Grinder buffing head dust collector; and Bin Master Dust Detect monitors Model 1000 for dust collectors plantwide. | A positive use determination of 100% for the dust control projects for the grinding processes including the Torit 81MBT-10 modular baghouse for Z530 grinder; the cyclone and cartridge style dust collector system; the cyclone dust collector; the modifications and filters for the Z128 dust collector; the Farr 12,000 cfm dust collector; industrial air cleaner; the Downflo DFII-12; the Torit dust collector; the dust/mist collector; the 30,000 cfm dust collector S#218803; the 6000 cfm dust collector S#GD89018; the Torit 81 MBT-10 modular baghouse of Z470 grinder; the Torit DFO 3-12 dust collector S#G930711-001 for Z530 grinder; the two dust collector hopper modifications and rotary air lock valves at Ole Cleaning Fac; the Torit Type DF03-24 dust collector S#940140; the Torit Type 81 MBT dust collector S#940188-1; the Torit Type 81 MBT dust collector S#940166-2; the Torit Type HPT 160 dust collector S#940215; the Torit Type HPT 128 dust collector S#940195; the Torit Model 81 MBT-10; the Torit portable weld fume filter unit P/N N40800; the Torit 81 MBT-10 dust collector P/N N40799; the Torit D 1-02-2 dust collector P/N N40802; Z470 OD Grinder buffing head dust collector; and the Bin Master Dust Detect monitors Model 1000 for dust collectors plantwide. | 2009-05-07 | 1138680 | 100
13251 | T1 | Sandy Creek Energy Associates LP Et Al | Sandy Creek Power Generation Facility | Rattlesnake Rd | Riesel | TX | 76682 | McLennan | CN602555526 | RN104136700 | Installing air quality control system (AQCS), including flue gas desulfurization equipment (A-168) to reduce sulfur dioxide emissions, sorbent injection system (A-133) to control mercury emissions, and baghouses (A-1) to reduce particulate emissions; the land for the AQCS (89,950 sq ft) is included. Installing concrete exhaust stack (A-182) (only incremental cost requested). Installing Continuous Emissions Monitoring System (A-61). Installing Fly Ash Handling System (A-6, S-21 and S-22). | A positive use determination of 100% for the Dry Flue Gas Desulfurization Equipment, the Sorbent Injection System, the Fabric Baghouses, the Continuous Emission Monitoring Systems, and the Fly Ash Handling System. A positive use determination of 100% for the incremental cost difference between the stack height required for production purposes and the stack height required for pollution control purposes. A negative determination for the land used to house the Air Quality Control System. In order for land to be eligible for a positive use determination, it must be used for pollution control purposes. | 2009-04-28 | 273462648 | 100
13252 | T1 | Sandy Creek Energy Associates LP Et Al | Sandy Creek Power Generation Facility | Rattlesnake Rd | Riesel | TX | 76682 | McLennan | CN602555526 | RN104136700 | Installing Low-NOx Burners, Over-Fired Air System, and Selective Catalytic Reduction System. | A positive use determination of 100% for the Selective Catalytic Reduction System and the Over-Fired Air System. A negative use determination for the Low NOx Burners. Replacement burners are eligible for a positive use determination. Burners installed during the initial construction of a facility are considered to be production equipment. | 2009-04-28 | 101806920 | 100
13253 | T1 | Sandy Creek Energy Associates LP Et Al | Sandy Creek Power Generation Facility | Rattlesnake Rd | Riesel | TX | 76682 | McLennan | CN602555526 | RN104136700 | Installing environmental paving (572,600 sq ft) for control of particulate emissions. | A positive use determination of 100% for the paving of outdoor vehicular traffic areas. This positive determination does not include the paving of parking lots, driveways or plant entrances. | 2009-04-17 | 8936598 | 100
13254 | T1 | Sandy Creek Energy Associates LP Et Al | Sandy Creek Power Generation Facility | Rattlesnake Rd | Riesel | TX | 76682 | McLennan | CN602555526 | RN104136700 | Installing coal dust suppression system, including water spray systems, enclosures, and baghouses. | A positive use determination of 100% for the Coal Dust Suppression System. | 2009-05-05 | 5336880 | 100
13255 | T1 | Sandy Creek Energy Associates LP Et Al | Sandy Creek Power Generation Facility | Rattlesnake Rd | Riesel | TX | 76682 | McLennan | CN602555526 | RN104136700 | Equipment for removal of asbestos from structures demolished prior to construction of power plant, including personal protective equipment for workers, vacuums with HEPA filters, site containment structures with negative pressure, and disposal. | A positive use determination of 100% for the Asbestos Removal and Abatement Project. | 2009-05-05 | 394198 | 100
13256 | T1 | Sandy Creek Energy Associates LP Et Al | Sandy Creek Power Generation Facility | Rattlesnake Rd | Riesel | TX | 76682 | McLennan | CN602555526 | RN104136700 | Raw Water Pre-Treatment System consisting of eleven miles of intake piping, chlorine treatment, solids contact units utilizing coagulant and coagulant aids, lime and soda ash injection for pH adjustment, storage pond, and post treatment storage tank. | The applicant submitted a Tier I application seeking a 100% positive UD for its Raw Water Pretreatment System. The applicant cited Item W-58 on Part A of the ECL, for Water Recycling Systems. The raw water pretreatment equipment is production property, necessary for the generation of electricity. It is not eligible for a positive use determination. The applicant sites Tex. Water Code §11.1272 and 30 TAC §288.7 as the applicable environmental laws or regulations being met or exceeded. Tex. Water Code § 11.1272 and 30 TAC §288.7 require wholesale and retail public water suppliers to develop a water conservation plan. Sandy Creek's application indicates that it will purchase a water right from the City of Waco. 30 TAC §288.5(1)(G) requires every water supply contract entered into after the official adoption of the water conservation plan to include in any contract extension, that each successive wholesale customer develop and implement a water conservation plan. Under this provision Sandy Creek will be required to develop a water conservation plan. While water conservation plans must include 5-year and 10-year targets for water savings, failure to meet those targets does not subject the planning entity to enforcement. A water conservation plan may include the use of state-of-the-art equipment and/ or process modifications to improve water use efficiency, but the installation of such equipment is not mandated by state regulations. As such, Sandy Creek has failed to cite an applicable environmental regulation being met or exceeded by the installation of the Raw Water Pretreatment System. | 2011-01-20 | 50373792 | 100
13257 | T1 | Sandy Creek Energy Associates LP Et Al | Sandy Creek Power Generation Facility | Rattlesnake Rd | Riesel | TX | 76682 | McLennan | CN602555526 | RN104136700 | Installing wastewater treatment plant to collect, transport, and treat wastewater generated on site, including piping, manholes, storage tanks, storage ponds, sumps, lift stations and pumps, oil-water separators, and packaged treatment equipment; and the land (517,117 sq ft) used for the coal pile runoff pond and wastewater storage pond. Cathodic protection system installed to protect piping and tanks. | A positive use determination of 100% for the Wastewater Treatment System, the 11.9 acres of land used to house the coal pile run-off pond and the wastewater storage pond, and the cathodic protection system. | 2009-05-20 | 24573316 | 100
13258 | T1 | Sandy Creek Energy Associates LP Et Al | Sandy Creek Power Generation Facility | Rattlesnake Rd | Riesel | TX | 76682 | McLennan | CN602555526 | RN104136700 | Stormwater Conveyance and Containment System: consisting of catch basins, manholes, underground piping, drainage ditches, lift stations, stormwater containment pond, the land used to house the stormwater pond. | A positive use determination of 100% for the Stormwater Collection and Containment System including the 5.3 acres of land occupied by the stormwater containment pond. | 2009-05-20 | 11368748 | 100
13259 | T1 | Sandy Creek Energy Associates LP Et Al | Sandy Creek Power Generation Facility | Rattlesnake Rd | Riesel | TX | 76682 | McLennan | CN602555526 | RN104136700 | Installing Bottom Ash Handling System, including dry drag chain, economizer hoppers, submerged chain conveyor, pyrites reject box, and bottom ash bunker; installing Ash Landfill with clay liner, geotextile fabric, and runoff pond; and including land (3,092,245 sq ft) for the Ash Landfill. | A positive use determination of 100% for the Bottom Ash Handling System and the Ash Landfill including the 71 acres of land dedicated to the landfill. | 2009-05-20 | 23792557 | 100
13260 | T1 | Sandy Creek Energy Associates LP Et Al | Sandy Creek Power Generation Facility | Rattlesnake Rd | Riesel | TX | 76682 | McLennan | CN602555526 | RN104136700 | Secondary containment structures for ammonia storage facility, cooling towers, main auxiliary transformer, generator startup transformer, and emergency diesel generator; and containment structures in turbine and boiler buildings, including trench drain structures and containment around oil storage tanks. | A positive use determination of 100% for the secondary containment structures for the ammonia storage facility, the cooling towers, the main auxiliary transformer, the generator step-up transformer, the emergency diesel generator, and the ones located in the turbine and boiler buildings including the trench drain structures and containment around the oil storage tanks. | 2009-05-05 | 2720535 | 100
13261 | T1 | Texas Industries Inc | Austin Green Sand & Gravel | 1301 Harold Lane | Austin | TX | 78725 | Travis | CN600125157 | CN600125157 | Z-Map 8' Broom Sweeper #XXX and 1989 Mack #XXX Water Truck | A positive use determination of 100% for the Z-Map 8" Broom Sweeper and the 1989 Mack #XXX Water Truck. | 2009-04-17 | 30920 | 100
13262 | T1 | Texas Industries Inc | Barker-Cypress Ready Mix | 11934 Barker Cypress Rd | Cypress | TX | 77433 | Harris | CN600125157 | RN102764164 | Three Silo dust collectors and C & W CP 900 Central Dust Collector. | A positive use determination of 100% for the three Silo dust collectors and the C & W CP900 Central Dust Collector. | 2009-04-17 | 61417 | 100
13263 | T1 | Texas Industries Inc | Beaumont Cement Terminal | 2850 W Cedar St | Beaumont | TX | 77702 | Jefferson | CN600125157 | RN102174877 | Installed two silo dust collectors with associated aeration blower, and a replacement dust collector. | A positive use determination of 100% for the two Silo dust collectors. the Silo Aeration Blower for the dust collector, and the replacement dust collector. | 2009-04-17 | 59640 | 100
13264 | T1 | Texas Industries Inc | Bells/Savoy Aggregates - Tx | 9434 W FM 1753 | Savoy | TX | 75479 | Fannin | CN600125157 | RN105423206 | 1989 Freightliner Water Truck #XXXX | A positive use determination of 100% for the 1989 Freightliner Water Truck #XXXX. | 2009-04-17 | 35766 | 100
13265 | T2 | Texas Industries Inc | Bridgeport Stone Plant | 1795 S Hwy 101 | Bridgeport | TX | 76426 | Wise | CN600125157 | RN102286184 | Installed various rock scrubbers and log washers. | A negative determination for the rock scrubbers and the log washers. These items are considered to be production equipment and are not eligible for a positive use determination. | 2009-04-17 | 4308967 | 100
13266 | T1 | Texas Industries Inc | Bridgeport Stone Plant | 1795 S Hwy 101 | Bridgeport | TX | 76426 | Wise | CN600125157 | RN102286184 | Caterpillar 777F Haul Trucks HT #11, #12, #8, #9, and #10. Use the Cat C32 engine which employs ACERT technology which reduces emissions during the combustion process. Reduces NOx by 27.5% | A negative determination. The equipment listed in this application are motor vehicles which are specifically excluded from qualifying as pollution control property under 11.31(b) of the Texas Tax Code. | 2009-05-05 | 6021282 | 100
13267 | T1 | Texas Industries Inc | Bridgeport Stone Plant | 1795 S Hwy 101 | Bridgeport | TX | 76426 | Wise | CN600125157 | RN102286184 | Installed a concrete reclaim system with conveyor belts. | A positive use determination of 100% for the concrete reclaimer. System and the associated conveyor belts. | 2009-06-10 | 130000 | 100
13268 | T1 | Texas Industries Inc | Bridgeport Stone Plant | 1795 S Hwy 101 | Bridgeport | TX | 76426 | Wise | CN600125157 | RN102286184 | Asphalt Products Plant (APP) Slurry Line (SL) - SL453 and Concrete Products Line (CPP) Slurry Line - SL452 transport slurry and grey from process areas to the retention pond. Vertical Turbine Freshwater Pumps (FWP) - FWP1, FWP2, FWP3, FWP4, and FWP5 convey clean water to the process. Seal Water Lines for the APP and the CPP convey clean water to process area. APP and CPP Freshwater Lines (FWL) - FWL453 and FWL452 convey clean water to process area. Loading Temple Freshwater Line - FWL461, Freshwater Pump Barge and Walkway used to convey clean water to process area. Sand Plant Drain Line used to convey contaminated water to the retention pond. Freshwater Motor Control Center (MCC) Replacement water line used to convey cleaned water to the process area. Main Freshwater Line - FWL001 used to convey cleaned water to process areas. | A positive use determination of 100% for Slurry Lines SL453 and SL452, and for the Sand Plant Drain Line. A negative determination for Vertical Turbine Freshwater Pumps FWP1, FWP2, FWP3, FWP4, and FWP5; the Seal Water Lines for APP and CPP; Freshwater Lines FWL453 and FWL452; Loading Temple Freshwater Line FWL461; the Freshwater Pump Barge and Walkway; the replacement Freshwater Motor Control Center water line; and Main Freshwater Line FWL001. All of these items are used to convey cleaned water to process areas. This equipment is considered to be production equipment. | 2009-09-25 | 1382524 | 100
13269 | T1 | Texas Industries Inc | Bridgeport Stone Plant | 1795 S Hwy 101 | Bridgeport | TX | 76426 | Wise | CN600125157 | RN102286184 | Particulate control equipment including spray bar system, two Z-Map Street Sweepers, and two water trucks. | A positive use determination of 100% for the spray bar system, the Z-Map Street Sweepers Units #XXX and #XXX, and the two water trucks. | 2009-05-05 | 356087 | 100
13270 | T1 | Texas Industries Inc | Camey Ready Mix | 1900 E Highway 21 | Frisco | TX | 75034 | Denton | Insuffucient Information | Insuffucient Information | Dust Collectors and Z-Map Power Boss Sweeper. | A positive use determination of 100% for the three dust collectors and the Z-MAP Power Boss Sweeper. | 2009-05-05 | 53194 | 100
13271 | T1 | Texas Industries Inc | Celina Rail Terminal | 11481 CR 53 | Celina | TX | 75009 | Collin | CN600125157 | RN102419405 | Purchased a water truck for use in controlling dust. | A positive use determination of 100% for the Water Truck. | 2009-05-07 | 30430 | 100
13272 | T1 | Texas Industries Inc | Celina Ready Mix | 11453 CR 53 | Celina | TX | 75009 | Collin | CN600125157 | RN102419405 | Two dust collectors and a Z-Map Laymor Sweeper SN26697. | A positive use determination of 100% for the two dust collectors and the Z-MAP Sweeper. | 2009-05-05 | 79623 | 100
13273 | T1 | Texas Industries Inc | Corinth Strret Batch Plant | 580 N Corinth St | Dallas | TX | 75207 | Dallas | CN600125157 | RN102416518 | Installed three dust collectors. | A positive use determination of 100% for the three dust collectors. | 2009-05-05 | 14120 | 100
13274 | T1 | Texas Industries Inc | Cresson Package | 14232 N Hwy 171 S | Cresson | TX | 76035 | Johnson | Insuffucient Information | Insuffucient Information | Installed six dust collector systems, repaired a dust collector, installed cat walks to allow access to a dust control system, and purchased a Z-Map Tennant Sweeper. | A positive use determination of 100% for the six dust collector systems, the dust collector repairs, the dust collector cat walks, and the Z-MAP Tennant Sweeper. | 2009-05-05 | 256628 | 100
13275 | T1 | Texas Industries Inc | Dallas Rail Terminal | 11139 Goodnight Ln | Dallas | TX | 75229 | Dallas | CN603754912 | Insuffucient Information | Truck wash rack system used to clean particulate off of vehicles before they leave the plant. System captures and re-uses wash water. | A positive use determination of 100% for the Truck Wash Rack System. | 2009-05-05 | 190476 | 100
13276 | T1 | Texas Industries Inc | Dallas Rail Terminal | i11139 Goodnight Ln | Dallas | TX | 75229 | Dallas | Insuffucient Information | Insuffucient Information | Purchased a sweeper attachment for the Bobcat. Purchased a water truck. Purchased a TYMCO 210 Sweeper. | A positive use determination of 100% for the sweeper attachment for the bobcat, the TYMCO 210 Sweeper, and the water truck. | 2009-05-05 | 79612 | 100
13277 | T1 | Texas Industries Inc | Eagle Lake Package | 5559 Highway 90A | Eagle Lake | TX | 77434 | Colorado | CN600125157 | RN101055390 | Three dust collection systems and bags for a dust collector. | A positive use determination of 100% for the three dust collector systems and the dust collector bags. | 2009-05-05 | 33000 | 100
13278 | T1 | Texas Industries Inc | Euless Ready Mix | 12300 Calloway Cemetery Rd | Euless | TX | 76039 | Tarrant | CN600125157 | RN102707700 | Five dust collection systems and a street sweeper. | A positive use determination of 100% for the five dust collection systems and the street sweeper. | 2009-05-05 | 101925 | 100
13279 | T1 | Texas Industries Inc | Hemphill Ready Mix | 5800 Old Hemphill Rd | Fort Worth | TX |  | Tarrant | CN600125157 | RN102707726 | Three dust collection systems and dust collector recycling bags. | A positive use determination of 100% for the three dust collector systems and the dust collector recycling bags. | 2009-05-05 | 18440 | 100
13280 | T1 | Texas Industries Inc | Holmes Ready Mix | 1300 Holmes Rd | Houston | TX | 77045 | Harris | Insuffucient Information | Insuffucient Information | Water recycling equipment. | In response to a NOD the applicant requested the removal of the water recycling system. Since there is no property remaining on the application, it is being withdrawn. | 2009-07-01 | 39606 | 100
13281 | T1 | Texas Industries Inc | Hunter Cement Plant | 7781 FM 1102 | New Braunfels | TX | 78132 | Comal | CN605057868 | RN109769869 | Paving of 325,000 square feet of plant areas. | A positive use determination of 100% for the paving of the 325,000 square feet of plant areas. This positive use determination does not include the paving of parking lots or plant entrance ways. | 2009-05-05 | 354643 | 100
13282 | T1 | Texas Industries Inc | Hunter Cement Plant | 7781 FM 1102 | New Braunfels | TX | 78132 | Comal | CN605057868 | RN109769869 | Purchased portable Testo 350 XL Combustion Analyzer to detect hazardous pollutants. Installed carbon monoxide (CO) Analyzer for the Precipitator. Installed Precipitator Rapping Sequence used to control particulates. Installed Selective Non-Catalytic Reduction System used to control nitrogen oxides emissions from the kiln. | A positive use determination of 100% for the Testo 350 XL portable flue gas analyzer, the CO analyzer for the precipitator, the upgrade to the precipitator rapping sequence, and the selective non-catalytic reduction system installed for the kiln. | 2009-06-10 | 683381 | 100
13283 | T1 | Texas Industries Inc | Hunter Cement Plant | 7781 FM 1102 | New Braunfels | TX | 78132 | Comal | CN605057868 | RN109769869 | Reclaimer buckets and chain. | In response to a NOD the applicant requested the removal of the reclaimer buckets and chain. Since there is no property remaining on the application, it is being withdrawn. | 2009-07-01 | 123585 | 100
13284 | T1 | Texas Industries Inc | Hurst Consumer Products | 9201 Trinity Blvd | Fort Worth | TX | 76053 | Tarrant | CN600125157 | RN102167103 | Dust collection systems consisting of Silo Dust Collectors (1 -7 & 1 - 5), 4,000 cfm dust collectors (1 & 2), dust collectors with auxiliaries (1 & 2), two dust collectors, dust collector for the fluidized bed dryer, a replacement dust collector system, and modifications made to the exhaust stack and associated ductwork. | A positive use determination of 100% for the various dust collection systems and the modifications to the exhaust stack and associated ductwork. | 2009-05-05 | 1564281 | 100
13285 | T1 | Texas Industries Inc | Katy Ready Mix | 5111 E 3Rd St | Katy | TX | 77449 | Harris | CN600125157 | RN105494868 | Paving of plant area and batch area. | A positive use determination of 100% for the paving of plant area and batch area. This positive use determination does not include the paving of parking lots or plant entrance ways.. | 2009-05-05 | 274857 | 100
13286 | T1 | Texas Industries Inc | Lake June Ready Mix | 12900 Lake June Rd | Mesquite | TX | 75180 | Dallas | CN602282550 | RN103761706 | Dust collection systems consisting of dust collector ductwork and instrumentation, silo dust collector, and central dust collector and the Z-Map Power Boss Armadillo Sweeper. | A positive use determination of 100% for the dust collector ductwork and instrumentation, the silo dust collector, the central dust collector and the Z-Map Power Boss Armadillo Sweeper. | 2009-05-05 | 76996 | 100
13287 | T1 | Texas Industries Inc | Lawnwood Ready Mix | 3600 Lawnwood Ave | Fort Worth | TX | 76111 | Tarrant | CN600125157 | RN105122683 | Constructed a concrete reclaimer system. | A positive use determination of 100% for the concrete reclaimer system. | 2009-07-01 | 139782 | 100
13288 | T1 | Texas Industries Inc | Mckinney Ready Mix Plant | 3005 S McDonald | Mckinney | TX | 75069 | Collin | CN600125157 | RN102171238 | Installed a dust collector with blower and a dust collector and purchased a street sweeper. | A positive use determination of 100% for the dust collector with blower, the dust collector, and the street sweeper. | 2009-05-05 | 65372 | 100
13289 | T1 | Texas Industries Inc | Midlothian Cement Plant | 245 Ward Rd | Midlothian | TX | 76065 | Ellis | CN600125157 | RN100217199 | Installed various continuous emissions monitoring systems and other monitors for kilns 1, 4, and 5. Performed installation and maintenance for the selective non-catalytic reduction system. | A positive use determination of 100% for the continuous emission monitoring systems for kilns 1 and 4, the total organic carbon analyzer, the Total Hydrocarbon monitor for the #5 kiln stack, the carbon/sulfur analyzer, the Oxygen monitors for Kilns 1 and 4, and the installation and maintenance costs for the selective non-catalytic reduction system. | 2009-06-10 | 736203 | 100
13290 | T1 | Texas Industries Inc | Midlothian Cement Plant | 245 Ward Rd | Midlothian | TX | 76065 | Ellis | CN600125157 | RN100217199 | Dust Collection Systems: completed repairs to existing dust collectors; repaired KL4 dust system wiring; replaced the fan for #3 Finish Mill dust collector; converted E-419 dust collector; installed #1, #2, #3 and #4 Finish Mill dust collectors; re-bagged and coated the Kiln 5 main and alkali baghouses; installed the coal mill dust collector; and installed a control system for the electrostatic precipitator. Purchased M6400 power sweeper and a Sentinel power sweeper. Repaired water truck asset #30319. | A positive use determination of 100% for the Dust Collection Systems projects, the purchase of the two sweepers, and the repairs to the water truck. | 2009-07-01 | 6841558 | 100
13291 | T1 | Texas Industries Inc | Missouri City Rail Terminal | Hwy 90-A | Missouri City | TX | 77489 | Fort Bend | CN600125157 | RN102164308 | Purchased a 1999 International Harvester Company Water Truck. | A positive use determination of 100% for the 1999 International Harvester Company Water Truck. | 2009-05-05 | 41776 | 100
13292 | T1 | Texas Industries Inc | Missouri City Ready-Mix Plant | Pike Road | Missouri City | TX | 77489 | Fort Bend | CN605110501 | RN102169521 | Dust collector systems consisting of three silo dust collectors and a plant dust collection system. | A positive use determination of 100% for the three silo dust collectors and the plant dust collection system. | 2009-05-05 | 94774 | 100
13293 | T1 | Texas Industries Inc | Mosielee Ready Mix | 12140 Mosielee | Houston | TX | 77086 | Harris | CN600125157 | RN102707924 | Dust collection systems consisting of six silo dust collectors and a central plant dust collector. | A positive use determination of 100% for the six silo dust collectors and the plant dust collection system. | 2009-05-05 | 74089 | 100
13294 | T1 | Texas Industries Inc | Richardson Ready Mix | 606 E Arapaho Rd | Richardson | TX | 75081 | Dallas | CN600125157 | RN102453081 | Three dust collection systems and a street sweeper. | A positive use determination of 100% for the three dust collection systems and the street sweeper. | 2009-05-05 | 66520 | 100
13295 | T1 | Texas Industries Inc | Richardson Ready Mix | 606 E Arapaho Rd | Richardson | TX | 75081 | Dallas | CN600125157 | RN102453081 | Water recovery system. | In response to a NOD the applicant requested the removal of the water recycling system. Since there is no property remaining on the application, it is being withdrawn. | 2009-07-01 | 49104 | 100
13296 | T1 | Texas Industries Inc | Roanoke Ready Mix Plant | Hwy 114 West | Roanoke | TX | 76262 | Denton | CN600125157 | RN102451929 | Installed a dust collector and paved the plant yard. | A positive use determination of 100% for the dust collector and the paving of plant yard area. This positive use determination does not include the paving of parking lots or plant entrance ways. | 2009-05-05 | 290000 | 100
13297 | T1 | Texas Industries Inc | Spangler Road Ready Mix | 10610 Spangler Rd | Dallas | TX | 75220 | Dallas | CN600125157 | RN100670983 | Dust collector systems consisting of two silo dust collectors, two dust collectors, and Z-MAP POWER BOSS Sweeper. | A positive use determination of 100% for the two silo dust collectors, the two dust collectors, and the Z-MAP POWER BOSS Sweeper. | 2009-05-05 | 131993 | 100
13298 | T1 | Texas Industries Inc | Tomball Ready Mix | 24403 FM 2978 Rd | Tomball | TX | 77375 | Harris | CN600125157 | RN100647395 | Dust collector systems consisting of three silo dust collectors, a dust collector, and a Tymco 600BAH Sweeper. | A positive use determination of 100% for the three silo dust collectors, the dust collector, and the Tymco 600BAH Sweeper. | 2009-05-05 | 214335 | 100
13299 | T1 | Texas Industries Inc | Webb Road Ready Mix | 1522 Mansfield Webb Rd | Arlington | TX | 76002 | Tarrant | CN600125157 | RN102707833 | Replacement dust collector. | A positive use determination of 100% for the project to replace the dust collector. | 2009-05-05 | 30606 | 100
13300 | T1 | Texas Industries Inc | Webberville Sand & Gravel | 18601 FM 969 | Manor | TX | 78653 | Travis | CN600125157 | RN105610232 | Purchased two water trucks. | A positive use determination of 100% for the two water trucks. | 2009-05-05 | 91960 | 100
13301 | T1 | Texas Industries Inc | Webberville Sand & Gravel | 18601 FM 969 | Manor | TX | 78653 | Travis | CN600125157 | RN105610232 | Installed a wastewater pump (123). Installed Water Pump Barges in the coarse pit and the fines pit. | A negative determination. These water pumps are used as part of the production process and do not qualify as pollution control property. | 2009-07-08 | 218275 | 100
13302 | T1 | Texas Industries Inc | Wintergreen Ready Mix | 1101 E Wintergreen Rd | Desoto | TX | 75115 | Dallas | CN600125157 | RN103005096 | Dust collection systems consisting of three silo dust collectors, dust collector upgrades, and a dust collector transfer system. | A positive use determination of 100% for the three silo dust collectors, the dust collector upgrades, and the dust collector transfer system. | 2009-05-05 | 26727 | 100
13303 | T1 | Goodrich Corporation | Goodrich Aerostructures Group | 2005 Technology Way | San Marcos | TX | 78666 | Hays | CN601739097 | RN101518991 | Replaced acidic fume scrubbers and exhaust blowers and installed push air system for S-Line processing tanks. | A positive use determination of 100% for the replacement fume scrubbers with exhaust blowers and the new push air system. | 2009-05-07 | 402500 | 100
13304 | T1 | Aquila Drilling Company LP | Aquila Rig #8 | 2355 & 115 Pyote | Pyote | TX |  | Wichita | CN602951154 | Insufficient Information | MUD Recycling System consisting of MUD Shaker Tank, MUD Trip Tank, MUD Intermediate Tank, MUD Suction Tank, Desilter, Desander, and Shaker. Blowout Prevention Equipment consisting of Closing Unit, Annular Preventer, Ram Preventer, and Choke Manifold. Three Caterpillar Diesel Motors for KATO 6P6-3300 Generators, including 10 x 10 x 30 Oilfield Skid with Roof. | A positive use determination of 100% for the MUD Recycling System and the Blow Out Prevention Equipment except for the annular preventer. The annular preventer is considered to be an asset protection device and is not eligible for a positive use determination. A negative determination for the three Caterpillar Diesel Motors and the Oilfield Skid. | 2009-05-05 | 2662186 | 100
13305 | T1 | Aquila Drilling Company LP | Aquila Rig #10 | I-10 & Hwy 163 Ozona | Ozona | TX |  | Wichita | CN602951154 | Insufficient Information | MUD Recycling System consisting of MUD Shaker Tank, MUD Trip Tank, MUD Intermediate Tank, MUD Suction Tank, Desilter, Desander, and Shaker. Blowout Prevention Equipment consisting of Closing Unit, Annular Preventer, Ram Preventer, and Choke Manifold. Three Caterpillar Diesel Motors for KATO 6P6-3300 Generators, including 10 x 10 x 30 Oilfield Skid with Roof. | A positive use determination of 100% for the MUD Recycling System and the Blow Out Prevention Equipment except for the Annular Preventer. The annular preventer is considered to be an asset protection device and is not eligible for a positive use determination. A negative determination for the three Caterpillar Diesel Motors and the Oilfield Skid. | 2009-05-05 | 3336755.57 | 100
13306 | T1 | Aquila Drilling Company LP | Aquila Rig #12 | Loop 304 & FM 229 Crockett | Crockett | TX |  | Wichita | CN602951154 | Insufficient Information | MUD Recycling System consisting of MUD Shaker Tank, MUD Trip Tank, MUD Intermediate Tank, MUD Suction Tank, Desilter, Desander, and Shaker. Blowout Prevention Equipment consisting of Closing Unit, Annular Preventer, Ram Preventer, and Choke Manifold. | A positive use determination of 100% for the MUD Recycling System and the Blow Out Prevention Equipment except for the Annular Preventer. The annular preventer is considered to be an asset protection device and is not eligible for a positive use determination. | 2009-05-05 | 1462454.43 | 100
13307 | T1 | AEP Texas North Company | Oklaunion Power Plant | 12567 FM 3430 | Vernon | TX | 76384 | Wilbarger | CN601243389 | RN104511472 | Withdrawn by the applicant during admin review. | Withdrawn by applicant | 2009-02-27 | Not in database. | 100
13308 | T1 | AEP Texas North Company | Oklaunion Power Plant | 12567 FM 3430 | Vernon | TX | 76384 | Wilbarger | CN601243389 | RN104511472 | Withdrawn by the applicant during admin review. | Withdrawn by applicant | 2009-02-27 | Not in database. | 100
13309 | T1 | INEOS Olefins & Polymers USA | Battleground Complex | 1230 Battleground Rd | Laporte | TX | 77571 | Harris | CN601551427 | RN102537289 | Installed a thermal oxidizer which will be used to combust VOCs in an off-gas stream from the heater and the degasser. | A positive use determination of 100% for the thermal oxidizer installed as part of the Organoleptic Treatment Facility. | 2009-05-05 | 4467000 | 100
13310 | T1 | Kinder Morgan | Galena Park Terminal | 906 Clinton Drive | Galena Park | TX | 77547 | Harris | CN601545940 | RN100237452 | Installed an internal floating roof on Tank 100-13. | A positive use determination of 100% for the internal floating roof installed on tank 100-13. | 2009-04-28 | 400000 | 100
13311 | T1 | Kinder Morgan | Galena Park Terminal | 906 Clinton Drive | Galena Park | TX | 77547 | Harris | CN601545940 | RN100237452 | Installed an internal floating roof on Tank 100-14. | A positive use determination of 100% for the internal floating roof installed on tank 100-14. | 2009-04-28 | 400000 | 100
13312 | T1 | Kinder Morgan | Galena Park Terminal | 906 Clinton Drive | Galena Park | TX | 77547 | Harris | CN601545940 | RN100237452 | Installed an internal floating roof on Tank 100-17 | A positive use determination of 100% for the internal floating roof installed on tank 100-17. | 2009-04-28 | 175000 | 100
13313 | T1 | Kinder Morgan | Galena Park Terminal | 906 Clinton Drive | Galena Park | TX | 77547 | Harris | CN601545940 | RN100237452 | Installed an internal floating roof on Tank 100-18 | A positive use determination of 100% for the internal floating roof installed on tank 100-18. | 2009-04-28 | 175000 | 100
13314 | T1 | Kinder Morgan | Galena Park Terminal | 906 Clinton Drive | Galena Park | TX | 77547 | Harris | CN601545940 | RN100237452 | Installed an internal floating roof on Tank 100-19 | A positive use determination of 100% for the internal floating roof installed on tank 100-19. | 2009-04-28 | 175000 | 100
13315 | T1 | Kinder Morgan | Galena Park Terminal | 906 Clinton Drive | Galena Park | TX | 77547 | Harris | CN601545940 | RN100237452 | Installed an internal floating roof on Tank 100-23 | A positive use determination of 100% for the internal floating roof installed on tank 100-23. | 2009-04-28 | 400000 | 100
13316 | T1 | Kinder Morgan | Galena Park Terminal | 906 Clinton Drive | Galena Park | TX | 77547 | Harris | CN601545940 | RN100237452 | Installed an internal floating roof on Tank 100-24 | A positive use determination of 100% for the internal floating roof installed on tank 100-24. | 2009-04-28 | 400000 | 100
13317 | T1 | Kinder Morgan | Galena Park Terminal | 906 Clinton Drive | Galena Park | TX | 77547 | Harris | CN601545940 | RN100237452 | Installed an internal floating on Tank 150-102 | A positive use determination of 100% for the internal floating roof installed on tank 150-102. | 2009-04-17 | 200000 | 100
13318 | T1 | Kinder Morgan | Galena Park Terminal | 906 Clinton Drive | Galena Park | TX | 77547 | Harris | CN601545940 | RN100237452 | Installed an internal floating on Tank 150-103 | A positive use determination of 100% for the internal floating roof installed on tank 150-103. | 2009-04-17 | 200000 | 100
13319 | T1 | Kinder Morgan | Pasadena Terminal | 1420 North Witter | Pasadena | TX | 77506 | Harris | CN601296916 | Insufficient Information | Installed an internal floating on Tank 150-63 | A positive use determination of 100% for the internal floating roof installed on tank 150-63. | 2009-04-17 | 200000 | 100
13320 | T1 | Kinder Morgan | Pasadena Terminal | 1420 North Witter | Pasadena | TX | 77506 | Harris | CN601296916 | Insufficient Information | Installed an internal floating on Tank 150-64 | A positive use determination of 100% for the internal floating roof installed on tank 150-64. | 2009-04-17 | 200000 | 100
13321 | T1 | Kinder Morgan | Pasadena Terminal | 1420 North Witter | Pasadena | TX | 77506 | Harris | CN601296916 | Insufficient Information | Installed an internal floating on Tank 150-65 | A positive use determination of 100% for the internal floating roof installed on tank 150-65. | 2009-04-17 | 200000 | 100
13322 | T1 | Kinder Morgan | Pasadena Terminal | 1420 North Witter | Pasadena | TX | 77506 | Harris | CN601296916 | Insufficient Information | Installed an internal floating on Tank 150-66 | A positive use determination of 100% for the internal floating roof installed on tank 150-66. | 2009-04-17 | 200000 | 100
13323 | T1 | Kinder Morgan | Pasadena Terminal | 1420 North Witter | Pasadena | TX | 77506 | Harris | CN601296916 | Insufficient Information | Installed an internal floating on Tank 150-72 | A positive use determination of 100% for the internal floating roof installed on tank 150-72. | 2009-04-17 | 200000 | 100
13324 | T1 | Kinder Morgan | Pasadena Terminal | 1420 North Witter | Pasadena | TX | 77506 | Harris | CN601296916 | Insufficient Information | Installed an internal floating on Tank 150-73 | A positive use determination of 100% for the internal floating roof installed on tank 150-73. | 2009-04-17 | 200000 | 100
13325 | T2 | Kinder Morgan Texas Pipeline | Compressor Station 553 | 3389N Schlipf Rd | Katy | TX | 77493 | Waller | CN601542087 | RN100867274 | Installed Solar SoLoNOx, low NOx emission control technology on one of the gas-fired turbine driven compressor units at Compressor Station 533. | A positive use determination of 100% for the Solar SoLoNOx technology which was installed on COMP-1. | 2009-05-07 | 7172668 | 100
13326 | T1 | ABPC LLC | ABPC LLC | 4300 North I-35 | Waxahachie | TX | 75165 | Ellis | CN601241029 | RN105514145 | Truck Wash Building: Foundation, polyurethane moisture barrier under entire foundation, trench drain, sump pit, Diamond Hard floor seal, and silicone joint seal. Rail Yard: Moisture barrier under rails, seven-inch concrete paving for entire rail yard, culverts and valves for spill containment, and one-acre stormwater retention pond. | A positive use determination of 100% for the Tank Wash Building moisture barrier, trench drain, and sump pit; the Rail Yard moisture barrier, culverts, valves, and the 18.5 acres of paving; and the stormwater retention pond. The positive use determination for the paving does not include paving of plant entrance ways or parking lots. A negative determination for the building foundation, the Diamond Hard floor seal, and the silicone joint seals. | 2009-05-07 | 1392151 | 100
13327 | T1 | Trivan Truck Body Texas | Trivan Truck Body Texas | 3118 Gholson Road | Waco | TX | 76705 | McLennan | CN603382433 | Insufficient Information | Colmet EZ-26 Side Down Draft Spray Booth with an Exhaust Filter. | A positive use determination of 100% for the Paint Spray Booth Exhaust Filter. | 2009-05-07 | 152642 | 100
13328 | T1 | Alumvan Texas Llp | Alumvan Texas Llp | 3118 Gholson Road | Waco | TX | 76705 | McLennan | Not Regulated by TCEQ | No Regulated Entity at this Location | Installed a concrete lined water diversion channel and an oil water separator system. | A positive use determination of 100% for the concrete lined water diversion pond and the oil water separator system. | 2009-05-07 | 575283 | 100
13329 | T1 | Huntsman Petrochemical Corp | Port Neches Performance Products | 6001 Hwy 366 | Port Neches | TX | 77651 | Jefferson | CN603603093 | RN100219252 | Installed new continuous emission monitors and selective catalytic reduction technology for Nitrogen Oxides (NOx) control as part of the installation of boiler H-K2-004 at Propylene Oxide (PO)/Methyl Tertiary Butyl Ether (MTBE) unit. | A positive use determination of 100% for the continuous emission monitors and the selective catalytic reduction technology. | 2009-05-07 | 1200000 | 100
13330 | T1 | Huntsman Petrochemical Corp | Port Neches Performance Products | 6001 Hwy 366 | Port Neches | TX | 77651 | Jefferson | CN603603093 | RN100219252 | Joint Wastewater Treatment Plant Modernization: Installed a high purity oxygen injection system to replace the surface aeration system. | A positive use determination of 100% for the Joint Wastewater Treatment Plant modifications consisting of the installation of a high purity oxygen injection system. | 2009-05-07 | 3051234 | 100
13331 | T1 | Huntsman Petrochemical Corp | Port Neches Performance Products | 6001 Hwy 366 | Port Neches | TX | 77651 | Jefferson | CN603603093 | RN100219252 | Improvements to Wastewater Area A3: purchased an on-line analyzer. | A positive use determination of 100% for the on-line analyzer installed in Wastewater Area A-3. | 2009-05-07 | 95330 | 100
13332 | T1 | Huntsman Petrochemical Corp | Port Neches Performance Products | 6001 Hwy 366 | Port Neches | TX | 77651 | Jefferson | CN603603093 | RN100219252 | Installed a benzene analyzer at the Port Neches Performance Products (PNPP) laboratory to analyze cooling tower water return and unit wastewater. | A positive use determination of 100% for the benzene analyzer installed at the Port Neches Performance Products Laboratory. | 2009-05-07 | 164850 | 100
13333 | T1 | Huntsman Petrochemical Corp | Port Neches Performance Products | 6001 Hwy 366 | Port Neches | TX | 77651 | Jefferson | CN603603093 | RN100219252 | Installed two replacement pumps (P-V-9 D & E) which will be used to pump P-V-9 Pond effluent to the Joint Wastewater Treatment Plant via Pond 21. | A positive use determination of 100% for the two new vertical sump pumps installed to replace submersible pumps P-V-9 D & E. | 2009-05-07 | 296286 | 100
13334 | T1 | Huntsman Petrochemical Corp | Port Neches Performance Products | 6001 Hwy 366 | Port Neches | TX | 77651 | Jefferson | CN603603093 | RN100219252 | Replaced AII00 Total Organic Carbon (TOC) analyzer at the boiler house to provide continuous TOC data on the Olefins & Oxides Plant Wastewater. | A positive use determination of 100% for the On-Line Total Organic Carbon Analyzer. | 2009-05-07 | 77019 | 100
13335 | T1 | Huntsman Petrochemical Corp | Port Neches Performance Products | 6001 Hwy 366 | Port Neches | TX | 77651 | Jefferson | CN603603093 | RN100219252 | Upgraded Low Pressure Flare British Thermal Unit (BTU) analyzer. | A positive use determination of 100% for the project to upgrade the BTU analyzer for the Low Pressure Flare. | 2009-05-07 | 14973 | 100
13336 | T1 | Holcim (US) Inc | Holcim (Texas) LP | 1640 Marshall St | Lubbock | TX | 79415 | Lubbock | CN601505985 | RN102606878 | Installed dust collector and associated compressor and made related electrical upgrades. | A positive use determination of 100% for the dust collector, the associated compressor, and the electrical upgrades. | 2009-05-07 | 96379 | 100
13337 | T1 | Holcim (US) Inc | Holcim (Texas) LP | 1800 Dove Lane | Midlothian | TX | 76065 | Ellis | CN601231459 | RN100219286 | Installed Main Baghouse Inlet Duct and Fan. Installed Waste Bypass Dust Baghouse Fan, Bucket Elevator, and Bagfilter Rebuild. Replaced Mist Eliminator. Installed Scrubber Vessel and Inlet Duct for Kiln Feed System No. 1 Baghouse Stack. | A positive use determination of 100% for the Main Baghouse Inlet Duct and Fan; the Waste Bypass Dust Baghouse Fan, Bucket Elevator, and Bagfilter Rebuild; the Replacement Mist Eliminator; and the Scrubber Vessel and associated Inlet Duct for the Kiln Feed System No. 1 Baghouse Stack. | 2009-05-07 | 787356 | 100
13338 | T1 | Georgia Pacific | Lufkin Resins | 1429 East Lufkin Ave | Lufkin | TX | 75901 | Angelina | CN603140039 | RN101896439 | Construction of a larger thermal oxidizer. Modifications to allow the venting of the B1 process to the Thermal Oxidizer and a heat exchanger for the thermal oxidizer. | Returned for failure to respond to a deficiency letter. | 2009-07-23 | 1025051 | 100
13339 | T1 | BASF Corporation | BASF Pasadena Site | 4403 Laporte Fwy | Pasadena | TX | 77506 | Harris | CN600124895 | RN100225689 | Installed Catalytic Oxidizer. Installed Waste Gas Recirculation in boiler-industrial furnace F8. | A positive use determination of 100% for the Catalytic Oxidizer and for the Waste Gas Recirculation for furnace F8. | 2009-05-07 | 2165000 | 100
13340 | T1 | Permian Tank & Manufacturing Inc | Permian Fiberglass Facility | 8800 W Loop 338 | Odessa | TX | 79764 | Ector | CN600125678 | RN102980398 | Installed a regenerative thermal oxidizer. | A positive use determination of 100% for the regenerative thermal oxidizer which was installed in order to incinerate volatile organic compound and hazardous air pollutant emissions from the fiberglass tank manufacturing process. | 2009-05-07 | 767946 | 100
13341 | T1 | Mark West Energy Oklahoma Gas Co LLC | Britt South Compressor Station | Rural Wheeler County |  |  |  | Wheeler | CN603400276 | RN105609002 | Installed lean-burn gas-fired compressor engines in five compressors. | A positive use determination of 20% for the five lean-burn gas-fired compressor engines. | 2009-04-17 | 4500000 | 100
13342 | T1 | Mark West Energy Oklahoma Gas Co LLC | Britt West Compressor Station | Rural Wheeler County |  |  |  | Wheeler | CN603400276 | RN105609002 | Installed lean-burn gas-fired compressor engines in four compressors. | A positive use determination of 20% for the four lean-burn gas-fired compressor engines. | 2009-04-17 | 3600000 | 100
13343 | T1 | Mark West Energy East Tx Gas Co LLC | Bp West Compressor Station | Rural Panola County |  |  |  | Panola | CN602694523 | RN104187745 | Installed lean-burn gas-fired compressor engines in two compressors. | A positive use determination of 20% for the two Lean Burn Gas-Fired Compressor Engines. | 2009-04-17 | 1800000 | 100
13344 | T1 | Mark West Energy East Tx Gas Co LLC | Carthage Gas Plant | Rural Panola County |  |  |  | Panola | CN602694523 | RN104609789 | Installed lean-burn gas-fired compressor engines in two compressors. | A positive use determination of 20% for the two Lean Burn Gas-Fired Compressor Engines. | 2009-04-17 | 1800000 | 100
13345 | T1 | Mark West Energy East Tx Gas Co LLC | Deadwood Compressor Station | Rural Panola County |  |  |  | Panola | CN602694523 | RN106407299 | Installed lean-burn gas-fired compressor engines in two compressors. | A positive use determination of 20% for the two Lean Burn Gas-Fired Compressor Engines. | 2009-04-17 | 1800000 | 100
13346 | T1 | Mark West Energy East Tx Gas Co LLC | Devon S Carthage Compressor Station | Rural Panola County |  |  |  | Panola | Insufficient Information | Insufficient Information | Installed lean-burn gas-fired compressor engines in two compressors. | A positive use determination of 20% for the two Lean Burn Gas-Fired Compressor Engines. | 2009-04-17 | 1800000 | 100
13347 | T1 | Mark West Energy East Tx Gas Co LLC | Exxon Compressor Station | Rural Panola County |  |  |  | Panola | CN602694523 | RN102198918 | Installed a lean-burn gas-fired compressor engine in a compressor. | A positive use determination of 20% for the Lean Burn Gas-Fired Compressor Engine. | 2009-04-17 | 900000 | 100
13348 | T1 | Mark West Energy East Tx Gas Co LLC | Gary Compressor Station | Rural Panola County |  |  |  | Panola | CN602694523 | RN102606084 | Installed a lean-burn gas-fired compressor engine in a compressor. | A positive use determination of 20% for the Lean Burn Gas-Fired Compressor Engine. | 2009-04-17 | 900000 | 100
13349 | T1 | Mark West Energy East Tx Gas Co LLC | Hancock Compressor Station | Rural Panola County |  |  |  | Panola | CN602694523 | RN102198470 | Installed lean-burn gas-fired compressor engines in three compressors. | A positive use determination of 20% for the three Lean Burn Gas-Fired Compressor Engines. | 2009-04-17 | 2700000 | 100
13350 | T1 | Mark West Energy East Tx Gas Co LLC | Page Compressor Station | Rural Panola County |  |  |  | Panola | CN602694523 | RN105467963 | Installed lean-burn gas-fired compressor engines in four compressors. | A positive use determination of 20% for the four Lean Burn Gas-Fired Compressor Engines. | 2009-04-17 | 3600000 | 100
13351 | T1 | Mark Pinnacle LLC | South Appleby Compressor Station | Rural Nacogdoches County |  |  |  | Nacogdoches | Insufficient Information | Insufficient Information | Installed lean-burn gas-fired compressor engines in six compressors. | A positive use determination of 20% for the six lean-burn gas-fired compressor engines. | 2009-04-17 | 5400000 | 100
13352 | T1 | Sunoco Partners Marketing & Terminals LP | Nederland Marine Terminal | Hwy 347 N | Nederland | TX | 77627 | Jefferson | CN601403199 | RN100214626 | Installed secondary containment for storage tanks, including levees and impoundment area (27.3 acres), and Claymax R200 liners under the storage tanks. | A positive use determination of 100% for the earthen levees constructed around the five new storage tanks and the Claymax liners installed under the five tanks. A negative determination for the land located within the earthen levees. This land is not considered to be pollution control property. | 2009-05-07 | 4767539 | 100
13353 | T1 | Big Brown Power Company, LLC | Big Brown Steam Electric Station | 11 Miles NE of Fairfield On FM 2570 | Fairfield | TX |  | Freestone | CN603263872 | R101198059 | Replaced 11 electrostatic precipitator (ESP) exhaust duct expansion joints on Big Brown Unit 1 (BB1). Replacing economizer outlet duct expansion joint on BB1. Replacing the NOx optimization control for BB1 with a new NeuCo, Inc., system. Replacing two load transformers at BB1 to increase the reliability of the electrostatic precipitator. Installed a mercury compliance monitoring system on BB1. Installing a sorbent injection system on BB1 for mercury, including a powdered activated carbon silo, feed equipment, injection manifolds, lances, and a controller. Installed a selective non-catalytic reduction system (SNCRS) for BB1. Replaced fly ash blower motor B at BB1. | A positive use determination of 100% for the following projects at Big Brown Unit 1: the replacement of the 11 ESP exhaust duct expansion joints; the replacement of the economizer outlet duct expansion joint; the replacement of the NOx Optimization control with a new NeuCo, Inc., system; the replacement of the two load transformers; the installation of the mercury compliance monitoring system; the installation of the sorbent injection system for mercury control including the powdered activated carbon silo, feed equipment, injection manifolds, lances, and controller; the installation of a SNCRS; and the replacement fly ash blower motor B. | 2009-06-16 | 15214894 | 100
13354 | T2 | Big Brown Power Company, LLC | Big Brown Steam Electric Station | 11 Miles NE of Fairfield On FM 2570 | Fairfield | TX |  | Freestone | CN603263872 | R101198059 | Installed carbon monoxide monitors on the exhaust ducts of Big Brown Unit 2 (BB2). Installing additional long retracts near the superheater and reheater pendant platens and 24 wallblowers with extended lances at the front and rear walls between burners at BB2. Upgrading the electrostatic precipitator at BB2, including upgrading controls, installing 48 additional wire rappers, replacing 32 wire vibrators, installing outlet curtains, replacing perforated inlet plates, and installing new opacity sensors. Installing an intelligent soot blowing system at BB2. Replacing NUVA feeders for BB2. Replacing NOx optimization control at BB2 with new NeuCo, Inc., system. Replacing two load transformers for the electrostatic precipitator at BB2. Replacing the economizer outlet expansion joint at BB2. Installed a mercury compliance monitoring system at BB2, including a sample conditioning system, a probe, a heated sample umbilical, and a data collector. Installing a sorbent injection system for mercury at BB2, including a powdered activated carbon silo, feed equipment, injection manifolds, lances, and a controller. Installed a selective noncatalytic reduction system for boiler combustion gases at BB2. Installing new clinker grinders for the bottom ash handling system at BB2. | A positive use determination of 100% for the installation of the carbon monoxide monitors on the exhaust ducts; the installation of the additional long retracts near the superheater and re-heater pendant platens and the 24 wallblowers with extended lances at the front and rear walls between burners; the project to upgrade the electrostatic precipitator, including the upgraded controls, the installation of 48 additional wire rappers, the replacement of 32 wire vibrators, the installation of outlet curtains, the replacement of perforated inlet plates, and the installation of new opacity sensors; the installation of an intelligent soot blowing system; the replacement NUVA feeders; the replacement of the NOx optimization controls with a new NeuCo, Inc., system; the replacement of the two load transformers for the electrostatic precipitator; the replacement of the economizer outlet expansion joint; the installation of the mercury compliance monitoring system, including the sample conditioning system, the probe, the heated sample umbilical, and the data collector; the installation of the sorbent injection system for mercury including the powdered activated carbon silo, feed equipment, injection manifolds, lances, and a controller; the installation of the selective non-catalytic reduction system for boiler combustion gases at BB2; and the installation of the new clinker grinders for the bottom ash handling system. | 2009-07-01 | 14173485 | 100
13355 | T1 | Big Brown Power Company LLC | Big Brown Steam Electric Station | 11 Miles NE of Fairfield On FM 2570 | Fairfield | TX |  | Freestone | CN603263872 | R101198059 | Rewound the 150-horsepower motor for the station sump pump at Big Brown Common (BB9), which is used to transfer wastewater to the treatment system. Rewound the 200-horsepower motor for the lignite retention pond pump at BB9, which transfers contaminated storm water to the treatment system. Constructing fly ash cell #10 for disposal of fly ash. | A positive use determination of 100% for the projects to rewind the 150-horsepower station sump pump motor and the lignite retention pond pump motor, and the construction of new fly ash cell #10. | 2009-05-07 | 139666 | 100
13356 | T1 | Luminant Generation Company LLC | Martin Lake S E S | 8850 FM 2658 N | Tatum | TX | 75691 | Rusk | CN603256413 | RN102583093 | At Martin Lake Unit 1 (ML1), installed a second level of water cannons. Installing four carbon monoxide monitors at ML1. Replaced dust collectors at ML1 with new Type W Rotoclone wet collection devices. Replacing expansion joints on the upstream and downstream side of the induced draft fans at ML1. Installing a sorbent injection system for mercury at ML1, including a powdered activated carbon silo, feed equipment, injection manifolds, lances, and a controller. Replaced miscellaneous expansion joints on the upstream and downstream side of the induced draft fans at ML1. Installing a new sump pump for transferring wastewater from the north scrubber sump area at ML1. Elevating and replacing sections of fly ash and bottom ash piping at ML1. Replacing fly ash blower motor C at ML1 with a new motor. | A positive use determinations of 100% for the installation of the second level of water cannons; the installation of four carbon monoxide monitors; the replacement of dust collectors with new Type W Rotoclone wet collection devices; the replacement expansion joints on the upstream and downstream side of the induced draft fans; the installation of a sorbent injection system for mercury, including a powdered activated carbon silo, feed equipment, injection manifolds, lances, and a controller; the replacement of miscellaneous expansion joints on the upstream and downstream side of the induced draft fans; the installation of a new sump pump for transferring wastewater from the north scrubber sump; the elevating and replacement of sections of fly ash and bottom ash piping; and the replacement of fly ash blower motor C with a new motor. | 2009-06-24 | 6167962 | 100
13357 | T1 | Luminant Generation Company LLC | Martin Lake S E S | 8850 FM 2658 N | Tatum | TX | 75691 | Rusk | CN603256413 | RN102583093 | Installed a second level of water cannons at Martin Lake Unit 2 (ML2). Installed a Gland Seal Mist Eliminator. Replaced dust collectors at ML2 tripper house boiler silo with new Type W Rotoclone wet collection devices. Installed a mercury compliance monitoring system at ML2, including a sample conditioning system, a probe, a heated sample umbilical, and a data collector. Installing a sorbent injection system for mercury at ML2, including a powdered activated carbon silo, feed equipment, injection manifolds, lances, and a controller. Replacing and elevating sections of the fly ash and bottom ash piping at ML2. | A positive use determination of 100% for the installation of the second level of water cannons; the installation of the gland seal mist eliminator; the replacement of the dust collectors at tripper house with new Type W Rotoclone wet collection devices; the installation of a mercury compliance monitoring system including the sample conditioning system, probe, heated sample umbilical, and data collector; the installation of a sorbent injection system for mercury including a powdered activated carbon silo, feed equipment, injection manifolds, lances, and a controller; and the replacement and elevation of sections of the fly ash and bottom ash piping. | 2009-06-24 | 6529740 | 100
13358 | T1 | Luminant Generation Company LLC | Martin Lake S E S | 8850 FM 2658 N | Tatum | TX | 75691 | Rusk | CN603256413 | RN102583093 | Installed a second level of water cannons at Martin Lake Unit 3 (ML3). Replaced ductwork between the electrostatic precipitator and the inlet duct fan at ML3. Replaced dust collectors at ML3 tripper house with new Type W Rotoclone wet collection devices. Installed a gland seal mist eliminator to remove oil droplets from the gland seal exhauster at ML3. Replaced expansion joints on the upstream and downstream side of the induced draft fans at ML3. Installed a mercury compliance monitoring system at ML3, including a sample conditioning system, a probe, a heated sample umbilical, and a data collector. Installing a sorbent injection system for mercury at ML3, including a powdered activated carbon silo, feed equipment, injection manifolds, lances, and a controller. Installed a boiler area trench drain system at ML3 to collect spills and leaks. Upgraded the bottom ash removal system at ML3 with larger clinker grinders and gates. Replacing and elevating sections of the fly ash and bottom ash piping at ML3. | A positive use determination of 100% for the installation of a second level of water cannons; the replacement ductwork installed between the electrostatic precipitator and the inlet duct fan; the replacement dust collectors at tripper house; the installation of the gland seal mist eliminator; the replacement expansion joints on the upstream and downstream side of the induced draft fans; the installation of the mercury compliance monitoring system at ML3 including a sample conditioning system, a probe, a heated sample umbilical, and a data collector; the installation of the sorbent injection system including a powdered activated carbon silo, feed equipment, injection manifolds, lances, and a controller; the installation of the boiler area trench drain system; the upgrade to the bottom ash removal system consisting of larger clinker grinders and gates; and the replacement and elevation of sections of the fly ash and bottom ash piping. | 2009-06-24 | 9273577 | 100
13359 | T1 | Luminant Generation Company LLC | Martin Lake S E S | 8850 FM 2658 N | Tatum | TX | 75691 | Rusk | CN603256413 | RN102583093 | Rebuilt railcars and purchased new railcars for hauling limestone for flue gas desulfurization at Martin Lake Common (ML9). Installed a water line to supply water for limestone grinding at ML9, including piping, valves, and strainers. Excavating, relining, and installing a leachate collection system for the East Ash Pond at ML9. Replaced cathodic protection beds #7, #8, #9, #11, and #13 at ML9. Purchased an ash dump truck for ML9. Upgrading bottom ash clinker grinders and gates at ML9. | A positive use determination of 100% for the project to reline the East Ash Pond; the project to replace cathodic protection beds 7, 8, 9, 11, and 13; the purchase of the ash dump truck; and the project to upgrade the bottom ash clinker grinder. A negative determination for the damaged limestone cars rebuild, the limestone cars acquisition, and the water supply line to the limestone area. | 2009-05-26 | 3338067 | 100
13360 | T1 | Luminant Generation Company LLC | Monticello S E S | 1574 Monticello Plant Road | Mount Pleasant | TX | 75455 | Titus | CN603256413 | RN102285921 | Upgraded the electrostatic precipitator at Monticello Unit 1 (MO1) by improving automatic voltage controls, improving current limiting reactors, improving rapper controls, adding secondary voltage dividers, adding a precipitator performance optimization system, and adding an automated level management system to the fly ash hopper. Installing a mercury compliance monitoring system at MO1, including a sample conditioning system, a probe, a heated sample umbilical, and a data collector. Installing a sorbent injection system for mercury at MO1, including a powdered activated carbon silo, feed equipment, injection manifold, lances, and a controller. Installing a selective non-catalytic reduction system at MO1. Installing economizer ash crushers at MO1. Installing a new bottom ash clinker grinder at MO1. | A positive use determination of 100% for the project to upgrade the electrostatic precipitator by improving automatic voltage controls, improving current limiting reactors, improving rapper controls, adding secondary voltage dividers, adding a precipitator performance optimization system, and adding an automated level management system to the fly ash hopper; the installation of the mercury compliance monitoring system, including the sample conditioning system, probe, heated sample umbilical, and data collector; the installation of the sorbent injection system for mercury at MO1, including the powdered activated carbon silo, feed equipment, injection manifold, lances, and controller; the installation of the selective non-catalytic reduction system; the replacement of economizer ash crushers 4, 6, and 7; and the installation of a new bottom ash clinker grinder. | 2009-06-24 | 8943524 | 100
13361 | T1 | Luminant Generation Company LLC | Monticello S E S | 1574 Monticello Plant Road | Mt Pleasant | TX | 75455 | Titus | CN603256413 | RN102285921 | Upgraded the electrostatic precipitator at Monticello Unit 2 (MO2) by improving automatic voltage controls, improving current limiting reactors, improving rapper controls, adding secondary voltage dividers, adding a precipitator performance optimization system, and adding an automated level management system to the fly ash hopper. Installing sorbent injection system for mercury at MO2, including powdered activated carbon silo, feed equipment, injection manifold, and data collector. Installing selective noncatalytic reduction system for MO2. Installing a new clinker grinder for the bottom ash system at MO2. | A positive use determination of 100% for the project to upgrade the electrostatic precipitator by improving automatic voltage controls, improving current limiting reactors, improving rapper controls, adding secondary voltage dividers, adding a precipitator performance optimization system, and adding an automated level management system to the fly ash hopper; the installation of the sorbent injection system for mercury, including the powdered activated carbon silo, feed equipment, injection manifold, lances, and controller; the installation of the selective non-catalytic reduction system; and the installation of a new bottom ash clinker grinder. | 2009-07-01 | 12319039 | 100
13362 | T1 | Luminant Generation Company LLC | Monticello S E S | 1574 Monticello Plant Road | Mt Pleasant | TX | 75455 | Titus | CN603256413 | RN102285921 | Installed new sulfur dioxide inlet monitors on the inlets to the flue gas desulfurization scrubber at Monticello Unit 3 (MO3). Replaced fiberglass pipe with stainless steel pipe for the recycle spray for scrubbers A and B of the flue gas desulfurization system at MO3. Installing low NOx burners and overfire air for the boiler at MO3. Replaced the limestone conveyor belt for transporting limestone for the flue gas desulfurization system at MO3. Installing dust covers and sprayers for dust control at the coal railcar unloading hoppers at MO3. Installed a mercury compliance monitoring system at MO3. Installed a sorbent injection system at MO3, including a powdered activated carbon silo, feed equipment, injection manifold, and data collector. Installed a selective non-catalytic reduction system for MO3. Installing a Smart Ash system at MO3 to automate the control of fly ash hopper levels in the electrostatic precipitator. | A positive use determination of 100% for the new sulfur dioxide inlet monitors on the inlets to the flue gas desulfurization scrubber; the project to replace the fiberglass pipe at recycle spray scrubbers A and B of the flue gas desulfurization system with stainless steel pipe; the project to install overfire air for the boiler; the project to replace the limestone conveyor belt for transporting limestone for the flue gas desulfurization system; the project to install dust covers and sprayers for dust control at the coal railcar unloading hoppers; the project to install a mercury compliance monitoring system; the project to install a sorbent injection system including a powdered activated carbon silo, feed equipment, injection manifold, and data collector; the project to install a selective non-catalytic reduction system; the project to install a Smart Ash system to automate the control of fly ash hopper levels in the electrostatic precipitator. A positive use determination of 100% for the incremental costs difference between the cost of the new replacement low NOx burners and the previous low NOx burners. | 2009-07-01 | 38806544 | 100
13363 | T1 | Luminant Generation Company LLC | Monticello S E S | 1574 Monticello Plant Road | Mt Pleasant | TX | 75455 | Titus | CN603256413 | RN102285921 | Installing dust covers and sprayers for dust control at the coal railcar unloading hoppers at Monticello Units 1 and 2 (MO9). | A positive use determination of 100% for the water sprays and dust covers installed to control dust emissions from the coal railcar unloading hoppers. | 2009-06-17 | 2294638 | 100
13364 | T1 | Luminant Generation Company LLC | Sandow | 3986 C. M. Hall Rd | Rockdale | TX | 76567 | Milam | CN603256413 | RN102147881 | Installed a Low NOx Concentric Firing System at Sandow Unit 4 (SA4), including all burners and tips, auxiliary air nozzle tips, anti-roping devices, new windbox dampers and actuators, new ducting, dampers and registers for one level of over-fire ports, and a combustion optimization analysis. Installed an advanced NOx control system at SA4. Installed an updated dust suppression system at the end of conveyor #41 and the transfer point between conveyors #41 and #42. Installed new gantry crane to perform maintenance on the scrubber at SA4. Installed a lignite dust screen at the lignite stackout at SA4. Installed dust suppression spray rings at the telescope chute discharges of the lignite handling system at SA4, including new spray rings, piping, a booster pump, a suction strainer, electrical power, and a control interconnection. Replaced suction valves and actuators for the scrubber spray pump in the flue gas desulfurization system at SA4, including 14 isolation valves. Installed smokeless ignitors at SA4. Installed a mercury compliance monitoring system, including a sample conditioning system, probe, heated sample umbilical, and data collector at SA4; modified stack sampling platform; installed new mercury ports and stack penetrations; installed permanent monorails above each port; installed flanges on the test ports; and modified system software to handle mercury data. Installing a selective catalytic reduction system at SA4, including modifying structural steel and foundations. Installing a sorbent injection system at SA4, including a powdered activated carbon silo, feed equipment, feed manifolds, lances, and a controller. Upgraded bottom ash handling equipment at SA4, including the inner door and grinder on the B hopper west side. Upgraded the bottom ash removal system at SA4 with larger clinker grinders and gates. | A positive use determination of 100% for the project to install a Low NOx Concentric Firing System, including all burners and tips, auxiliary air nozzle tips, anti-roping devices, new windbox dampers and actuators, new ducting, dampers and registers for one level of over-fire ports, and a combustion optimization analysis; the project to install the advanced NOx control system; the project that installed the updated dust suppression system at the end of conveyor #41 and the transfer point between conveyors #41 and #42; the project to install a lignite dust screen at the lignite stack-out; the project to install dust suppression spray rings at the telescope chute discharges of the lignite handling system, including new spray rings, piping, a booster pump, a suction strainer, electrical power, and a control interconnection; the project to replace the suction valves and actuators for the scrubber spray pump in the flue gas desulfurization system, including 14 isolation valves; the installation of smokeless ignitors; the installation of a mercury compliance monitoring system, including a sample conditioning system, probe, heated sample umbilical, and data collector; modified stack sampling platform; installed new mercury ports and stack penetrations; installed permanent monorails above each port; installed flanges on the test ports; and modified system software to handle mercury data; the installation of a selective catalytic reduction system, including modifying structural steel and foundations; the installation of a sorbent injection system, including a powdered activated carbon silo, feed equipment, feed manifolds, lances, and a controller, the project to upgrade the bottom ash handling equipment, including the inner door and grinder on the B hopper west side; and the project to upgrade the bottom ash removal system with larger clinker grinders and gates. A negative determination for the project to replace the gantry crane. It is considered to be maintenance equipment and not pollution control property. | 2009-07-27 | 341798363 | 100
13365 | T1 | Seadrift Coke LP | Seadrift Coke | 8618 Hwy 185 N | Port Lavaca | TX | 77979 | Calhoun | CN600129340 | RN102147055 | Replaced Cooler Exhaust Gas Dust Collector. Installed Dryer Dust Collector. Installed a Dust Collector for East Loadout. Constructed an enclosure for the Bagging Station. Installed Dust Control for the Dryer Discharge Conveyor Belt. Upgraded Quench Water System for Dryer Quench Tower. | A positive use determination of 100% for the project to replace the Cooler Gas Exhaust Dust Collector; the Dryer Project Dust Collector, the installation of the East Loadout Dust Collection System, the enclosure for the Bagging Station, the Dust Control System for the Dryer Discharge Conveyor Belt, and the Upgrade of the Quench Water System for the Dryer Quench Tower. | 2009-06-24 | 1812780 | 100
13366 | T1 | Seadrift Coke LP | Seadrift Coke | 8618 Hwy 185 N | Port Lavaca | TX | 77979 | Calhoun | CN600129340 | RN102147055 | Installed a thermal destruction unit at the Naphtha Barge Loading Area. Installed a new flare tip. | A positive use determination of 100% for the installation of the Naphtha Barge Loading Vapor Destruction Unit and the project to install the new flare tip. | 2009-06-24 | 732000 | 100
13367 | T1 | Seadrift Coke LP | Seadrift Coke | 8618 Hwy 185 N | Port Lavaca | TX | 77979 | Calhoun | CN600129340 | RN102147055 | Updated the TVA 1000 fugitive emissions monitor. Installed a feed rate control. Installed a chlorine gas detector. Purchased a Horiba SLFA-2800 Sulfur Analyzer. Installed flow meters to measure gas flow to flare. | A positive use determination of 100% for the installation of the TVA 1000 fugitive emissions monitor; the Nuclear Weigh Feeder; the chlorine gas detector; the Horiba SLFA-2800 Sulfur Analyzer; and the gas flow meters for the flare. | 2009-06-24 | 127359 | 100
13368 | T1 | Seadrift Coke LP | Seadrift Coke | 8618 Hwy 185 N | Port Lavaca | TX | 77979 | Calhoun | CN600129340 | RN102147055 | Installed new Low NOx burners in BA1001, BA1101 and BA1202. Installed injection nozzles in the stack. | A positive use determination of 100% for the nozzles installed for the control of NOx. For the Low NOx burners installed in BA1001, BA1101, and BA1202 a positive use determination of 100% of the incremental cost difference between the cost of the new burners and the cost of the burners which were replaced. | 2009-06-16 | 143088 | 100
13369 | T1 | Seadrift Coke LP | Seadrift Coke | 8618 Hwy 185 N | Port Lavaca | TX | 77979 | Calhoun | CN600129340 | RN102147055 | Installed tandem seals on the towers bottom pump, the spare tower bottoms pump, and the slop oil pump. Installed a floating roof in the slop oil tank. Installed upgraded packing on all coker and calciner valves. | A positive use determination of 100% for the tandem seals installed on the towers bottoms pump, the spare towers bottom pump, and the slop oil pump; the internal floating roof installed in the slop oil tank; and the installation and upgrade of the packings on all coker and calciner valves. | 2009-06-24 | 860500 | 100
13370 | T1 | Seadrift Coke LP | Seadrift Coke | 8618 Hwy 185 N | Port Lavaca | TX | 77979 | Calhoun | CN600129340 | RN102147055 | Replaced sanitary treatment package. Installed sump, pump, and tanks in MOTT area for use in conveying contaminated process water. | A positive use determination of 100% for the replacement of the sanitary treatment unit and for the sump, pump, and tanks installed in the MOTT area. | 2009-06-24 | 352752 | 100
13371 | T1 | Seadrift Coke LP | Seadrift Coke | 8618 Hwy 185 N | Port Lavaca | TX | 77979 | Calhoun | CN600129340 | RN102147055 | Installed a continuous turbidity meter and recorder. Installed pH controls for wastewater treatment. | A positive use determination of 100% for the continuous turbidity meter with recorder and for the pH controls. | 2009-06-16 | 22000 | 100
13372 | T1 | Seadrift Coke LP | Seadrift Coke | 8618 Hwy 185 N | Port Lavaca | TX | 77979 | Calhoun | CN600129340 | RN102147055 | Installed truck overfill controls at the Naphtha loading rack. Installed bulk dust collector fines loading system. Installed spill containment dike and valve. Installed Treater/Scrubber Area containment diking to keep stormwater from becoming contaminated. Installed chemical metering system for cooling towers and wastewater treatment. Installed radar level indicator as tank overflow protection. | A positive use determination of 100% for the installation of truck overfill control at the Naphtha loading rack, the bulk dust collector for the fines loading system, the spill containment dike and valve, the containment area for the treater/scrubber, the chemical metering system for cooling towers and wastewater treatment, and the installation of the radar level indication used to prevent tank overflows. | 2009-06-24 | 269000 | 100
13373 | T1 | Donna Gottwald, Dds, Pc | Gottwald Family Dentistry | 12740 Bandera Rd | Helotes | TX | 78023 | Bexar | CN602438327 | RN102838026 | Installed a storm water retention pond of approximately 1,782 sq. ft. of land and an Aqualogic storm water abatement filter system. | A positive use determination of 100% for the 1,782 sq. ft. storm water retention pond and the Aqualogic storm water abatement filter system. | 2009-05-26 | 97592 | 100
13374 | T1 | DFW Tank Cleaning Inc | DFW Tank Cleaning Inc | 4300 North Ih 35 | Waxahachie | TX | 75165 | Ellis | CN603246935 | RN105337752 | Installed the following property for use in treating wastewater: Fifty-gallon-per-minute dissolved air flotation unit, skimmer assembly, 550-gallon stainless steel tank, dewatering box, sump pump, and equalization tanks. | A positive use determination of 100% for the 50-gallon-per-minute dissolved air flotation system, the skimmer assembly, the 550-gallon stainless steel discharge tank, the sludge dewatering box, the Pioneer Model No. P3087L1-80 sump pump, and the equalization tanks. | 2009-05-07 | 344226 | 100
13375 | T1 | DFW Tank Cleaning Inc | DFW Tank Cleaning Inc | 4300 North Ih 35 | Waxahachie | TX | 75165 | Ellis | CN603246935 | RN105337752 | Vat Containers, Steam Lines/Vessel Covers, Vat purchased from CCCC, and Valspar Vat. | A negative determination for the Tank Cleaning Equipment. This company is a commercial tank cleaning facility. The equipment used in the tank cleaning process is excluded from eligibility under Section 11.31(a) of the Texas Tax Code. | 2009-05-07 | 49666 | 100
13376 | T1 | Counter Source | The Counter Source | 5021 Statesman's Dr | Irving | TX | 75063 | Dallas | CN600473029 | RN106105190 | Installed an EnviroSystem Model #8 water recycling system and an associated pit and trench with grates. | A positive use determination of 100% for the EnviroSystem Model #8 water recycling system and the associated pit and trench with grates. | 2009-05-07 | 69773 | 100
13377 | T1 | Counter Source | The Counter Source | 5021 Statesman Dr | Irving | TX | 75063 | Dallas | CN600473029 | RN106105190 | Installed a dry dust collector. | A positive use determination of 100% for the dry dust collector. | 2009-05-07 | 12850 | 100
13378 | T1 | Derichebourg Recycling USA | Terminal Facility | 1 Warf Dr | Houston | TX | 77012 | Harris | CN603440926 | RN104772967 | Installed a radiation detector for incoming materials. | A positive use determination of 100% for the radiation detector. | 2009-10-08 | 42590 | 100
13379 | T2 | Derichebourg Recycling USA | Terminal Facility | 1 Warf Dr | Houston | TX | 77012 | Harris | CN603440926 | RN104772967 | Installed an Enviro Rack Fluid Removal System for draining fluids from scrap vehicles. | A positive use determination of 100% for the Enviro Rack Fluid Removal System. | 2009-07-08 | 26470 | 100
13380 | T1 | Mountain Drilling Company | Drilling Rig #1 | Johnson County, Tx |  |  |  | Johnson | Insufficient Information | Insufficient Information | Drilling Rig Mud Recycling System: Two MI Swaco Mongoose PT Dual Motion Adjustable Shakers; MI Swaco Model 212 Vertical desander with 12-inch hydrocone; Derrick FC-313 M Linear Desilting Mud Cleaner with 16 four-inch cones; MI Swaco CD-1400 Hurricane Centrifugal degasser. Drilling Rig Spill Response Equipment: Church Energy Cameron Type U Double Ram surface blowout preventer; drilling spool with two adjustable chokes; hydraulic gate valve; Church Energy Services Five Station BOP Control System; eight 11-gallon bladder-type accumulators; Lower Kelly Valve; and remote control interface package. | A positive use determination of 100% for the Drilling Rig MUD Recycling System and the Drilling Rig Spill Response Equipment. | 2009-05-07 | 1022488 | 100
13381 | T1 | Mountain Drilling Company | Drilling Rig #3 | Johnson County, Tx |  |  |  | Johnson | Insufficient Information | Insufficient Information | Two MI Swaco Mongoose PT Dual Motion Adjustable Shakers; MI Swaco Model 212 Vertical desander with 12-inch hydrocone; MI Swaco Model 8T4 Desilter with 12 four-inch cones; Shaffer LWS Double Ram surface blowout preventer; Church Energy Services Model CA080 Five Station closing unit with eight 11-gallon accumulators and 235-gallon fluid reservoir; and drillers control panel. | A positive use determination of 100% for the Drilling Rig Mud Recycling System and the Drilling Rig Spill Response Equipment. | 2009-05-07 | 881290 | 100
13382 | T1 | E I Du Pont De Nemours & Co Inc | Sabine River Works | 3055 FM 1006 | Orange | TX | 77630 | Orange | CN600128284 | RN106987852 | Units C, D & G (CDG) Miscellaneous Organic National Emissions Standards for Hazardous Air Pollutants (MON) Compliance: Installed large diameter duct work and booster blowers to collect dryer emissions and route them to an existing Regenerative Thermal Oxidizer. A nitrogen purge and eductor collection system, which includes an additional packing cup on the compressor rod packing case, was installed to collect packing leaks on Unit D #3 Purge Compressor and C Unit #3 Make-up Compressor. | A positive use determination of 100% for the project to install the large diameter duct work and booster blowers to collect Units C, D, & G dryer emissions and route them to the Regenerative Thermal Oxidizer and for the nitrogen purge and eductor collection system, including the additional packing cup for the compressor rod packing case, that was installed to collect packing leaks on the Unit D #3 Purge Compressor and the C Unit #3 Make-up Compressor. | 2009-05-26 | 2260000 | 100
13383 | T1 | E I Du Pont De Nemours & Co Inc | Victoria Facility | 2695 Old Bloomington Rd | Victoria | TX | 77905 | Victoria | CN600128284 | RN102663671 | Unit F Miscellaneous Organic National Emissions Standards for Hazardous Air Pollutants (MON) Compliance: Installed large diameter duct work and booster blowers to collect dryer emissions and route them to an existing Regenerative Thermal Oxidizer. A nitrogen purge and eductor collection system, which includes an additional packing cup on the compressor rod packing case, was installed to collect packing leaks on Unit D #3 Purge Compressor and C Unit #3 Make-up Compressor. | A positive use determination of 100% for the project to install the large diameter duct work and booster blowers to collect the Unit F dryer emissions and route them to the Regenerative Thermal Oxidizer and for the nitrogen purge and eductor collection system, including the additional packing cup for the compressor rod packing case, that was installed to collect packing leaks on the Unit D #3 Purge Compressor and the C Unit #3 Make-up Compressor. | 2009-05-26 | 482246 | 100
13384 | T2 | Gulf Crossing Pipeline Company | Paris Compressor Station | 5161 CR 42400 | Paris | TX | 75460 | Lamar | CN603200791 | RN105240782 | Installed two Solar Taurus 60-7800S and one Solar Taurus 70-10302S compressor turbines with SoLoNOx combustion to reduce nitrogen oxides. Installed one lean-burn Caterpillar G3612 compressor engine with oxidation catalyst to reduce volatile organic compounds and carbon monoxide. | A positive use determination of 100% for the three SoLoNOx combustion systems installed on the Solar Taurus compressor turbines and the catalytic converter installed on the Caterpillar compressor engine. A positive use determination of 20% for the lean-burn gas-fired combustion system installed in the Caterpillar compressor. | 2009-05-26 | 1657010 | 100
13385 | T2 | Gulf Crossing Pipeline Company | Sherman Compressor Station | 460 Seven Hills Rd | Denison | TX | 75021 | Grayson | CN603200791 | RN105241368 | Installed two Solar Taurus 70-10302S compressor turbines with SoLoNOx combustion to reduce nitrogen oxides. Installed one lean-burn Caterpillar G3616 compressor engine with oxidation catalyst to reduce volatile organic compounds and carbon monoxide. | A positive use determination of 100% for the two SoLoNOx combustion systems installed on the Solar Taurus compressor turbines and the catalytic converter installed on the Caterpillar compressor engine. A positive use determination of 20% for the lean-burn gas-fired combustion system installed in the Caterpillar compressor. | 2009-05-26 | 1388010 | 20
13386 | T1 | Forest Oil Corporation | Thomas Swd #1049 (Rrc# 211940) | Sec 48, Blk A-2, H&Gn Sur, Abs 1140 | Hemphill County | TX |  | Hemphill | CN601296296 | Insufficient Information | Installed disposal well for wastewater from oil and gas exploration by company. | A positive use determination of 100% for the construction of Salt Water Disposal Well #1048 (RRC# 211940). | 2009-05-26 | 474621 | 100
13387 | T1 | Forest Oil Corporation | John Vise Swd #1052 (Rrc# 207040) | Sec 52, Blk M-1, H&Gn Sur, Asb 1028 | Hemphill County | TX |  | Hemphill | CN601296296 | Insufficient Information | Installed disposal well for wastewater from oil and gas exploration by company. | A positive use determination of 100% for the construction of Salt Water Disposal Well #1052 (RRC# 207040). | 2009-05-26 | 770410 | 100
13388 | T1 | Bosque Power Company, LLC | Bosque Power Company | 575 Bosque CR 3610 | Clifton | TX | 76634 | Bosque | CN603196148 | RN100226232 | Installed selective catalytic reduction equipment for NOx and a continuous emissions monitoring system. | A positive use determination of 100% for the selective catalytic reduction equipment and the continuous emissions monitoring system. | 2009-05-26 | 5335158 | 100
13389 | T1 | Lide Industries, LLC | Lide Industries-Mexia | 1618 W Hwy 84 | Mexia | TX | 76667 | Freestone | CN603387994 | RN101698439 | Purchased a solvent distiller that will be used to clean used paint solvent so that it can be reused to clean paint spraying equipment. | A positive use determination of 100% for the solvent distiller. | 2009-05-26 | 16314.13 | 100
13390 | T1 | Lide Industries, LLC | Lide Industries-Mexia | 1618 W Hwy 84 | Mexia | TX | 76667 | Freestone | CN603387994 | RN101698439 | Installed ventilation systems on five paint buildings, including filter banks for particulates and stacks for volatile organic compounds and hazardous air pollutants. Installed blast booth with ducting and dust collection system and blast media recycling. | A positive use determination of 100% for the ventilation systems and the stacks installed on the five paint buildings. A positive use determination of 100% for the dust collection system, including the associated ductwork, and the steel grit recycling system installed as particulate matter controls for the blast booth. | 2009-05-26 | 597000 | 100
13391 | T1 | Lide Industries, LLC | Lide Industries-Troy | 114 W Hilliard | Troy | TX | 76579 | Bell | CN603387994 | RN105047450 | Installed an emissions control system for the fiberglass tank manufacturing building. The system consists of particulate matter filter banks and a stack used solely for the control of Volatile Organic Compounds and Hazardous Air Pollutants. | A positive use determination of 100% for the Particulate Matter filters and for the entire stack. | 2009-11-03 | 455000 | 100
13392 | T1 | Sunoco Chemicals, Inc | Sunoco Chemicals La Porte Chemical Plant | 8811 Strang Rd | La Porte | TX | 77501 | Harris | CN601403199 | RN100214626 | Waste Water Level Control Upgrade Project: Installed bubble type level controllers in sumps P-1921, P-1923, and P-1925 A/B. T501/T502 Drain and Fines Handling Upgrade: Tied T501C drain pipe to T502C drain pipe for sampling. Installed drains with block valves to T501C and T502C lines and combined line near roll-off box. Installed oily-water drain hub close to outlet of roll-off box, tying directly to Z-1925-C Oily/Process Drain Sump. | A positive use determination of 100% for the Waste Water Level Control Upgrade Project and for the T501/T502C Drain and Fines Handling Upgrade. | 2009-06-16 | 170176 | 100
13393 | T1 | Chevron Phillips Chemical Company LLC | Sweeny Chemical & Ngl Fractionation | Hwy 35 So @ FM 524 | Old Ocean | TX | 77463 | Brazoria | CN600303614 | RN100825249 | Installed redundant high level transmitter on water seal at base of the Unit 33 flare stack, and added three connections to temporary flare. | A positive use determination of 100% for the project to install the redundant high level transmitter at the base of the Unit 33 flare stack and the installation of the three connections for the temporary flare. | 2009-05-26 | 194377 | 100
13394 | T1 | Chevron Phillips Chemical Company LLC | Sweeny Chemical & Ngl Fractionation | Hwy 35 So @ FM 524 | Old Ocean | TX | 77463 | Brazoria | CN600303614 | RN100825249 | Added purges and rotometers to nine points in Unit 10D and 18; replaced orifice plate in high pressure flare drip tank 56-95-12 with resized orifice; and replaced 160 feet of screw pipe with welded pipe. | A positive use determination of 100% for the project to add purges and rotometers to the flare at nine points in Units 10D and 18; and the project to replace the orifice plate in the high pressure flare drip tank 56-95-12 with a resized orifice. A positive use determination of 100% of the incremental cost difference between the cost of welded pipe joints and the cost of screwed pipe joints for the project to replace the 160 feet of pipe. | 2009-09-25 | 162975 | 100
13395 | T1 | Chevron Phillips Chemical Company LLC | Sweeny Chemical & Ngl Fractionation | Hwy 35 So @ FM 524 | Old Ocean | TX | 77463 | Brazoria | CN600303614 | RN100825249 | Project to redesign and upgrade the Polisher Wastewater System. Replaced three 700-barrel (bbl) fiberglass reinforced plastic (FRP) polisher wastewater tanks. Installed instrumentation and flow meters for polisher. Automated new FRP Tank System to minimize storage capacity, optimize neutralization operation, and reuse higher quality wastewater. | A positive use determination of 100% for the project to redesign and update the polisher wastewater system including the replacement of the three 700-bbl FRP polisher wastewater tanks, the installation of instrumentation and flow monitoring devices, and the automation of the new FRP tank system. | 2009-05-26 | 4103495 | 100
13396 | T1 | Chevron Phillips Chemical Company LLC | Sweeny Chemical & Ngl Fractionation | Hwy 35 So @ FM 524 | Old Ocean | TX | 77463 | Brazoria | CN600303614 | RN100825249 | Added piping to connect the quench water circulation pumps, P-2 and P-3, to the wastewater system, for use in case of a power outage. Installed concrete drainage channel at front gate for improved stormwater flow. | A positive use determination of 100% for the piping installed to connect quench water circulation pumps to the wastewater system. A negative determination for the main gate flood control project. | 2009-05-26 | 175266 | 100
13397 | T1 | Chevron Phillips Chemical Company LLC | Sweeny Chemical & Ngl Fractionation | Hwy 35 So @ FM 524 | Old Ocean | TX | 77463 | Brazoria | CN600303614 | RN100825249 | Installed 37,000 sq ft of 2.5 inch asphalt and 6000 sq ft of 6 inch asphalt as environmental paving on plant roadways. | A positive use determination of 100% for the 37,000 sq ft of 2.5 inch asphalt and the 6,000 sq ft of 6 inch asphalt that was installed as environmental paving on plant roadways. | 2009-09-25 | 106840 | 100
13398 | T1 | The Dow Chemical Company | The Dow Chemical Company | 3301 5Th Ave S | Texas City | TX | 77592 | Galveston | Insuffucient Information | Insuffucient Information | Installed operating parameter measurement hardware and software configuration costs to upgrade the existing predictive emission monitoring system. | A positive use determination of 100% for the Predictive Emission Monitoring System. | 2004-01-20 | 130000 | 100
13399 | T1 | The Dow Chemical Company | The Dow Chemical Company | 3301 5Th Ave S | Texas City | TX | 77592 | Galveston | Insuffucient Information | Insuffucient Information | Replaced a 12' section of the existing CV-421 screw conveyor box with a new one containing a dropout or clamshell type dump valve. The valve will allow filling of the WWT dumpster at two points 12' apart thus adequately filling the WWT dumpster box. The valve will be operated with four air cylinders, two on either side. There will be a local switch for opening and closing the dump valve. | A positive use determination of 100% for the Dumpster -- Conveyer Repair Project. | 2004-02-19 | 300000 | 100
13400 | T1 | The Dow Chemical Company | The Dow Chemical Company | 3301 5Th Ave S | Texas City | TX | 77592 | Galveston | Insuffucient Information | Insuffucient Information | Installed five permanent and two portable compositors. | A positive use determination of 100% for the five permanent and two portable compositors. | 2004-02-19 | 100000 | 100
13401 | T1 | Pecan Pipeline Company | Kripple Kreek Processing Plant | 1988 Briar Creek Rd | Bowie | TX | 76230 | Montague | CN603332263 | RN105476691 | Constructed three 400-bbl tanks for use in collecting and storing wastewater. Constructed secondary containment around the waste storage tanks. | A positive use determination of 100% for the three wastewater storage tanks and the associated secondary containment. | 2009-05-26 | 50000 | 100
13402 | T1 | Pecan Pipeline Company | Kripple Kreek Processing Plant | 1988 Briar Creek Rd | Bowie | TX | 76230 | Montague | CN603332263 | RN105476691 | Installed plant flare with knockout and ignition panel and connection piping (1700 ft. of 20-inch pipe) | A positive use determination of 100% for the plant flare and the associated knockout, ignitor panel, and 1,700 feet of 20-inch diameter pipe. | 2009-05-26 | 385000 | 100
13403 | T1 | Pecan Pipeline Company | Kripple Kreek Processing Plant | 1988 Briar Creek Rd | Bowie | TX | 76230 | Montague | CN603332263 | RN105476691 | Constructed a thermal oxidizer and installed 500 feet of 12-inch connection piping. | A positive use determination of 100% for the thermal oxidizer and the 500 feet of 12-inch diameter piping. | 2009-05-26 | 753510 | 100
13404 | T1 | Pecan Pipeline Company | Henderson Compressor Station | 8911 FM 455 | Montague | TX | 76251 | Montague | CN603332263 | RN105589311 | Constructed three 400-barrel tanks for use in collecting and storing wastewater. Constructed secondary containment around the waste storage tanks. | A positive use determination of 100% for the three wastewater storage tanks and the associated secondary containment. | 2009-05-26 | 50000 | 100
13405 | T1 | Stolthaven Houston | Stolthaven Houston | 15602 Jacintoport Blvd | Houston | TX | 77015 | Harris | CN600124820 | RN100210475 | Installed internal floating roofs and secondary seals in Tanks A 12-5, A 15-5, A 15-6, Q 30-15, Q 30-16, Q 30-17, Q 30-18, Q 30-19, Q 30-20, Q 40-4, Q 50-7, and Q 50-8. Installed a tank vent system to collect emissions from the vents on the Q Tanks and to direct them to the flare. | A positive use determination of 100% for the internal floating roofs and secondary seals installed on tanks A-12-5, A-15-5, A-15-6, Q30-15, Q30-16, Q30-17, Q30-18, Q30-19, Q30-20, Q40-4, Q50-7 and Q50-8 and the tank vent system which was installed for the Q Tanks. | 2009-07-01 | 4914879 | 100
13406 | T1 | Rowan Drilling Company, Inc | Drilling Rig #59 |  | Sabine Pass | TX |  | Jefferson | CN603315433 | RN102552007 | Drilling MUD Recycling System: Three Brandt King Cobra Shale Shakers, three ten-inch Brandt desander cones, and 19 four-inch desilter cones. Blowout Prevention Control Unit: Have one upper Kelly valve, one double ram type blowout preventer with release tool, two lower Kelly valves, hydraulic adjustable 10k choke and panel, standard trim six-inch orbit valve with double actuator and one accumulator (CAD Model SB-200-11SWB3K), 20 11-gallon accumulators, and one Master Panel with eight functions plus bypass valve. | A positive use determination of 100% for the Drilling Mud Recycling Equipment and the Drilling Rig Spill Prevention Equipment. | 2009-05-26 | 1414892 | 100
13407 | T1 | Rowan Drilling Company, Inc | Drilling Rig #87 |  | Sabine Pass | TX |  | Jefferson | CN603315433 | RN102552007 | Drilling MUD Recycling System: Three Brandt King Cobra Shale Shakers, three ten-inch Brandt desander cones, and 19 four-inch desilter cones. Blowout Prevention Control Unit: Have one upper Kelly valve, one double ram type blowout preventer with release tool, two lower Kelly valves, hydraulic adjustable 10k choke and panel, standard trim six-inch orbit valve with double actuator and one accumulator (CAD Model SB-200-11SWB3K), 20 11-gallon accumulators, and one Master Panel with eight functions plus bypass valve. | A positive use determination of 100% for the Drilling Mud Recycling Equipment and the Drilling Rig Spill Prevention Equipment. | 2009-05-26 | 1414892 | 100
13408 | T1 | Rowan Drilling Company, Inc | Drilling Rig #86 |  | Sabine Pass | TX |  | Jefferson | CN603315433 | RN102552007 | Drilling MUD Recycling System: Three Brandt King Cobra Shale Shakers, three ten-inch Brandt desander cones, and 19 four-inch desilter cones. Blowout Prevention Control Unit: Have one upper Kelly valve, one double ram type blowout preventer with release tool, two lower Kelly valves, hydraulic adjustable 10k choke and panel, standard trim six-inch orbit valve with double actuator and one accumulator (CAD Model SB-200-11SWB3K), 20 11-gallon accumulators, and one Master Panel with eight functions plus bypass valve. | A positive use determination of 100% for the Drilling Mud Recycling Equipment and the Drilling Rig Spill Prevention Equipment. | 2009-05-26 | 1414892 | 100
13409 | T1 | Rowan Drilling Company, Inc | Drilling Rig #85 |  | Sabine Pass | TX |  | Shelby | CN603315433 | RN102552007 | Drilling MUD Recycling System: Three Brandt King Cobra Shale Shakers, three ten-inch Brandt desander cones, and 19 four-inch desilter cones. Blowout Prevention Control Unit: Have one upper Kelly valve, one double ram type blowout preventer with release tool, two lower Kelly valves, hydraulic adjustable 10k choke and panel, standard trim six-inch orbit valve with double actuator and one accumulator (CAD Model SB-200-11SWB3K), 20 11-gallon accumulators, and one Master Panel with eight functions plus bypass valve. | A positive use determination of 100% for the Drilling Mud Recycling Equipment and the Drilling Rig Spill Prevention Equipment. | 2009-05-26 | 1414892 | 100
13410 | T1 | Rowan Drilling Company, Inc | Drilling Rig #84 |  | Sabine Pass | TX |  | Robertson | CN603315433 | RN102552007 | Drilling MUD Recycling System: Three Brandt King Cobra Shale Shakers, three ten-inch Brandt desander cones, and 19 four-inch desilter cones. Blowout Prevention Control Unit: Have one upper Kelly valve, one double ram type blowout preventer with release tool, two lower Kelly valves, hydraulic adjustable 10k choke and panel, standard trim six-inch orbit valve with double actuator and one accumulator (CAD Model SB-200-11SWB3K), 20 11-gallon accumulators, and one Master Panel with eight functions plus bypass valve. | A positive use determination of 100% for the Drilling Mud Recycling Equipment and the Drilling Rig Spill Prevention Equipment. | 2009-05-26 | 1414892 | 100
13411 | T1 | Rowan Drilling Company, Inc | Drilling Rig #76 |  | Sabine Pass | TX |  | Robertson | CN603315433 | RN102552007 | Drilling MUD Recycling System: Three Brandt King Cobra Shale Shakers, three ten-inch Brandt desander cones, and 19 four-inch desilter cones. Blowout Prevention Control Unit: Have one upper Kelly valve, one double ram type blowout preventer with release tool, two lower Kelly valves, hydraulic adjustable 10k choke and panel, standard trim six-inch orbit valve with double actuator and one accumulator (CAD Model SB-200-11SWB3K), 20 11-gallon accumulators, and one Master Panel with eight functions plus bypass valve. | A positive use determination of 100% for the Drilling Mud Recycling Equipment and the Drilling Rig Spill Prevention Equipment. | 2009-05-26 | 1414892 | 100
13412 | T1 | Linde Gas LLC | Linde Syngas Unit | 11603 Strang Rd | La Porte | TX |  | Harris | CN602616856 | RN100217207 | Installed a flare header booster and nitrogen header oxygen analyzer. | A positive use determination of 100% for the flare header booster project and the nitrogen header oxygen analyzer. | 2009-06-24 | 92745 | 100
13413 | T1 | Linde Gas LLC | Linde Syngas Unit | 11603 Strang Rd | La Porte | TX |  | Harris | CN602616856 | RN100217207 | For boilers, installed a continuous emissions monitoring system with nitrogen oxides (NOx) analyzer; improved CE Boiler controls, flue gas recirculation water injection and isolation valves; four pilot light eyes; air compressor for instruments; and receiver and dust eliminator; and purchased spare superheater flue gas recirculation (FGR) fan with mechanical seals and upgrade of spare FGR fan. | A positive use determination of 100% for the equipment installed to reduce or monitor dust and NOx formation at the boiler. | 2009-05-26 | 806261 | 100
13414 | T1 | Air Liquide Large Industries Us LP | Air Liquide Freeport Asu | 1711 FM 523 | Freeport | TX | 77541 | Brazoria | CN601662190 | RN102286234 | Installed five vertical pumps, underground piping, drains, and pits for wastewater treatment system. | A positive use determination of 100% for the wastewater treatment equipment consisting of five vertical pumps, underground piping, drains, and pits. | 2009-06-24 | 495000 | 100
13415 | T1 | Formosa Utility Ventures Limited | Formosa Utility Ventures Limited | 201 Formosa Dr | Point Comfort | TX | 77978 | Calhoun | CN600130017 | RN100218973 | In wastewater treatment plant, repaired and recoated equalization tank TTT-01A and surge/equalization tank TTT-44, redesigned final tertiary filter TFT-01B, replaced pumps and piping, and replaced and upgraded the dissolved oxygen meter. | A positive use determination of 100% for the repair and re-coating of equalization tanks TTT-01A and TTT-44; the replacement of wastewater pumps and piping; the re-design of the existing wastewater filter; and the replacement of the dissolved oxygen meter. | 2009-06-24 | 2287485 | 100
13416 | T1 | Intercontinental Terminals Company LLC | Intercontinental Terminals Co LLC | 1943 Battleground Rd | Deer Park | TX | 77536 | Harris | CN601470222 | RN100210806 | Chemical Drain System for docks 11 & 12: Constructed a concrete containment system with a chemical drain around docks 11 and 12. | A positive use determination of 100% for the concrete containment and chemical drain system installed around docks 11 and 12. | 2009-05-26 | 11000 | 100
13417 | T1 | Koppers Industries Inc | Koppers Industries Somerville Plant | Hwy 36 N | Somerville | TX | 77879 | Burleson | CN602411605 | Insufficient Information | Installed scrubber/odor control system, including a water scrubber, two fans (600 CFM and 1200 CFM), and ducts and pipes. | A positive use determination of 100% for the scrubber/odor control system, consisting of the water scrubber, two fans (600 CFM and 1200 CFM), and ducts and pipes. | 2009-11-05 | 1385684 | 100
13418 | T1 | Kmco, Port Arthur, Inc | KMTEX | 2450 S Gulfway Dr | Port Arthur | TX | 77641 | Jefferson | CN604105007 | RN100640283 | Diking and concrete for secondary containment of liquids. | A positive use determination of 100% for the diking and concrete containment. | 2009-07-15 | 505980.79 | 100
13419 | T1 | KMCO, Port Arthur, Inc | KMTEX | 2450 S Gulfway Dr | Port Arthur | TX | 77641 | Jefferson | CN604105007 | RN100640283 | Installed asphalt and concrete paving for extension of employee parking lot. | A negative determination for the parking lot expansion project. Paving of parking lots is not considered to be pollution control property. | 2009-05-26 | 53313.82 | 100
13420 | T1 | KMCO LP | KMCO LP | 16503 Ramsey Rd | Crosby | TX | 77532 | Harris | CN604105221 | RN101613511 | Installed two scrubbers for ammonia from wastewater treatment and circulation loops on an ethylene oxide scrubber. | A positive use determination of 100% for the two new acid scrubbers and the circulation loops for the ethylene oxide scrubber. | 2009-06-24 | 6000 | 100
13421 | T1 | KMCO LP | KMCO LP | 16503 Ramsey Rd | Crosby | TX | 77532 | Harris | CN604105221 | RN101613511 | Installed a flow meter, temperature sensor, and thermocouple for the flare. | A positive use determination of 100% for the flow meter, the temperature sensor, and the thermocouple which were installed for the flare. | 2009-06-16 | 2750 | 100
13422 | T1 | KMCO LP | KMCO LP | 16503 Ramsey Rd | Crosby | TX | 77532 | Harris | CN604105221 | RN101613511 | Installed sampling port on a gas-fired boiler. | A positive use determination of 100% for the sampling ports installed on the natural gas-fired boiler. | 2009-06-24 | 1600 | 100
13423 | T1 | KMCO LP | KMCO LP | 16503 Ramsey Rd | Crosby | TX | 77532 | Harris | CN604105221 | RN101613511 | Installed a Todd Ultra Low NOx packaged burner on the 75,000 pound boiler. | A positive use determination of 100% of the incremental cost difference between the Todd Ultra Low NOx packaged burner installed on the 75,000 pound boiler and the cost of the burner which had been installed in the boiler. | 2009-06-24 | 108516 | 100
13424 | T1 | KMCO LP | KMCO LP | 16503 Ramsey Rd | Crosby | TX | 77532 | Harris | CN604105221 | RN101613511 | Replaced valves, fittings, and hoses for loading and unloading with dripless fittings. | A positive use determination of 100% of the incremental cost difference between the new dripless valves, fittings and hoses and the previous valves, fittings and hoses. | 2009-06-24 | 11000 | 100
13425 | T1 | KMCO LP | KMCO LP | 16503 Ramsey Rd | Crosby | TX | 77532 | Harris | CN604105221 | RN101613511 | Welded joints on pipes in VOC service. | A positive use determination of 100% of the incremental cost difference between the new welded pipe joints and the cost of threaded or flanged joints. | 2009-06-24 | 72000 | 100
13426 | T1 | KMCO LP | KMCO LP | 16503 Ramsey Rd | Crosby | TX | 77532 | Harris | CN604105221 | RN101613511 | Installed vacuum condensers and vapor balance/recovery for Ethyl-Ethoxy Propronate (EEP), Ethyl Acrylate (EA), and Maleic Anhydride. | A positive use determination of 100% for the vacuum condensers and vapor balance/recovery installed for EEP, EA, and Maleic Anhydride. | 2009-06-16 | 6000 | 100
13427 | T1 | KMCO LP | KMCO LP | 16503 Ramsey Rd | Crosby | TX | 77532 | Harris | CN604105221 | RN101613511 | Purchased a chlorinator and chlorination chemicals for wastewater treatment. | A positive use determination of 100% for the chlorinator used in the wastewater treatment process, and a negative determination for the chemicals. | 2009-05-26 | 2874 | 100
13428 | T1 | KMCO LP | KMCO LP | 16503 Ramsey Rd | Crosby | TX | 77532 | Harris | CN604105221 | RN101613511 | TxChem HE-1000 biological treatment system and chemicals to reduce hydrocarbons in wastewater. | Chemicals consumed during the wastewater treatment process are not covered on the Equipment and Categories List. The listing used, W-30, is for the activated sludge treatment equipment, not the chemicals. Since this application does not contain any pollution control property, it is being returned to the applicant. | 2009-05-26 | 7500 | 100
13429 | T1 | KMCO LP | KMCO LP | 16503 Ramsey Rd | Crosby | TX | 77532 | Harris | CN604105221 | RN101613511 | Installed blowers and motors for use as aeration equipment for the in-house wastewater treatment system. | A positive use determination of 100% for the blowers and motors installed as aeration equipment at the in-house wastewater treatment system. | 2009-06-24 | 20000 | 100
13430 | T1 | KMCO LP | KMCO LP | 16503 Ramsey Rd | Crosby | TX | 77532 | Harris | CN604105221 | RN101613511 | Construction and equipment to contain, control, or divert stormwater and process water at south fence line, the western 50 acres of the plant, and the railyard, including pumps, valves, sumps, culverts, drainage ditches, basins, tanks, and earthwork. | A positive use determination of 100% for the construction and equipment installed to control and segregate stormwater and process water. | 2009-07-15 | 1850662 | 100
13431 | T1 | KMCO LP | KMCO LP | 16503 Ramsey Rd | Crosby | TX | 77532 | Harris | CN604105221 | RN101613511 | Purchased hydrogen peroxide and other oxidants for chemical oxidation of wastewater. | Chemicals consumed during the wastewater treatment process are not covered on the Equipment and Categories List. The listing used, W-63, is for the equipment used for chemical oxidation not the chemicals. Since this application does not contain any pollution control property it is being returned to the applicant. | 2009-05-26 | 2800 | 100
13432 | T1 | KMCO LP | KMCO LP | 16503 Ramsey Rd | Crosby | TX | 77532 | Harris | CN604105221 | RN101613511 | Structures used to capture and control storm water and process wastewater and the land occupied by the diversion and storage structures. | A positive use determination of 100% for the structures used to capture and control storm water and process wastewater and the land occupied by these structures. | 2009-07-15 | 800000 | 100
13433 | T1 | KMCO LP | KMCO LP | 16503 Ramsey Rd | Crosby | TX | 77532 | Harris | CN604105221 | RN101613511 | Constructed a 9,000-gallon waste/oil breaker tank and fixed cone roofs for two 25,000-gallon wastewater tanks. | A positive use determination of 100% for the waste/oil breaker tank and the fixed cone roofs installed on the two wastewater tanks. | 2009-06-16 | 25300 | 100
13434 | T1 | KMCO LP | KMCO LP | 16503 Ramsey Rd | Crosby | TX | 77532 | Harris | CN604105221 | RN101613511 | Secondary containment including concrete, diking, and liners for 1700 and 1800 tank farms, rail tracks, exchanger wash rack, and trailer staging areas. | A positive use determination of 100% for the secondary containment including concrete, diking and liners installed for the 1700 and 1800 tank farms, rail tracks, exchanger wash rack, and trailer staging areas. | 2009-07-15 | 538583 | 100
13435 | T1 | KMCO LP | KMCO LP | 16503 Ramsey Rd | Crosby | TX | 77532 | Harris | CN604105221 | RN101613511 | Waste flammable liquids are accumulated in a 130-barrel tank truck and about ten 550-gallon totes. Additionally, hot ammonia wash is collected in high pressure LPG-type tankers. All of this equipment is rented. | Returned for failure to respond to a deficiency letter. | 2009-05-26 | 39000 | 100
13436 | T1 | KMCO LP | KMCO LP | 16503 Ramsey Rd | Crosby | TX | 77532 | Harris | CN604105221 | RN101613511 | Installed 4575 sq ft of concrete paving, pothole and crack repair, and epoxy sealing of hazardous waste storage areas. | A positive use determination of 100% for the 4,575 sq ft of concrete paving, pothole and crack repair, and epoxy sealing of hazardous waste storage areas. | 2009-07-27 | 14000 | 100
13437 | T1 | KMCO LP | KMCO LP | 16503 Ramsey Rd | Crosby | TX | 77532 | Harris | CN604105221 | RN101613511 | Installed cathodic protection for metal tanks 1700 - 1728, 1800 - 1820, and 5000 - 5021 and piping located in tank farms 1700, 1800, and 5000. | A positive use determination of 100% for the cathodic protection installed on the tanks and piping located in tank farms 1700, 1800, and 5000. | 2009-06-24 | 4500 | 100
13438 | T1 | Nan Ya Plastics Corporation America | Formosa Plastics Corporation, Texas | 201 Formosa Dr | Point Comfort | TX | 77978 | Calhoun | CN600130017 | RN100218973 | Installed knock-out pot for the carbon dioxide vent to capture hydrocarbons and other liquids and installed additional wastewater holding tank to provide surge capacity to equalize flow to the wastewater treatment plant. | A positive use determination of 100% for the liquid knock-out pot and the wastewater equalization tank. | 2009-07-01 | 610000 | 100
13439 | T1 | BASF Corporation | BASF Freeport Chemical Complex | 602 Copper Rd | Freeport | TX | 77541 | Brazoria | CN600124895 | RN102535143 | Non-catalytic nitrogen oxides reduction system (waste heat exchangers) in steam generation utilities, removing process heat through a molten salt media. | A negative determination. This application is for heat exchangers used to recover and store heat for later use in the production process. Production equipment is not eligible for a positive use determination. | 2009-05-26 | 5325786 | 100
13440 | T1 | BASF Corporation | BASF Freeport Chemical Complex | 602 Copper Rd | Freeport | TX | 77541 | Brazoria | CN600124895 | RN102535143 | Installed a distillation recycling system used to recover adipic acid (chemical precursor) from waste stream from Anone plant and then reduce other organics using a thermal oxidizer prior to deep well injection. | Applicant has chosen to not reply to a notice of deficiency. The application is being returned to the owner. | 2010-04-07 | 7104208 | 100
13441 | T1 | Hilex Poly Company, LLC | Hilex Poly Company - Farmers Branch | 4555 Langland Rd | Farmers Branch | TX | 75244 | Dallas | CN602561391 | RN106408107 | Shredder system/reclaim grinder for polyethylene scrap from plastics converting lines. | A negative determination. In order to be eligible for a positive use determination the property must have been installed in order to meet or exceed an environmental regulation adopted by an environmental protection agency of the United States, the State of Texas, or a local political subdivision of Texas. The applicant was unable to provide a regulation. | 2009-07-30 | 455500 | 100
13442 | T1 | BASF Corporation | BASF Freeport Chemical Complex | 602 Copper Rd | Freeport | TX | 77541 | Brazoria | CN600124895 | RN102535143 | Particulate control devices: Scrubbers and vent equipment to control particulates and chemicals in waste gas streams from Neopentylglycol unit. | Returned for failure to respond to a deficiency letter. | 2009-11-03 | 2853385 | 100
13443 | T1 | Georgia Pacific | Lufkin Resins | 1429 Lufkin Ave | Lufkin | TX | 75901 | Angelina | CN603140039 | RN101896439 | Lamella Clarifier used as a solids separator for wastewater treatment plant. | A positive use determination of 100% for the Lamella Clarifier. | 2009-05-07 | 242523 | 100
13444 | T1 | Georgia Pacific | Lufkin Resins | 1429 Lufkin Ave | Lufkin | TX | 75901 | Angelina | CN603140039 | RN101896439 | Installed a storm water collection system and retention pond (vinyl pond). | A positive use determination of 100% for the storm water collection system and the retention pond. | 2009-05-26 | 538583 | 100
13445 | T1 | Printpack, Inc | Printpack, Inc | 2005 Great SW Pkwy S | Grand Prairie | TX | 75051 | Tarrant | CN600329916 | RN100620962 | Installed a thermal oxidizer. | A positive use determination of 100% for the thermal oxidizer. | 2009-07-30 | 1695822 | 100
13446 | T1 | Chevron Phillips Chemical Company Llp | Chevron Phillips Chem Co LP, Cedar Bayou | 9500 I-10 E | Baytown | TX | 77521 | Harris | CN600303614 | RN100825249 | 1796 and 1799 Storm Pond Pellet Containment: Paved road and added side swales, heightened curbs, and new drainage catch basins. | A positive use determination of 100% for the project to pave the road, add side swales, heighten the curbs, and add new drainage catch basins. | 2009-09-08 | 97803 | 100
13447 | T1 | Chevron Phillips Chemical Company Llp | Chevron Phillips Chem Co LP, Cedar Bayou | 9500 I-10 E | Baytown | TX | 77521 | Harris | CN600303614 | RN100825249 | Added new line and automated control valve for supplemental natural gas to the header for the 1792 flare, and incorporated a BTU calculator to read the on-line analyzer and control the natural gas control valve. Added automatic control valve to continually adjust natural gas for the 1797 flare. Installed new control valve and flow meter for the 1796 flare. | A positive use determination of 100% for the new line, automated control valve, and BTU calculator provided for flare 1792; the automatic control valve for flare 1797; and the new automated control valve and flow meter for flare 1796. | 2009-06-10 | 232046 | 100
13448 | T1 | Chevron Phillips Chemical Company Llp | Chevron Phillips Chem Co LP, Cedar Bayou | 9500 I-10 E | Baytown | TX | 77521 | Harris | CN600303614 | RN100825249 | Installed fourth supplemental pilot for the CB-701 flare. | A positive use determination of 100% for the addition of a fourth pilot for the CB-701 flare. | 2009-06-10 | 516948 | 100
13449 | T1 | Chevron Phillips Chemical Company Llp | Chevron Phillips Chem Co LP, Cedar Bayou | 9500 I-10 E | Baytown | TX | 77521 | Harris | CN600303614 | RN100825249 | Replaced the cover on the API oil/water separator. | A positive use determination of 100% for the new cover for the API separator. | 2009-10-01 | 125016 | 100
13450 | T1 | Chevron Phillips Chemical Company Llp | Chevron Phillips Chem Co LP, Cedar Bayou | 9500 I-10 E | Baytown | TX | 77521 | Harris | CN600303614 | RN100825249 | Installed an ejector, instrument valve, and piping to route vent gas from H-530 Dowtherm heater shutdown or from D-531 over-pressurization to the flare. The D-1531 vent stream piping was re-routed to the low pressure flare header, with a new fuel gas purge line and rotameter tied in to keep oxygen out of the system. | A positive use determination of 100% for the project to install an ejector, instrument valve, and piping so that D-531 vent gas can be routed to the flare. A positive use determination of 100% for the project to install a new fuel gas purge line with a rotameter and to route D-1531 vent gas to the low pressure flare. | 2009-06-10 | 122969 | 100
13451 | T1 | Chevron Phillips Chemical Company Llp | Chevron Phillips Chem Co LP, Cedar Bayou | 9500 I-10 E | Baytown | TX | 77521 | Harris | CN600303614 | RN100825249 | Installed a pressure regulator to control natural gas to the flare system. | A positive use determination of 100% for the natural gas pressure regulator for the flare system. | 2009-06-10 | 49470 | 100
13452 | T1 | Chevron Phillips Chemical Company Llp | Chevron Phillips Chem Co LP, Cedar Bayou | 9500 I-10 E | Baytown | TX | 77521 | Harris | CN600303614 | RN100825249 | Replaced Oily Water Lift Station Pumps P-1576 and P-1577 with one dry weather 150-GPM pump and one wet weather 300-GPM pump; removed strainers from suction piping; and increased discharge piping from 1.5 inches to 4 inches. | A positive use determination of 100% for the 150 GPM dry weather sump pump, the 300 GPM wet weather sump pump, the removal of the strainers from the suction piping, and the replacement of the 1.5" discharge piping with 4" piping. | 2009-06-10 | 118198 | 100
13453 | T1 | Chevron Phillips Chemical Company Llp | Chevron Phillips Chem Co LP, Cedar Bayou | 9500 I-10 E | Baytown | TX | 77521 | Harris | CN600303614 | RN100825249 | Installed three on-line Total Organic Carbon analyzers and two analyzer shelters for wastewater systems. | A positive use determination of 100% for the three Total Organic Carbon analyzers and the two analyzer shelters. | 2009-06-10 | 425785 | 100
13454 | T1 | Chevron Phillips Chemical Company Llp | Chevron Phillips Chem Co LP, Cedar Bayou | 9500 I-10 E | Baytown | TX | 77521 | Harris | CN600303614 | RN100825249 | Installed Siemens MicroSAM at outlet of last carbon bed for GA-465 BDFS pump and an alarm connected to the Distributed Control System. | A positive use determination of 100% for the Siemens MicroSam VOC analyzer installed on the outlet of the last carbon bed and the alarm which was connected to the Distributed Control System. | 2009-06-10 | 56124 | 100
13455 | T1 | Chevron Phillips Chemical Company Llp | Chevron Phillips Chem Co LP, Orange Plan | 5309 FM 1006 | Orange | TX | 77630 | Orange | CN600303614 | RN100215615 | Installed piping drops from the flare header to various utility stations around the plant to route fugitive hydrocarbons to the flare. | A positive use determination of 100% for the piping installed between the flare header and the plant utility stations. | 2009-06-10 | 58844 | 100
13456 | T1 | Chevron Phillips Chemical Company Llp | Chevron Phillips Chem Co LP, Pasadena Pl | 1400 Jefferson Rd | Pasadena | TX | 77506 | Harris | CN600303614 | RN100215615 | Purchased storage tank for hazardous waste. | A positive use determination of 100% for the hazardous waste storage tank purchased to store teal scavenge material generated by the plant's solvent treatment system. | 2009-06-10 | 112000 | 100
13457 | T1 | Chevron Phillips Chemical Company Llp | Chevron Phillips Chem Co LP, Pasadena Pl | 1400 Jefferson Rd | Pasadena | TX | 77506 | Harris | CN600303614 | RN100215615 | Constructed a 2.5-foot spill containment wall for the K-resin Coupling Agent and AO tank | A positive use determination of 100% for the 2.5-foot spill containment wall constructed for the K-resin Coupling Agent and AO tank. | 2009-09-25 | 115893 | 100
13458 | T1 | Chevron Phillips Chemical Company Llp | Chevron Phillips Chem Co LP, Pasadena Pl | 1400 Jefferson Rd | Pasadena | TX | 77506 | Harris | CN600303614 | RN100215615 | Replaced and upgraded six anode beds in existing cathodic protection wells. | A positive use determination of 100% for the project to replace and upgrade six anode beds in existing cathodic protection wells. | 2009-09-25 | 140888 | 100
13459 | T1 | Chevron Phillips Chemical Company Llp | Chevron Phillips Chem Co LP, Pasadena Pl | 1400 Jefferson Rd | Pasadena | TX | 77506 | Harris | CN600303614 | RN100215615 | Replaced piping and filters for controlling particulate emissions from effluent gas from five catalyst activation units with shorter, higher quality steel pipe and high-temperature rated filters. | A positive use determination of 100% for the five new high temperature HEPA filters and the stainless steel piping. | 2009-07-08 | 607702 | 100
13460 | T1 | Chevron Phillips Chemical Company Llp | Chevron Phillips Chem Co LP, Port Arthur | 2001 S Gulfway Dr | Port Arthur | TX | 77640 | Jefferson | CN600303614 | RN100825249 | Constructed oil removal facilities to treat all wastewater from DA-201 and DA-203 Caustic Towers because of excess oil from the spent caustic degassing drum FA-209. | Returned for failure to respond to a deficiency letter. | 2009-09-30 | 837412 | 100
13461 | T2 | Chevron Phillips Chemical Company Llp | Chevron Phillips Chem Co LP, Port Arthur | 2001 S Gulfway Dr | Port Arthur | TX | 77640 | Jefferson | CN600303614 | RN100825249 | Replaced EA415 Propylene Fractionator Feed Vaporizer with a smaller exchanger; modified exchanger outlet piping; and added a balance line between the exchanger and the condensate pot to return condensate to the condensate return header. | A negative determination is issued for this application. The equipment listed on this application is considered to be process equipment and as such is not eligible for a positive use determination. | 2010-02-09 | 116468 | 100
13462 | T1 | Chevron Phillips Chemical Company Llp | Chevron Phillips Chem Co LP, Port Arthur | 2001 S Gulfway Dr | Port Arthur | TX | 77640 | Jefferson | CN600303614 | RN100825249 | Installed a concrete retaining wall filled with clay and crushed limestone, a new waste deflector, and a new perimeter fence in the waste collection area. | Withdrawn by applicant | 2010-01-13 | 53470 | 100
13463 | T1 | Chevron Phillips Chemical Company Llp | Chevron Phillips Chem Co LP, Port Arthur | 2001 S Gulfway Dr | Port Arthur | TX | 77640 | Jefferson | CN600303614 | RN100825249 | Installed eight retractable thermocouple systems (two for each pilot) for the EU1544 Flare. | A positive use determination of 100% for the eight retractable thermocouples installed for the EU1544 Flare. | 2009-06-10 | 109913 | 100
13464 | T1 | Chevron Phillips Chemical Company Llp | Chevron Phillips Chem Co LP, Port Arthur | 2001 S Gulfway Dr | Port Arthur | TX | 77640 | Jefferson | CN600303614 | RN100825249 | Installed a new stainless steel tank to hold liquid lab wastes. | A positive use determination of 100% for the stainless steel waste storage tank. | 2009-06-10 | 17659 | 100
13465 | T1 | Chevron Phillips Chemical Company Llp | Chevron Phillips Chem Co LP, Port Arthur | 2001 S Gulfway Dr | Port Arthur | TX | 77640 | Jefferson | CN600303614 | RN100825249 | To direct gases from pumps at Pump Station 382 to existing flare tie-ins, implemented permanent piping on existing pipe racks. | A positive use determination of 100% for the vent piping installed between the pumps at Pump Station 382 and the flare. | 2009-07-01 | 70769 | 100
13466 | T1 | Chevron Phillips Chemical Company Llp | Chevron Phillips Chem Co LP, Port Arthur | 2001 S Gulfway Dr | Port Arthur | TX | 77640 | Jefferson | CN600303614 | RN100825249 | Installed a berm around the Pump Station #382 pump area in order to contain any releases related to failure of the pumps’ seals and to prevent storm water and mud from entering the pump area. | A positive use determination of 100% for the berm that was installed around Pump Station #382. | 2009-10-01 | 41512 | 100
13467 | T1 | Chevron Phillips Chemical Company Llp | Chevron Phillips Chem Co LP, Borger Faci | Spur 119 N | Borger | TX | 79008 | Hutchinson | CN600303614 | RN105915854 | Installed MAC Equipment bag filters on twenty powder storage tanks. | A positive use determination of 100% for the MAC Equipment Bag Filters which were installed on the twenty powder storage tanks. | 2009-06-10 | 158105 | 100
13468 | T1 | Chevron Phillips Chemical Company Llp | Chevron Phillips Chem Co LP, Borger Faci | Spur 119 N | Borger | TX | 79008 | Hutchinson | CN600303614 | RN105915854 | The drain valve for the contaminant dike just east of Tank H20 was moved to outside the containment area. A sample box was installed downstream from the valve and access stairs were added to facilitate access to the sample box and valve. Installed secondary containment for Tanks B-40 and B-41, with new drain lines and a step-over. | A positive use determination of 100% for the project to move the drain valve for the contaminant dike just east of Tank H20 to outside the containment area; the installation of the sample box downstream from the valve and the access stairs added to facilitate access to the sample box and valve; and the project to install secondary containment for Tanks B-40 and B-41, including the new drain lines and step-over. | 2009-09-25 | 175365 | 100
13469 | T1 | Chevron Phillips Chemical Company Llp | Chevron Phillips Chem Co LP, Borger Faci | Spur 119 N | Borger | TX | 79008 | Hutchinson | CN600303614 | RN105915854 | Installed a Philtex Flare Monitoring Camera for each of the two flares. Installed an oxygen analyzer on the South Flare line. | A positive use determination of 100% for the two Philtex Flare Monitoring Cameras and the Oxygen Analyzer. | 2009-06-10 | 17836 | 100
13470 | T1 | Chevron Phillips Chemical Company Llp | Chevron Phillips Chem Co LP, Borger Faci | Spur 119 N | Borger | TX | 79008 | Hutchinson | CN600303614 | RN105915854 | Installed an internal floating roof on new wastewater Tank H20. Installed new floating roofs for E-Battery Tanks E-3, E-4, and E-5. | A positive use determination of 100% for the project to install an internal floating roof in new wastewater Tank H2O and for the project to install internal floating roofs for E-Battery Tanks E-3, E-4, and E-5. | 2009-09-25 | 691364 | 100
13471 | T2 | Chevron Phillips Chemical Company Llp | Chevron Phillips Chem Co LP, Borger Faci | Spur 119 N | Borger | TX | 79008 | Hutchinson | CN600303614 | RN105915854 | Installed 2-inch piping along with Onis blinds to transfer materials between Tanks B-49 and B-10. Installed hard piping along with Onis blinds in the Poly Tower and Mercaptan Tower kettle product and overhead product lines. Installed 175 feet of four-inch pipe in the area near Tank F-11 for loading and unloading diesel fuel. | A positive use determination of 100% for the projects to install piping to replace hoses including the 2-inch piping along with Onis blinds installed between Tanks B-49 and B-10; the piping along with Onis blinds installed in the Poly Tower and Mercaptan Tower kettle product and overhead product lines; and the 175 feet of four-inch pipe installed in the area near Tank F-11 for loading and unloading diesel fuel. | 2009-10-01 | 208290 | 100
13472 | T1 | Chevron Phillips Chemical Company Llp | Chevron Phillips Chem Co LP, Borger Faci | Spur 119 N | Borger | TX | 79008 | Hutchinson | CN600303614 | RN105915854 | The project to install high-level switches on existing manways or Varac Gauge access-hatches on Tanks F-6, F-7, F-8, F-10 and F-13. The project to install high-level switches on top of all tanks in D-battery along with a Remote Operations Controller. The project to install high-level switches on Tanks H-2 and H-4 and the necessary hardware and software to connect the control and monitoring of Tank H-6 to the Knock Lab. The project to purchase Scully Overfill Protection Units for each of three truck loading spots and the installation of high level sensors and connecting sockets for using the overfill system on eight trailers. | A positive use determination of 100% for the project to install high-level switches on existing manways or Varac Gauge access-hatches on Tanks F-6, F-7, F-8, F-10 and F-13; the project to install high-level switches on top of all tanks in D-battery along with a Remote Operations Controller; the project to install high-level switches on Tanks H-2 and H-4 and the necessary hardware and software to connect the control and monitoring of Tank H-6 to the Knock Lab; and the project to purchase Scully Overfill Protection Units for each of three truck loading spots and the installation of high level sensors and connecting sockets for using the overfill system on eight trailers. | 2009-09-25 | 229096 | 100
13473 | T1 | Chevron Phillips Chemical Company Llp | Chevron Phillips Chem Co LP, Borger Faci | Spur 119 N | Borger | TX | 79008 | Hutchinson | CN600303614 | RN105915854 | Installed an emergency dump system, consisting of butterfly switches, pressure monitoring valves, and piping to the Hydrogen Sulfide (H2S) Flare header, for Reactors 1, 2, and 4. | A positive use determination of 100% for the emergency dump system, consisting of butterfly switches, pressure monitoring valves, and piping to the H2S flare, installed for reactors 1, 2, and 4. | 2009-11-05 | 89066 | 100
13474 | T1 | Chevron Phillips Chemical Company Llp | Chevron Phillips Chem Co LP, Borger Faci | Spur 119 N | Borger | TX | 79008 | Hutchinson | CN600303614 | RN105915854 | Installed four additional hydrogen sulfide (H2S) monitors to the east and west sides of the MeSH railcar loading facility. Replaced the hydrocarbon and sulfur dioxide (SO2) sensors and alarm panel in the railcar area with upgraded equipment. | A positive use determination of 100% for the four additional H2S monitors installed on the east and west sides of the MeSH railcar loading facility and the hydrocarbon and SO2 sensors and related alarm panel installed along the rail car area. | 2009-06-10 | 157225 | 100
13475 | T1 | Chevron Phillips Chemical Company Llp | Chevron Phillips Chem Co LP, Borger Faci | Spur 119 N | Borger | TX | 79008 | Hutchinson | CN600303614 | RN105915854 | Vapor Combustor Line: Added new line with a three-inch diameter welded header and two-inch welded connection at each railcar spot in the railcar loading area to route vapors to the railcar vapor combustor; and added emergency shutdowns and alarms to the vapor combustor pipeline to shutdown the railcar loading when the temperature of the vapor combustor drops too low. Closed Dome Loading at Trailer Spot Number Four: For BACT at trailer spot number four, installed a Carbis stainless steel vapor plate, a micro batch control loading system, two new product isolation lines, an extension of the combustor line, an extension of the loading ramp, and a new loading shelter. Truck Spot #5 Flare Line: Installed a new flare line at Truck Spot 5 at F-Battery, including 300 feet of pipe, a knock-out pot with high and low level alarms, and a shut down system. | A positive use determination of 100% for the Vapor Combustor Line project, the Closed Dome Loading project installed at Trailer Spot Number Four, and the Truck Spot 5 Flare Line project. | 2009-06-10 | 606844 | 100
13476 | T1 | Chevron Phillips Chemical Company Llp | Chevron Phillips Chem Co LP, Borger Faci | Spur 119 N | Borger | TX | 79008 | Hutchinson | CN600303614 | RN105915854 | Sulfolene Flaker Vent Thermal Oxidizer: Installed a new Regenerative Thermal Oxidizer, 12-inch diameter 316 Stainless Steel vent line, water knock-out pot, and pump for the Sulfolene Flaker Vent Thermal Oxidizer. | A positive use determination of 100% for the Sulfolene Flaker Vent Thermal Oxidizer project including the Regenerative Thermal Oxidizer, the 12-inch diameter 316 Stainless Steel vent line, the water knock-out pot, and a pump. | 2009-06-10 | 1214268 | 100
13477 | T1 | Chevron Phillips Chemical Company Llp | Chevron Phillips Chem Co LP, Borger Faci | Spur 119 N | Borger | TX | 79008 | Hutchinson | CN600303614 | RN105915854 | Relocated vent scrubber for Cure Vessels (C\V) 1 & 2 to third floor. Replaced mercaptan fume air scrubber with associated stack and 1% NAOCL process tank. | A positive use determination of 100% for the project to relocate the vent scrubber for C\V 1 & 2 to the third floor and the replacement of the mercaptan scrubber along with the associated stack and 1% NAOCL process tank. | 2009-06-10 | 287006 | 100
13478 | T1 | Chevron Phillips Chemical Company Llp | Chevron Phillips Chem Co LP, Borger Faci | Spur 119 N | Borger | TX | 79008 | Hutchinson | CN600303614 | RN105915854 | The N-Methyl Pyrrolidone (NMP) Crude Surge Tank Condenser Scrubber vent (EPN R-V2) was extended to 90 feet above ground for hydrogen sulfide dispersion. | A positive use determination of 100% for the project to extend the NMP Crude Surge Tank Condenser Scrubber Vent (EPN R-V2) stack. | 2009-09-30 | 61000 | 100
13479 | T1 | Chevron Phillips Chemical Company Llp | Chevron Phillips Chem Co LP, Borger Faci | Spur 119 N | Borger | TX | 79008 | Hutchinson | CN600303614 | RN105915854 | Installed replacement #1 Filtrol Stripper Accumulator which will reduce the production of heavies and the amount of sulfur dioxide going to the flare. | A positive use determination of 100% for the new #1 Filtrol Stripper Accumulator. | 2009-06-10 | 92062 | 100
13480 | T1 | Chevron Phillips Chemical Company Llp | Chevron Phillips Chem Co LP, Borger Faci | Spur 119 N | Borger | TX | 79008 | Hutchinson | CN600303614 | RN105915854 | B32 & B33 Site Drainage: Installed a site drainage trench between Storage Tanks B-32 and B-33. Spill Containment for Mobile Equipment: Installed stabilized berms to contain the entire north side of the Phillips Ave trailer storage lot; paved area to drain to collection sump that discharges to new containment basin; and installed new 5000 cubic foot basin to contain spills and storm water. North Plant Erosion Control: Added sumps, berms, stabilization, and piping to north plant area to control storm water drainage. F-Battery Drainage Project: Installed berms, sump boxes, piping, and stabilization to address drainage issues with the F-Battery area. Phillips Avenue Trailer Lot Expansion: Expanded the Phillips Ave Trailer Lot; installed a stabilized berm around the asphalt paved area; contained area designed to drain into a collection sump that discharges into a new containment pond; and installed new pond to contain spills and storm water. Stabilization at the Stormwater Pond: Stabilized hill above the storm water pond to prevent erosion into the pond. | A positive use determination of 100% for the B32 & B33 Site Drainage Project, the Spill Containment for Mobile Equipment project including the 23,450 square feet of paving, the North Plant Erosion Control Project, the F-Battery Drainage Project, the Phillips Avenue Trailer Lot Expansion Project including the 27,060 square feet of paving, and the Stabilization at the Storm Water Pond Project. | 2009-07-01 | 1341078 | 100
13481 | T1 | Chevron Phillips Chemical Company Llp | Chevron Phillips Chem Co LP, Borger Faci | Spur 119 N | Borger | TX | 79008 | Hutchinson | CN600303614 | RN105915854 | Installed two new dry vacuum pumps at the Packaged Products Unit (PPU) with associated piping to route vapors to the South Flare. Installed a new vacuum pump at Chevron Products Unit (CPU) Column 10 with associated piping to route vapors to the North Flare. Replaced steam evacuators in the Poly Mercaptan Vacuum System with a new system that uses process liquid with jets, separators, and sumps to provide the vacuum, and routed vapors to the North Flare. | A positive use determination of 100% for the PPU Vacuum System, the CPU Vacuum System, and the project to replace the Poly Mercaptan Vacuum System. | 2009-07-27 | 2610444 | 100
13482 | T1 | Chevron Phillips Chemical Company Llp | Chevron Phillips Chem Co LP, Borger Faci | Spur 119 N | Borger | TX | 79008 | Hutchinson | CN600303614 | RN105915854 | Mercaptan Dock Collection Pot: Connected the drain in the drum fill building to a knock-out pot equipped with controls, from where waste is pumped to Tank B-11. Mercaptan Dock Collection Pot Revamp: On the collection pot for waste liquids from the Mercaptan Dock Collection Drum-fill station, replaced pump-out system with nitrogen pressure blow-down to move wastes to Tank B-11 and added a steam drop for cleaning pot. | A positive use determination of 100% for the Mercaptan Dock Collection Pot project and the Mercaptan Dock Collection Pot Revamp project. | 2009-06-10 | 330656 | 100
13483 | T1 | Chevron Phillips Chemical Company Llp | Chevron Phillips Chem Co LP, Borger Faci | Spur 119 N | Borger | TX | 79008 | Hutchinson | CN600303614 | RN105915854 | Replaced wastewater tank H-20 along with associated lines and piping, and added six-inch lines to the Dixon Creek Treatment Facility. Replaced two Ryton wastewater pumps (submersible pump and transfer pump). | A positive use determination of 100% for the project to replace wastewater tank H-20 along with its associated lines and piping and the project to replace the wastewater submersible and transfer pumps. | 2009-06-10 | 1608539 | 100
13484 | T1 | Chevron Phillips Chemical Company Llp | Chevron Phillips Chem Co LP, Borger Faci | Spur 119 N | Borger | TX | 79008 | Hutchinson | CN600303614 | RN105915854 | D-3 Disposal Well Upgrade Project: Upgraded D-3 Disposal Well, including sidetrack drilling and new casing. Fiber Optic Cable to D-4 Well Project: Replaced instrumentation for the D-4 Well with fiber optic Foundation Fieldbus instruments and two segments were run from the Delta V cabinet on fourth floor at Ryton to the well. D-2 Well Filters Project: Installed filters and an upstream pressure transmitter on the D-2 Well. D-4 Well Repair Project: Repaired the D-4 Well by incorporating the needed materials and equipment to address upflow issues. | A positive use determination of 100% for the D-3 Disposal Well Upgrade Project, the Fiber Optic Cable to D-4 Well Project, the D-2 Well Filters Project, and the D-4 Well Repair Project. | 2009-06-10 | 703325 | 100
13485 | T1 | Chevron Phillips Chemical Company Llp | Chevron Phillips Chem Co LP, Borger Faci | Spur 119 N | Borger | TX | 79008 | Hutchinson | CN600303614 | RN105915854 | Brine Filtration Area: Solids are filtered from the brine, loaded into rolloff boxes, and transported to a landfill. The filtered liquids are disposed of via deepwell injection. Property includes the following items. Installed 120,000-gallon brine surge tank, a brine surge tank recirculating pump, filter feed eductors, a filter feed pump, a thickener, a filter press, brine filters, a filter press booster pump, a post filtration guard filter, and a post filtration pump in the brine filtration area. | A positive use determination of 100% for the 120,000-gallon brine surge tank, the recirculating pump, the filter feed eductors, the filter feed pump, the thickener, the filter press, the brine filters, the filter press booster pump, the post filtration guard filter, and the post filtration pump located in the Brine Filtration Area. | 2009-06-10 | 6344766 | 100
13486 | T1 | Chevron Phillips Chemical Company Llp | Chevron Phillips Chem Co LP, Borger Faci | Spur 119 N | Borger | TX | 79008 | Hutchinson | CN600303614 | RN105915854 | Installed 50,370-gallon vessel that encapsulates the No. 5 Reactor as secondary containment in case of a runaway reaction. | Withdrawn/Returned | 2009-09-15 | 622321 | 100
13487 | T1 | Chevron Phillips Chemical Company Llp | Chevron Phillips Chem Co LP, Borger Faci | Spur 119 N | Borger | TX | 79008 | Hutchinson | CN600303614 | RN105915854 | Installed new sumps, sump pumps, stormwater paving, drain systems, and associated piping in the Ryton Area for the control of stormwater, including 48,700 square feet of concrete paving, and 2,300 feet of 20-inch diameter pipe. | A positive use determination of 100% for the project to install the following stormwater controls in the Ryton area: new sumps, seven main sump pumps, 48,700 square feet of stormwater paving, drain systems, and 2,300 feet of 20-inch diameter. | 2009-10-01 | 2589609 | 100
13488 | T1 | Chevron Phillips Chemical Company Llp | Chevron Phillips Chem Co LP, Borger Faci | Spur 119 N | Borger | TX | 79008 | Hutchinson | CN600303614 | RN105915854 | Installed permanent drip pans and a chemical sewer in the railcar unloading area. | A positive use determination of 100% for the project to install the permanent drip pans and the chemical sewer in the railcar unloading area. | 2009-10-08 | 147221 | 100
13489 | T1 | Chevron Phillips Chemical Company Llp | Chevron Phillips Chem Co LP, Borger Faci | Spur 119 N | Borger | TX | 79008 | Hutchinson | CN600303614 | RN105915854 | Installed a 6,860-gallon heavies storage tank and heavies column pump for NMP heavies hazardous waste. | A positive use determination of 100% for the 6,860-gallon heavies storage tank and column pump. | 2009-06-10 | 115838 | 100
13490 | T1 | Chevron Phillips Chemical Company Llp | Chevron Phillips Chem Co LP, Borger Faci | Spur 119 N | Borger | TX | 79008 | Hutchinson | CN600303614 | RN105915854 | Packing Silo Filters: Installed Nos. 4, 5, and 6 bulk bag tank filters to filter air that pneumatically conveyed dried polymer. | A positive use determination of 100% for the bag filters installed on Packaging Silos Nos. 4, 5, and 6. | 2009-06-10 | 60183 | 100
13491 | T1 | Chevron Phillips Chemical Company Llp | Chevron Phillips Chem Co LP, Borger Faci | Spur 119 N | Borger | TX | 79008 | Hutchinson | CN600303614 | RN105915854 | Wash System Scrubber: Installed wash system scrubber to remove trace amounts of dichlorobenzene, n-methyl-pyrolidone, and hydrogen sulfide from the vent gas stream from the polymer wash system. | A positive use determination of 100% for the Wash System Scrubber. | 2009-06-10 | 32340 | 100
13492 | T4 | Chevron Phillips Chemical Company Llp | Chevron Phillips Chem Co LP, Borger Faci | Spur 119 N | Borger | TX | 79008 | Hutchinson | CN600303614 | RN105915854 | Polymer Dryer Vent Condenser/DCB Steam Stripper Project: Installed Polymer Dryer Vent Condenser (to remove water and dichlorobenzene (DCB) from vent gases from the polymer dryer system), Polymer Dryer Vent Condensate Tank, Polymer Dryer Vent Condensate Pump, and DCB Steam Stripper to remove DCB from wastewater prior to disposal to meet limits for deep well injection. | A positive use determination of 85% for the Polymer Dryer Vent Condenser/DCB Steam Stripper Project. | 2009-07-27 | 1296355 | 85
13493 | T1 | Chevron Phillips Chemical Company Llp | Chevron Phillips Chem Co LP, Borger Faci | Spur 119 N | Borger | TX | 79008 | Hutchinson | CN600303614 | RN105915854 | Installed caustic scrubber system, consisting of a caustic scrubber cooler, two caustic scrubber pumps (one as a spare), and the caustic scrubber, to remove hydrogen sulfide from vent streams. | A positive use determination of 100% for the caustic scrubber system including the caustic scrubber, the cooler, the pump, and a spare pump. | 2009-06-10 | 375992 | 100
13494 | T1 | Goodyear Tire & Rubber Co | Beaumont Chemical Plant | Ih 10 @ Smith Rd | Beaumont | TX | 77720 | Jefferson | CN600616049 | RN102561925 | Installed the Natsyn Regenerative Thermal Oxidizer for use in controlling isoprene emissions and a BTU Flare Meter for 850 Budene (component of a continuous emission monitoring device). | A positive use determination of 100% for the Natsyn Regenerative Thermal Oxidizer and the BTU Flare Meter for the 850 Budene. | 2009-06-24 | 2688660 | 100
13495 | T1 | BASF Corporation | BASF Freeport Chemical Complex | 602 Copper Rd | Freeport | TX | 77541 | Brazoria | CN600124895 | RN102535143 | Installed a new vent gas flare system for the Hydroxoamine unit, including the flare, air blowers, a knock-out drum, and a vent gas header. | A positive use determination of 100% for the new vent gas flare system including the flare, air blowers, knock-out drum, and vent gas header. | 2009-07-01 | 4319047 | 100
13496 | T1 | Goodyear Tire & Rubber Co | Houston Chemical Plant | 2000 Goodyear Dr | Houston | TX | 77017 | Harris | CN600616049 | RN100870898 | Upgrade scraper blades and floculator at settling basin of wastewater treatment plant; and installed sleeves around pipes through the earthen tank farm dikes to prevent the discharge of oil. | A positive use determination of 100% for the project to upgrade the scraper blades and the floculator at the wastewater treatment plant and the project to install spill sleeves on various pipes at the tank farm. | 2009-07-01 | 161000 | 100
13497 | T1 | Goodyear Tire & Rubber Co | Houston Chemical Plant | 2000 Goodyear Dr | Houston | TX | 77017 | Harris | CN600616049 | RN100870898 | Installed a UV detector which will be used to monitor the presence of flame at the flare. | A positive use determination of 100% for the UV Detector for the flare flame. | 2009-07-27 | 53125 | 100
13498 | T1 | EOG Resources Inc | Hood County Sand Pit | 5149 FM 2174 | Cleburne | TX | 76033 | Hood | CN600564520 | RN105295406 | Installed baghouse dust collectors for exhaust air from sand processing, including filters, blowers, and ductwork. | A positive use determination of 100% for the baghouse dust collectors including filters, blowers, and ductwork. | 2009-07-01 | 902500 | 100
13499 | T1 | Honeywell International, Inc | Honeywell Orange Plant | 3827 FM 1006 | Orange | TX | 77630 | Orange | CN600129159 | RN100217405 | Installed a concrete dike as secondary containment in the process area. | A positive use determination of 100% for the secondary containment dike which was constructed in the process area. | 2009-06-24 | 49975 | 100
13500 | T1 | Honeywell International, Inc | Honeywell Orange Plant | 3827 FM 1006 | Orange | TX | 77630 | Orange | CN600129159 | RN100217405 | Replaced wet scrubber and high efficiency air filter on the Oxidizer unit with high differential venturi scrubber and Brinks filter. | A positive use determination of 100% for the replacement venturi scrubber and the Brinks filter. | 2009-06-16 | 535000 | 100
13501 | T1 | Power Resources, Ltd | Power Resources, Ltd | 500 Refinery Row | Big Spring | TX | 79720 | Howard | CN601233513 | RN100215896 | Upgraded continuous emissions monitoring system (CEMS) by installing in 2004 new CEMS unit for NOx on each heat recovery steam generator stack and by upgrading the CEMS software in 2007. | A positive use determination of 100% for the CEMS upgrade and the upgrade to the CEMS software. | 2009-06-24 | 364500 | 100
13502 | T1 | Acme Brick Company | Acme Brick Bennett Plant | 2350 Bennett Rd | Millsap | TX |  | Denton | CN600124549 | RN100225184 | Installed an air pollution control device for the Tunnel Kiln. This project includes: Conditioning Drum, Gore on Glass Bags, Gore on Gore Bags, Cages, Inlet Ductwork, and a rebuild of the Scrubber. | A positive use determination of 100% for the Conditioning Drum, Gore on Glass Bags, Gore on Gore Bags, Cages, Inlet Ductwork, and the rebuild of the Scrubber. | 2009-07-30 | 798013 | 100
13503 | T1 | Acme Brick Company | Acme Brick Denton Plant | 220 E Daniel | Denton | TX | 76205 | Denton | CN600124549 | RN100210046 | Installed an air pollution control device for the three Tunnel Kiln. This project includes the Scrubber Conditioning System. | A positive use determination of 100% for the Scrubber Conditioning System. | 2009-07-30 | 130000 | 100
13504 | T1 | Acme Brick Company | Acme Brick Elgin Plant | 1 Mile N of Hwy 290 On FM 696 | Elgin | TX | 78621 | Bastrop | CN600124549 | RN100225846 | Installed an air pollution control device for the Tunnel Kiln. This project includes: Scrubber Bags and Cages. | A positive use determination of 100% for the Scrubber Bags and Cages. | 2009-07-30 | 44932 | 100
13505 | T1 | San Miguel Electric Cooperative, Inc. | San Miguel Power Plant | 6200 FM 3387 | Christine | TX | 78012 | Atascosa | CN600132278 | RN100226539 | The project to conduct pilot plant and full scale testing for the Mercury MACT; the project to install adjustable orifices on each coal pipe; the project to install automatic operators to adjust the amount of air through each over-fire air port; the second and third phases of the project to replace the Common Duct; the project to upgrade scrubber outlet duct to prevent leaks; the project to install a continuous emission monitoring system for mercury; the project to install tuning vanes to equalize flow to each scrubber module; the project to replace the quench tanks bottoms; the project to replace the absorber tank bottoms; the project to convert the quencher divider wall to stainless steel; the project to replace the absorber header with alloy 2205; the project to install a scrubber waste dewatering device; the project to install three water tanks for water trucks; and the project to construct the Class V injection well. | A positive use determination of 100% for the project to conduct pilot plant and full scale testing for the Mercury MACT; the project to install adjustable orifices on each coal pipe; the project to install automatic operators to adjust the amount of air through each over-fire air port; the second and third phases of the project to replace the Common Duct; the project to upgrade scrubber outlet duct to prevent leaks; the project to install a continuous emission monitoring system for mercury; the project to install tuning vanes to equalize flow to each scrubber module; the project to replace the quench tanks bottoms; the project to replace the absorber tank bottoms; the project to convert the quencher divider wall to stainless steel; the project to replace the absorber header with alloy 2205; the project to install a scrubber waste dewatering device; the project to install three water tanks for water trucks; and the project to construct the Class V injection well. | 2009-07-08 | 5854759 | 100
13506 | T1 | Mountain Drilling Company | Drilling Rig #2 |  | Tarrant County | TX |  | Tarrant | Insufficient Information | Insufficient Information | Use two MI Swaco Mongoose PT Dual motion Adjustable Shakers; MI Swaco Model 212 Vertical desander with 12-inch hydrocone; MI Swaco Model 8T4 Desilter with 12 four-inch hydrocones; Shaffer LWS Double Ram surface blowout preventer; Church Energy Services Model CA080 Five Station closing unit with eight 11-gallon accumulators and 235-gallon fluid reservoir; and a drillers control panel. | A positive use determination of 100% for the Drilling Mud Recycling System consisting of two MI Swaco Mongoose PT Dual Motion Adjustable Shakers, a MI Swaco Model 212 Vertical Desander with one 12-inch hydrocone and one MI Swaco Model 8T4 Desilter with 12 four-inch hydrocones. A positive use determination of 100% for the Surface Blowout Preventer consisting of a Shaffer LWS Double Ram, a Church Energy Services Model CA080 five station closing unit with eight 11-gallon accumulators, a 235-gallon fluid reservoir, and a drillers control panel. | 2009-06-24 | 856303 | 100
13507 | T1 | Mountain Drilling Company | Drilling Rig #4 |  | Tarrant County | TX |  | Tarrant | Insufficient Information | Insufficient Information | Installed Vortex Dual linear motion shakers; Process Solutions Inc Desander with two ten-inch cones; Process Solutions Inc Desilter with 12 four-inch cones; Shaffer LWS Double Ram surface blowout preventer; Church Energy Services Model CA080 Five Station closing unit with eight 11-gallon accumulators and 235-gasllone fluid reservoir; and a drillers control panel. | A positive use determination of 100% for the Drilling Mud Recycling System consisting of Vortex Dual linear motion shakers, a Process Solutions Desander with two ten-inch cones, and one Process Solutions Desilter with 12 four-inch cones. A positive use determination of 100% for the Surface Blowout Preventer consisting of a Shaffer LWS Double Ram, a Church Energy Services Model CA080 five station closing unit with eight 11-gallon accumulators, a 235-gallon fluid reservoir, three-inch choke manifold, and a drillers control panel. | 2009-06-25 | 591957 | 100
13508 | T1 | Mountain Drilling Company | Drilling Rig #5 |  | Tarrant County | TX |  | Tarrant | Insufficient Information | Insufficient Information | Installed Vortex Dual linear motion shakers; Process Solutions Inc Desander with two ten-inch cones; Process Solutions Inc Desilter with 12 four-inch cones; Church Energy Cameron Type U Double Ram surface blowout preventer; drilling spool with two adjustable chokes; hydraulic gate valve; Church Energy Services Five Station BOP Control System; eight 11-gallon bladder-type accumulators; Lower Kelly Valve; remote control interface package; and incremental cost for four Caterpillar 3512-C replacement engines. | A positive use determination of 100% for the Drilling Mud Recycling System consisting of Vortex Dual linear motion shakers, a Process Solutions Desander with two ten-inch cones and one Process Solutions Desilter with 12 four-inch cones. A positive use determination of 100% for the Surface Blowout Preventer consisting of a Shaffer LWS Double Ram, a Church Energy Cameron Type U Double Ram with drilling Spool, Adjustable Chokes, Gate Valve, five station BOP control system, eight 11-gallon bladder type accumulators, Lower Kelly Valve, and a Remote Control Interface Package. A positive use determination of 100% of the additional cost of the four Caterpillar 3512-C Engines. | 2009-07-01 | 621073 | 100
13509 | T1 | Mountain Drilling Company | Drilling Rig #6 |  | Denton County | TX |  | Denton | Insufficient Information | Insufficient Information | Installed Derrick Model 503 Dual Linear motion shakers; Process Solutions Inc Desander with two ten-inch cones; Process Solutions Inc Desilter with 12 four-inch cones; Church Energy Cameron Type U Double Ram surface blowout preventer; drilling spool with two adjustable chokes; hydraulic gate valve; Church Energy Services Five Station BOP Control System; eight 11-gallon bladder-type accumulators; Lower Kelly Valve; and remote control interface package. | A positive use determination of 100% for the Drilling Mud Recycling System consisting of Derrick Model 503 Dual Linear motion Shakers, a Process Solutions Desander with two ten-inch cones and one Process Solutions Desilter with 12 four-inch cones. A positive use determination of 100% for the Surface Blowout Preventer consisting of a Church Energy Cameron Type U Double Ram, Drilling Spool, two adjustable Chokes, a Church Energy Five Station BOP Control System, eight 11-gallon accumulators, a Lower Kelly Valve, and a remote blowout preventer control unit.. | 2009-06-25 | 810131 | 100
13510 | T1 | Bell Helicopter Textron, Inc | Bell Helicopter Textron Plant 1 | 624 E Hurst Blvd | Hurst | TX | 76053 | Tarrant | CN600131155 | RN102184603 | Secondary containment for materials used in the manufacturing process consisting of diked and roofed storage facilities. Variable speed fans for the paint booth. Compactor used to crush metal chemical/paint cans. Added storage capacity for industrial wastewater. Added roofing to the hazardous waste storage facility. Added pump capacity for wastewater treatment. Repaired and replaced wastewater treatment tanks. Added tanks for improved wastewater treatment. Installed sensors, a computer, and software in order to automate part of the wastewater treatment process. Installed a rinse water recycling system. Installed lockers for storing hazardous process materials. Added manometers for monitoring the paint booths. Installed a wash rack for cleaning contaminated drums. Installed a modular point of use wastewater treatment system which allows the re-use of industrial wastewater. | A positive use determination of 100% for the secondary containment system consisting of diked and roofed storage facilities, the variable speed fans installed for the paint booth, the compactor used to crush metal chemical/paint cans, the tanks installed to provide additional storage capacity for wastewater, the roofing added to the hazardous waste storage facility, the additional pump capacity for wastewater treatment, the project to repair and replace wastewater treatment tanks, the project to install sensors, a computer, and software in order to automate part of the wastewater treatment process, the installation of the rinse water recycling system, the installation of the lockers used to provide secondary containment for hazardous process materials, the manometers installed for monitoring the paint booths, the installation of the wash rack for cleaning contaminated drums, and the installation of the modular point of use wastewater treatment system. | 2009-07-27 | 4492905.52 | 100
13511 | T1 | Bell Helicopter Textron, Inc | Bell Helicopter Textron Plant 5 | 1700 N State Hwy 360 | Grand Prairie | TX | 75050 | Tarrant | CN600131155 | RN102216819 | Installed containment for the acid line, at the oil water separator, the drum storage area, and the truck loading dock. Installed manometers as monitors for the paint booth. Installed automation for the wastewater treatment plant. Added tank capacity, pumps, and automation for wastewater treatment. Added a pit for use as containment of hazardous material used in the process. Constructed a road to the waste plant. Added new chemical distribution system for wastewater treatment. | A positive use determination of 100% for the containment systems installed for the acid line, at the oil water separator, the drum storage area, and the truck loading dock; the manometers installed as monitors for the paint booth; the automation installed for the wastewater treatment plant; the additional tank capacity, pumps, and automation installed for wastewater treatment, the secondary containment pit; the construction of the road to the waste plant; and the addition of the new chemical distribution system for wastewater treatment. | 2009-07-27 | 5895257 | 100
13512 | T1 | Formosa Plastics Corporation America | Formosa Plastics Corporation America | 201 Formosa Dr | Point Comfort | TX | 77978 | Calhoun | CN600130017 | RN100218973 | Installed two aboveground storage tanks (total capacity of 3,200,000 gallons) for storing stormwater from the Caustic-Chlorine facility prior to treatment. Installed three aboveground tanks (total capacity of 1,180,000 gallons) to store process wastewater from the Caustic-Chlorine facility prior to treatment. Installed pumps and piping in the Caustic-Chlorine facility for transferring wastewater and contaminated stormwater to storage and treatment. Installed a sand filter at the cooling towers for the Caustic-Chlorine facility for recycling cooling tower blowdown water. For the Caustic-Chlorine facility, repaired and replaced area paving, collection trenches, sumps, pumps, and tanks for stormwater. | A positive use determination of 100% for the project to install the two aboveground stormwater storage tanks; the project to install three aboveground process wastewater storage tanks; the project to install pumps and piping used to transfer wastewater and contaminated stormwater to storage and treatment, the project to install a sand filter for cooling tower blowdown; and the project to repair and replace paving, collection trenches, sumps, pumps, and tanks used for stormwater control.. | 2009-07-30 | 7714560 | 100
13513 | T1 | Albemarle Corporation | Bayport Catalysts Plant | 13000 Bay Park Rd | Pasadena | TX | 77507 | Harris | CN600129589 | RN100211523 | Purchased portable baghouse. Installed instrumentation for DeNOx Valve Repl. and SCR DeNOx Valve Repl. Extended HPC Scrubber Stack. Installed new piping at F-5605 VOC Unit. | A positive use determination of 100% for the portable baghouse, the project to replace valves on the SCR DeNOx system, the project to increase the height of the HPC Scrubber Stack, and the project that added expansion joints and upgraded the inlet duct with refractory material at the F5605 VOC burner. | 2009-07-27 | 156847 | 100
13514 | T1 | BASF Corporation | Basf Freeport Chemical Complex | 602 Copper Rd | Freeport | TX | 77541 | Brazoria | CN600124895 | RN102535143 | Installed the following: Flare detection system for Syngas flare; transfer lines for hazardous waste from the Hexane Diol (HDO) and IBOL waste tanks to the loading dock; flame detection system for incinerator IN-5100; catalyst testing on stack gas for incinerators IN-4702A and IN-5500; combustible emissions monitoring system for carbon monoxide and oxygen for incinerator IN-701; Coriolis meters to detect pipe leaks; new blower upgrade on Acrylics incinerator; blowdown valves; analyzer and other instrumentation to detect solvent in wastewater; improved gaskets and bolting; Butyl Acrylate overfill monitors; thermal oxidizer to treat process vent gas from Anone 1 and 2; new acid water stripper; flue gas recirculation system for thermal oxidizer R-180; closed circuit television system to monitor environmental systems in Anone Plant 1; new wastewater injection well for Anone Unit II; vent reroute system for Anone II Unit; earthen berms for underground barge loading lines; vapor recovery systems for EP loading system and cyclohexanone railcar loading system; aboveground sump and separating equipment for polycaprolactum pellets and solid debris from water streams in Poly Plant; microwave digestion system for wastewater treatment plant; new effluent composite sample analyzer system at the wastewater treatment plant; total organic carbon analyzer for wastewater treatment plant; infrared camera to detect leaks of organics; monitoring systems of nitrate levels at wastewater treatment plant; combustible emissions monitoring system for ammonia on Syngas Selective Catalytic Reduction Unit; and composite samplers. Rerouted Glacial Acrylic Acid (AAG) from Super Absorbent Polymers (SAP) into an incinerator. Modified ammonia vaporizer pipe in Caprolactum Unit I. Improved beltpress for solids removal at wastewater treatment plant. Increased storm water storage pond capacity to nine million gallons. Increased storm water drainage. | A positive use determination of 100% for the flare detection system for the Syngas flare, the hazardous waste transfer lines from the HDO and IBOL Waste tanks to the loading dock. the flame detection system for incinerator IN-5100, the catalyst testing on stack for incinerators IN-4702-A and IN-5500, combustible emissions monitoring system for carbon monoxide and oxygen for incinerator IN-701, coriolis meters to detect pipe leaks, new blower upgrade on acrylics incinerator, the blowdown valves to reduce VOC emissions, the analyzer and other instrumentation installed to detect solvent in the wastewater stream, improved gaskets and bolting to prevent solvent leaks, Butyl Acrylate overfill monitors, thermal oxidizer to treat vent gas from Anone 1 & 2, new acid water stripper, flue gas recirculation system for thermal oxidizer R0180, closed circuit television system to monitor environmental systems at Anone 1, new wastewater injection well for Anone II, vent reroute system for Anone II Unit, earthen berms for underground barge loading lines, vapor recovery systems for EP loading system and cyclohexanone railcar loading system, aboveground sump and separating equipment, for polycaprolactum pallets and solid debris from water steams in Poly plant, microwave digestion system for wastewater treatment plant, new effluent composite sampler analyzer system at the wastewater treatment plant, total organic carbon analyzer for wastewater treatment plant, infrared camera to detect leaks of organics, monitoring systems of nitrate levels at the wastewater plant, combustible emissions monitoring system for ammonia on Syngas SCR and composite samplers, reroute of AAG from SAP into an incinerator, modified ammonia vaporizer pipe in Caprolactum Unit I, improved beltpress for solids removal, increased stormwater storage pond capacity to nine million gallons, and increased stormwater drainage. | 2009-07-15 | 5145128 | 100
13515 | T1 | Applied Optoelectronics Inc | Applied Optoelectronics Inc | 12502 Exchange Dr, Ste 448 | Stafford | TX | 77478 | Fort Bend | CN604720052 | No Regulated Entity at this Location | Installed hoods, ducts, collections systems, and monitoring equipment for controlling cyanide gases. | A positive use determination of 100% for the hoods, ducts, collection systems, and monitoring equipment installed to control cyanide gases. | 2009-07-29 | 47315 | 100
13516 | T1 | Applied Optoelectronics Inc | Applied Optoelectronics Inc | 13155 Jess Pirtle Blvd | Sugar Land | TX | 77478 | Fort Bend | CN604720052 | RN100674571 | Hazardous gas monitoring and detection systems. Hoods used to control air contaminants from the facility. Wastewater treatment system for pH control. Cabinet enclosures used to contain and control hazardous liquids. . | A positive use determination of 100% for the gas monitoring and detection systems, the hoods used to control air contaminants, the wastewater treatment system for pH control, and the cabinet enclosures used to contain and control hazardous liquids. | 2009-08-18 | 333144 | 100
13517 | T1 | Age Refining, Inc. | San Antonio Refinery | 7811 S Presa St | San Antonio | TX | 78223 | Bexar | CN602695066 | RN101485183 | Fabricated and replaced flare tip. | A positive use determination of 100% for the project to fabricate and replace the flare tip. | 2009-06-25 | 50762 | 100
13518 | T1 | Age Refining, Inc. | San Antonio Refinery | 7811 S Presa St | San Antonio | TX | 78223 | Bexar | CN602695066 | RN101485183 | Concrete drainage, diversion and secondary containment located beneath newly constructed diesel/naphtha hydrotreater. These structures are designed to prevent soil and groundwater pollution by controlling storm water runoff and spills. | A positive use determination of 100% for the concrete drainage, diversion and secondary containment structures which were built beneath the newly constructed hydrotreater. | 2009-06-25 | 3750882 | 100
13519 | T4 | Age Refining, Inc. | San Antonio Refinery | 7811 S Presa St | San Antonio | TX | 78223 | Bexar | CN602695066 | RN101485183 | This project constructed a diesel hydrotreater. Use of the hydrotreater will produce a reduce the sulfur content in the finished diesel product. | Company has changed ownership. This application is no longer valid under 11.43(c) of the Tax Code. | 2012-03-23 | 11595782 | 100
13520 | T4 | Age Refining, Inc. | San Antonio Refinery | 7811 S Presa St | San Antonio | TX | 78223 | Bexar | CN602695066 | RN101485183 | This project constructed the South Side LSR Naphtha Hydrotreater. Use of the hydrotreater will produce a fuel that produces less air emissions when combusted. | Company has changed ownership. This application is no longer valid under 11.43(c) of the Tax Code. | 2012-03-23 | 7035737 | 100
13521 | T1 | Therm-O-Link Of Texas, Inc. | Therm-O-Link Of Texas, Inc. | 1295 Henry Brennan #1 | El Paso | TX | 79936 | El Paso | CN600332647 | RN100623826 | Constructed new process water treatment equipment. Property includes: Supply Reserve Tank, Supply Tank Pump Station, 32 Ton Chiller, Mach #CV3 Piping & Return Pump, Mach #CV4 & Return Pump, Return Tank Mach #V3, Return Tank mach #V4, Hot Water Return Tank Pump Station, Hot Water Return Filter Cooling Station, and Cooling Tower. | A negative determination is issued for this application. The property listed on this application is equipment which is used to clean water before it is used in the production process and to remove heat from the water after it is used in the production process. Cleaning water for process purposes and cooling it after use are not considered to be pollution control. | 2009-11-05 | 69760 | 100
13522 | T1 | Tietek, LLC | Tietek Marshall Plant | 429 S Memory Ln | Marshall | TX | 75670 | Harrison | CN602826760 | RN104613401 | Installed Soilcrete at the tie storage runway area. | Returned for failure to respond to a deficiency letter. | 2009-10-08 | 55744 | 100
13523 | T1 | Enterprise Intrastate, LP | Port Lavaca Compressor Station | 1234 Rosenbaum | Port Lavaca | TX | 77979 | Calhoun | Insufficient Information | Insufficient Information | Installed clean burn equipment on a 2,000 HP Ingersoll Rand Compressor Engine. The system includes turbocharger, engine heads, and various other upgrades to the combustion process. | A positive use determination of 100% for the clean burn system which was installed on the 2,000 HP Ingersoll Rand Compressor Engine. | 2009-07-31 | 340100 | 100
13524 | T1 | Marlin Midstream, LLC | Marlin Midstream, LLC | 121 S Shelby St | Carthage | TX | 75633 | Panola | CN603159815 | Insufficient Information | Installed a thermal oxidizer for vent gas from Panola Plant I. Installed glycol regeneration distillation unit to recycle waste glycol solvent. Installed flame system. Installed a scrubber for VOCs in cyro plant. Installed API separator. Installed infrared camera to visually inspect for VOC leaks. Land improvements were made to ensure proper stormwater distribution. | A positive use determination of 100% for the thermal oxidizer, the glycol regeneration distillation unit, the flare system, the particulate scrubber, the API separator, the infrared camera, and the land improvements made in order to properly control stormwater run-off. | 2009-07-15 | 6133577 | 100
13525 | T1 | International Paper Company | San Antonio Container | 610 Pop Gunn Dr | San Antonio | TX | 78219 | Bexar | CN601047830 | RN102360229 | Installed a tank to cool and treat boiler blow down water prior to discharge to city sewer. | A positive use determination of 100% for the boiler blow down water pretreatment tank. | 2009-06-25 | 33401.1 | 100
13526 | T1 | Firestone Polymers, LLC | Firestone Polymers, LLC | 5713 FM 1006 | Orange | TX | 77630 | Orange | CN601590789 | RN100224468 | Installed new welded natural gas header. Connected South Tank Farm (STF) vessels to flare header. Automated transfer of polymer solution to vessel DF559 in order to recover solvent. Overhauled lift station DK-902 in storm water system. Upgraded level instruments on the 1,3-butadiene storage (1,3 BD) tank and tanks F-703, F-704, F-706, and F-707. Installed knock-out pot and header to M600R South Flare. | A positive use determination of 100% for the new flare header (9415) which connected STF vessels to the flare; the equipment installed to automate the process of transferring polymer solution to vessel DF559 (9430); the project to overhaul lift station DK-902; the project to upgrade the level instrumentation for the 1,3 BD tanks in STF (9444) and for storage tanks F-703, F-704, F-706, and F-707; the project to install automatic shut-off valves for tanks F706 and F707; and the project to install a knock-out pot and header to the M600 South Flare (9483). A positive use determination of 100% of the incremental cost difference between the cost of the welded connections for the new natural gas header (9402) and the cost to have used flanged connections. | 2009-08-18 | 1187515 | 100
13527 | T1 | Proline Materials, Inc. | Hempstead Asphalt Plant | 22010 Fairground Rd | Hempstead |  | 77445 | Waller | Insufficent Information | Insufficent Information | Installed a baghouse, including ductwork from process drum to internal separator/filter house, an internal separation unit, an airlock and dust return screw, a fabric filter house, special Micro Denier bags, controls, and a control console. | A positive use determination of 100% for the baghouse dust collection system consisting of ductwork, internal separation unit, airlock/dust return screw, fabric filter house, special micro denier bags, and the controls and control console. | 2009-06-25 | 125000 | 100
13528 | T1 | Life Time Fitness | Life Time Fitness | 7101 S Mopac | Austin | TX | 78749 | Travis | CN602545493 | RN105107874 | Left vegetated 100-foot wide buffer zone (173,080 sq. ft.) to filter out contaminants in stormwater running off property. Constructed a two-cell stormwater detention and retention area, including clay liner, splitter box, and outfall diffuser. Use 42,000 sq. ft. of land as re-irrigation area for condensate and stormwater collected in cisterns. Constructed a grey water (from Jacuzzi) reclaim system with a heat exchanger (to preheat new water for tubs) for supplying toilet flush water. Created a waste separation and recycling program, including bins. | A positive use determination of 100% for the land set aside for the 100' buffer zone and the stormwater retention areas, the re-irrigation tanks and pumps, the stormwater retention pond, the stormwater pond clay liner, the outfall diffuser, the reclaim system, the condensate collection system and the waste separation for recycling equipment. A negative determination for the re-irrigation area. | 2009-07-14 | 1469580 | 100
13529 | T1 | US Lime and Minerals | Texas Lime Co | 15865 FM 1434 | Cleburne | TX |  | Johnson | CN600125090 | RN100210889 | Installed Low NOx burners on Kilns #5 and #6. | A positive use determination of 100% of the incremental cost difference between the cost of the previous burners and the cost of these replacement burners. | 2009-07-01 | 240907 | 100
13530 | T1 | International Paper Company | Dallas Container | 1655 N Stemmons | Carrolton | TX | 75006 | Dallas | CN601047830 | RN103902185 | Installed dust collection cyclone for process lines. Installed new baler/hogger to shred and bundle facility-generated solid waste for recycling. | A positive use determination of 100% for the dust collection cyclone. A negative determination for the new baler/hogger. The applicant was unable to cite an adopted environmental regulation which required the installation of this equipment. | 2009-08-18 | 578969.54 | 100
13531 | T1 | BASF Fina Petrochemicals LP | BFLP Olefins Complex | Hwy 366 (PO Box 2506) | Port Arthur | TX | 77643 | Jefferson | CN600128912 | RN100216977 | Installed a carbon absorber and a duct and collection system for volatile organic compounds. | A negative determination is issued for this application. The carbon absorber and the duct with the collection system listed on this application are considered to be process equipment and as such are not eligible for a positive use determination. | 2010-03-11 | 3810000 | 100
13532 | T1 | BASF Fina Petrochemicals LP | BFLP Olefins Complex | Hwy 366 (PO Box 2506) | Port Arthur | TX | 77643 | Jefferson | CN600128912 | RN100216977 | Installed predictive emission monitors for use during abnormal operating conditions. Monitors include feedstock quality monitors, on-line product quality monitors, lightning avoidance monitors, process controls for monitoring process and communicating process conditions, and the installation of a parallel high-voltage transformer and redundant power supply system. | A negative determination. The property listed on this application is process equipment or process improvement equipment. | 2009-07-23 | 19250000 | 100
13533 | T4 | BASF Fina Petrochemicals LP | BFLP Olefins Complex | Hwy 366 (PO Box 2506) | Port Arthur | TX | 77643 | Jefferson | CN600128912 | RN100216977 | As part of a flare minimization start-up system, installed process equipment to reduce emissions of volatile organic compounds; the process equipment was installed to comply with an agreed order and includes cooling tower water heat exchangers, a third reactor for the acetylene converter system, two package boilers, and one cracking furnace. | A negative determination is issued for the Flare Minimization Start-Up System. The project consists of the installation of production equipment. Production equipment is not eligible for a positive use determination. | 2009-09-08 | 86900000 | 100
13534 | T4 | South Texas Electric Cooperative, Inc. | Sam Rayburn Power Plant Expansion | FM 447 | Nursery | TX | 77976 | Victoria | CN600131254 | RN100222652 | This project installed three heat recovery steam generators (HRSG). Use of the HRSGs increases the thermal efficiency of the facility. | A negative determination. Heat recovery steam generators and associated dedicated ancillary equipment are used solely for production; therefore, are not eligible for a positive use determination. | 2014-09-24 | 13764301 | 100
13535 | T1 | Stolthaven Houston | Stolthaven Houston | 15602 Jacintoport Blvd | Houston | TX | 77015 | Harris | CN600124820 | RN100210475 | Constructed stormwater drainage systems for tanks and chemical sewer system. Installed storm water containment system. | A positive use determination of 100% for the stormwater drainage systems, dikes, and chemical sewer. | 2009-07-01 | 1908536 | 100
13536 | T1 | Freeport McMoRan Copper & Gold Inc. | El Paso Refinery | 6999 North Loop Dr | El Paso | TX | 79915 | El Paso | CN600132179 | RN100226000 | Installed a Star Track Rail Car Spill Containment system along with all necessary piping and trenching at the new Centrate Loading Station. Installed a loading platform, a new rail spur, and a safety shower. | A positive use determination of 100% for the Star Track Rail Car Spill Containment system along with all necessary piping and trenching that was installed at the new Centrate Loading Station. A negative determination is issued for the loading platform, new rail spur, and safety shower. These items are not considered to be pollution control property | 2009-10-27 | 275954 | 100
13537 | T1 | Freeport McMoRan Copper & Gold Inc. | El Paso Refinery | 6999 North Loop Dr | El Paso | TX | 79915 | El Paso | CN600132179 | RN100226000 | Removed and replaced eroded areas of concrete, including reengineering of slopes, new concrete, and acid-proof coating, to provide secondary containment. | A positive use determination of 100% for the acid proof coating which was applied to the concrete floor. A negative determination for the concrete and the re-engineering. | 2009-06-25 | 2650008 | 100
13538 | T1 | Freeport McMoRan Copper & Gold Inc. | El Paso Refinery | 6999 North Loop Dr | El Paso | TX | 79915 | El Paso | CN600132179 | RN100226000 | At Liberator Cell E-1: replaced leaking cells; reconstructed concrete secondary containment; replaced and repaired floor, including replacing acid-proof coating. | A negative determination for the property listed on this application. The listed property is production equipment or protection for production equipment. | 2009-09-08 | 432467 | 100
13539 | T4 | South Houston Green Power, LP | Green Power 2 Cogeneration Facility | 2401 Fifth Ave S | Texas City | TX | 77592 | Galveston | CN602444622 | RN105115588 | Installed a selective catalytic reduction system. | A positive use determination of 100% for the selective catalytic reduction system. | 2009-07-08 | 86885000 | 100
13540 | T1 | Potter Concrete Ltd | Concrete Plant | 2450 E Pioneer Dr | Irving | TX | 75061 | Dallas | CN600420749 | RN104259890 | Purchased four Mack 2007 water trucks, four brooms used to control particulate matter (a Broce 2002, two Broce 2005 and a Lay-Mor), and eleven water trailers. Installed dust collectors for Plants 7, 8, 9 and 10. | A positive use determination of 100% for the four water trucks, four brooms, eleven water trailers, and the four dust collectors. | 2009-07-01 | 570429.98 | 100
13541 | T1 | Equilon Enterprises LLC DBA Shell Pipeline | Colex West | 404 Jefferson | Pasadena | TX | 77506 | Harris | CN601565690 | RN103887360 | Installed earthen berm (545 feet length and 6.22 feet height) as secondary containment for two new aboveground storage tanks. Installed new storm drain box and piping (450 feet length and 8 inch diameter) to connect the secondary containment area to the existing oil/water separator. | A positive use determination of 100% for the 545-foot earthen berm and the new stormwater drain with 450 feet of associated piping. | 2009-06-16 | 207000 | 100
13542 | T1 | Louis Dreyfus Highbridge Energy LLC | Brine Storage Pond No. 6 | Ldh Energy Res., Mont Belvieu Term | Mont Belvieu | TX | 77580 | Chambers | Insufficient Information | Insufficient Information | Constructed a 46 acre brine evaporation/disposal pond which includes gas detectors, pumps, supervisory control and data acquisition (SCADA) system, fencing, construction, transportation, meters, gaskets, fittings, monitoring equipment and wiring, pipelines, valves, switchgear, transformers, pond liner, excavation, engineering, surveying, inspection, fabrication, welding, and concrete work. | A positive use determination of 100% for the project to construct the 46 acre brine evaporation/disposal pond including the gas detectors, pumps, SCADA system, fencing, construction, transportation, meters, gaskets, fittings, monitoring equipment and wiring, pipelines, valves, switchgear, transformers, pond liner, excavation, engineering, surveying, inspection, fabrication, welding, and concrete work. | 2009-07-27 | 9441564.74 | 100
13543 | T1 | Sunstate Equipment Company, LLC | Various Locations | Various Locations | Various Locations | TX |  | Various Locations | CN600778690 | Insufficient Information | Water wagons and water trucks rented to various contraction firms throughout Texas. | Withdrawn by applicant | 2009-09-01 | Not in database. | 100
13544 | T3 | Brazos Electric Power Cooperative, Inc. | Johnson County Generation Facility | 831 Sparks Drive | Cleburne | TX | 76033 | Johnson | CN600128821 | RN100223312 | This project reconstructed a heat recovery steam generator (HRSG). Use of the HRSG will improve thermal efficiency of the plant. | A negative determination. Heat recovery steam generators and associated dedicated ancillary equipment are used solely for production; therefore, are not eligible for a positive use determination. | 2014-09-24 | 28111986 | 60.73
13545 | T1 | ISP Elastomers LP | Esbr Port Neches Plant | 1215 Main St | Port Neches | TX | 77651 | Jefferson | CN600131874 | RN105722987 | Relief systems consisting of pressure relief valves and vent piping were installed from reactors CA, CB, DA, and DB to the plant flare. | A positive use determination of 100% for the pressure relief valves and vent piping which were installed between reactors CA, CB, DA and DB and the flare system. | 2009-06-16 | 454000 | 100
13546 | T1 | TDC-AIS Overwatch, LP | Overwatch Campus | 5301 Southwest Pkwy | Austin | TX | 78735 | Travis | CN603097056 | RN105065379 | Installed a storm water containment system, including a 0.32-acre retention pond and a 7.3-acre re-irrigation area. | A positive use determination of 100% for the 0.32 acre storm water retention pond. A negative determination for the 7.3 acre re-irrigation area. This area is not a storm water containment structure. | 2009-06-25 | 4646978 | 100
13547 | T1 | Teppco Crude Oil Pipeline, LP | Midland Tank Farm | 4500 E Hwy 80 | Midland | TX | 79706 | Midland | Insufficient Information | Insufficient Information | Constructed two 180,000-barrel tanks with automatic tank gauging, rim mounted secondary seal systems, external floating roofs, berms, Claymax Liners for groundwater interception, storm water drainage systems, cathodic protection ground bed stations, deep well anodes, and inorganic zinc primer systems. | A positive use determination of 100% for the automatic tank gauging, rim mounted secondary seal systems, external floating roofs, berms, Claymax Liners, storm water drainage systems, cathodic protection ground bed stations, deep well anodes. and inorganic zinc primer systems installed during the construction of the two 180,000-barrel storage tanks. | 2009-07-01 | 3746315 | 100
13548 | T1 | Teppco Crude Oil Pipeline, LP | Hufsmith Station | 1703 E Hufsmith Rd | Tomball | TX | 77375 | Harris | Insufficient Information | Insufficient Information | Constructed 55,000-barrel tank with automatic tank gauging, rim mounted secondary seal system, external floating roof, berms, Claymax Liner for groundwater interception, storm water drainage system, cathodic protection ground bed station, deep well anodes, and inorganic zinc primer system. | A positive use determination of 100% for the automatic tank gauging, rim mounted secondary seal systems, external floating roofs, berms, Claymax Liners, storm water drainage systems, cathodic protection ground bed stations, deep well anodes. and inorganic zinc primer systems installed during the construction of the 55,000-barrel storage tank. | 2009-07-01 | 1333976 | 100
13549 | T1 | ISP Technologies Inc | ISP Technologies Texas City Plant | 4501 Attwater Ave | Texas City | TX | 77592 | Galveston | CN600505580 | RN100825272 | The wet scrubber installed on the number one spray dryer was modified by adding flow meters, control valves, and alarms on the water feed lines. Installed new fill lines on the Ethanol and Vinyl Acetate storage tanks in order to fill from below the surface. | A positive use determination of 100% for the modifications to the number one dryer wet scrubber including the flow meters, control valves, and alarms; and the new fill lines installed to allow below-surface filling of the Ethanol and Vinyl Acetate Tanks. | 2009-07-01 | 193000 | 100
13550 | T1 | ISP Technologies Inc | ISP Technologies Texas City Plant | 4501 Attwater Ave | Texas City | TX | 77592 | Galveston | CN600505580 | RN100825272 | Waste Isopropyl Alcohol (IPA) Recycling Project: Modifications were made to two out of service distillation columns to allow a majority of the Waste IPA to be recovered and reused rather than being disposed of by deepwell injection. Modifications included recovery piping, instrumentation, piping insulation, electrical, structural changes, and three seal-less pumps. | A positive use determination 100% for the Waste Isopropyl Alcohol Recycling Project which consists of the installation of recovery piping, instrumentation, piping insulation, electrical, structural changes, and three seal-less pumps. | 2009-06-25 | 656000 | 100
13551 | T3 | Diamond Shamrock Refining Company LP | Three Rivers Refinery | 301 Leroy | Three Rivers | TX | 78071 | Live Oak | CN600135370 | RN100542802 | Upgraded existing sulfur recovery unit (SRU) #1 and installed a new 130 long ton per day (LTPD) SRU #2. Installed a new Resulf Tail Gas Unit, a new incinerator, and a new Hot Oil System. | This property was evaluated for a partial determination on application 04-8194. A positive use determination was issued on March 24, 2005. Since the decision was not appealed, it became a final decision on April 13, 2005. Section 11.31 of the Texas Tax Code does not contain any provision for re-reviewing a determination once the determination has become final. Since there is no additional property listed on this application, the application is being returned. | 2009-09-15 | 12065000 | 100
13552 | T3 | Valero Refining Texas LP | Valero Houston Refinery | 9701 Manchester | Houston | TX | 77012 | Harris | CN600127468 | RN105070981 | Revamped sulfur recovery unit B. Converted existing tailgas treating unit to an amine based unit. Constructed a new sulfur recovery unit C and a new tail gas treating unit. | This property was evaluated for a partial determination on application 05-8850. A positive use determination was issued on April 14, 2006. Since the decision was not appealed, it became a final decision on May 4, 2006. Section 11.31 of the Texas Tax Code does not contain any provision for re-reviewing a determination once the determination has become final. Since there is no additional property listed on this application, the application is being returned. | 2009-09-15 | 19300000 | 100
13553 | T3 | Premcor Refining Group Inc | Valero Port Arthur Refinery | 1801 S Gulfway Dr | Port Arthur | TX | 77640 | Jefferson | CN600127468 | RN102584026 | Installed a new sulfur recovery unit #546. Installed a new sulfur recovery unit #545. | This property was evaluated for a partial determination on application 07-12586. A positive use determination was issued on December 19, 2008. Since the decision was not appealed, it became a final decision on January 8, 2009. Section 11.31 of the Texas Tax Code does not contain any provision for re-reviewing a determination once the determination has become final. Since there is no additional property listed on this application, the application is being returned. | 2009-09-15 | 36139708 | 100
13554 | T1 | Lattimore Materials Company LP | Lattimore Plano Ready Mix | 1200 Ave N | Plano | TX | 75074 | Collin | CN600316129 | RN102459864 | Installed a water pump (15-6013) in the clear water retention pit. The pump is used to move clean water from the storage pit to the concrete batch process. | A negative determination is issued for the water pump. This pump is used to provide water for batch production processes. Production equipment is not eligible for a positive use determination. | 2009-06-25 | 12700.94 | 100
13555 | T1 | Lattimore Materials Company LP | Lattimore Plano Ready Mix | 1200 Ave N | Plano | TX | 75074 | Collin | CN600316129 | RN102459864 | Pit Crossings: Impellers, blades, platform, and related components used to ensure that slurry water from the concrete reclaimer remains in a fluid state. | A negative determination for the pit crossings. This equipment is considered to be part of the production process. | 2009-07-30 | 25479.88 | 100
13556 | T1 | Lattimore Materials Company LP | Lattimore Wylie Ready Mix | 10709 Hwy 205 | Wylie | TX | 75173 | Collin | CN600316129 | RN102217155 | Purchased and installed a silo top dust collector. | A positive use determination of 100% for the silo top dust collector. | 2009-07-15 | 5470.37 | 100
13557 | T1 | Lattimore Materials Company LP | Lattimore Prosper Ready Mix | 890 S Dallas Pkwy | Prosper | TX | 75078 | Collin | CN600316129 | RN101741163 | Installed rubber lining in material bins in the batch plant. Rubber liners protect the bins from damage when the material drops from the overhead conveyors into the weigh bins. | A negative determination for the rubber liners for the material bins. The rubber liners are not considered to be pollution control property. | 2009-06-25 | 4589.28 | 100
13558 | T1 | Lattimore Materials Company LP | Lattimore Mckinney Ready Mix | 1000 E University | Mckinney | TX | 75070 | Rockwall | CN600316129 | RN100249770 | Purchased and installed a Schwing concrete reclaimer. | A positive use determination of 100% for the Schwing concrete reclaimer. | 2009-07-01 | 93512.7 | 100
13559 | T1 | Lattimore Materials Company LP | Lattimore Rockwall Ready Mix | 2640 Sh 276 | Rockwall | TX | 75087 | Rockwall | CN603943606 | RN101844439 | Purchased and installed a silo top dust collector. | A positive use determination of 100% for the silo top dust collector. | 2009-07-08 | 5390.17 | 100
13560 | T1 | Lattimore Materials Company LP | Lattimore Rockwall Ready Mix | 2640 Sh 276 | Rockwall | TX | 75087 | Rockwall | CN603943606 | RN101844439 | Installed a fuel probe and monitoring system that allows automatic gauging of the 12,000-gallon diesel tank. | A positive use determination of 100% for the Fuel Monitoring System. | 2009-06-25 | 4419.03 | 100
13561 | T1 | Lattimore Materials Company LP | Lattimore Royce City Ready Mix | 2200 E County Line Rd | Royse City | TX | 75189 | Rockwall | CN600316129 | RN104025689 | Installed a fuel probe and monitoring system that allows automatic gauging of the 12,000-gallon diesel tank. | A positive use determination of 100% for the Fuel Monitoring System. | 2009-06-25 | 4419.03 | 100
13562 | T1 | Lattimore Materials Company LP | Lattimore Mico Mining | 18394 FM 1283 | Mico | TX | 78056 | Medina | CN600316129 | RN105147375 | Purchased a dust buster for use in suppressing dust at the plant's transfer points. | A positive use determination of 100% for the dust buster system. | 2009-07-08 | 10000 | 100
13563 | T1 | Lattimore Materials Company LP | Lattimore Mico Mining | 18394 FM 1283 | Mico | TX | 78056 | Medina | CN600316129 | RN105147375 | Paved the plant entrance way. | A positive use determination of 100% for the paving of the plant entrance way. | 2009-07-27 | 50000 | 100
13564 | T1 | Lattimore Materials Company LP | Lattimore Schertz Ready Mix Plant | 19347 Ih 35 N | New Braunfels | TX | 78132 | Comal | CN600316129 | RN104435557 | Installed a water pump (P092) in the clear water retention pit. The pump is used to move clean water from the storage pit to the concrete batch process. | A negative determination is issued for the water pump. This pump is used to provide water for batch production processes. Production equipment is not eligible for a positive use determination. | 2009-06-25 | 11809.71 | 100
13565 | T1 | Lattimore Materials Company LP | Lattimore Lewisville Ready Mix | 987 E Main | Lewisville | TX | 75067 | Denton | CN600316129 | RN100241454 | Purchased and installed three silo top dust collectors. | A positive use determination of 100% for the three silo top dust collectors. | 2009-07-08 | 14080.41 | 100
13566 | T1 | Lehigh Cement | Waco White Plant | S 100 Wickson Rd | McLennan | TX |  | McLennan | CN600129597 | RN100218254 | Purchased a dust collector for the kiln dust screws. Purchased a bag filter. Purchased a Tennant street sweeper for use in controlling particulate on plant roads. | A positive use determination of 100% for the dust collector for the kiln dust screws, the bag filter, and the Tennant street sweeper. | 2009-09-15 | 578789.13 | 100
13567 | T1 | Lattimore Materials Company LP | Lattimore Roanoke Ready Mix | 1689 N Hwy 377 | Roanoke | TX | 76262 | Denton | CN600316129 | RN100249812 | Installed a central dust collector. | A positive use determination of 100% for the central dust collector. | 2009-07-08 | 31785.31 | 100
13568 | T1 | Lattimore Materials Company LP | Lattimore Roanoke Ready Mix | 1689 N Hwy 377 | Roanoke | TX | 76262 | Denton | CN600316129 | RN100249812 | Installed rubber lining in material bins in the batch plant. Rubber liners protect the bins from damage when the material drops from the overhead conveyors into the weigh bins. | A negative determination for the rubber liners for the material bins. The rubber liners are not considered to be pollution control property. | 2009-06-25 | 8334.14 | 100
13569 | T1 | Lattimore Materials Company LP | Lattimore Cleburne Ii Sand Plant | 5116 FM 2174 | Glenrose | TX | 76043 | Hood | CN600316129 | RN103917761 | Installed three water cyclones for use in reusing process water. | A positive use determination of 100% for the three water cyclone recyclers. | 2009-06-25 | 20850 | 100
13570 | T1 | Lattimore Materials Company LP | Lattimore Cleburne Ii Sand Plant | 5116 FM 2174 | Glenrose | TX | 76043 | Hood | CN600316129 | RN103917761 | Installed a fuel probe and monitoring system that allows automatic gauging of the 12,000-gallon diesel tank. | A positive use determination of 100% for the fuel probe and monitoring system for the 12,000-gallon diesel fuel tank. | 2009-06-25 | 4419.04 | 100
13571 | T1 | Lattimore Materials Company LP | Lattimore Dallas Ready Mix | 10361 Bickham | Dallas | TX | 75220 | Dallas | CN600316129 | RN102941473 | Purchased and installed three silo top dust collectors. | A positive use determination of 100% for the three silo top dust collectors. | 2009-07-08 | 14492.25 | 100
13572 | T1 | Lattimore Materials Company LP | Lattimore Sherman Ready Mix | 6102 Teresa Dr | Sherman | TX | 75090 | Grayson | CN600316129 | RN100250208 | Installed a fuel probe and monitoring system that allows automatic gauging of the 12,000-gallon diesel tank. | A positive use determination of 100% for the fuel probe and monitoring system for the 12,000-gallon diesel fuel tank. | 2009-06-25 | 4419.03 | 100
13573 | T1 | Lattimore Materials Company LP | Lattimore Sherman Ready Mix | 6102 Teresa Dr | Sherman | TX | 75090 | Grayson | CN600316129 | RN100250208 | Installed a central dust collector. | A positive use determination of 100% for the central dust collector. | 2009-07-08 | 29262.1 | 100
13574 | T1 | Lattimore Materials Company LP | Lattimore Ambrose Sand Plant | Hwy 69 & FM 1897 | Bells | TX | 75414 | Grayson | CN600316129 | RN104064886 | Installed a water pump which will be used to transfer water from the retention pond to the water truck for dust suppression purposes. | A positive use determination of 100% for the water pump used to pump water into the water truck. | 2009-07-27 | 26603.07 | 100
13575 | T1 | Lattimore Materials Company LP | Lattimore Mansfield Ready Mix | 2538 Chamber St | Venus | TX | 76084 | Johnson | CN600316129 | RN100250190 | Drilled a ground well for water to provide water used at the facility. | A negative determination for the groundwater well. Water wells are not considered to be pollution control property. | 2009-06-25 | 26649.66 | 100
13576 | T1 | Lattimore Materials Company LP | Lattimore Forney Ready Mix | 14755 W Hwy 80 | Forney | TX | 75126 | Kaufman | CN600316129 | RN101917078 | Installed a fuel probe and monitoring system that allows automatic gauging of the 12,000-gallon diesel tank. | A positive use determination of 100% for the fuel probe and monitoring system for the 12,000-gallon diesel fuel tank. | 2009-06-25 | 4419.03 | 100
13577 | T1 | Lattimore Materials Company LP | Lattimore Rosser Sand Plant | 14242 S Hwy 34 | Rosser | TX | 75157 | Kaufman | CN600316129 | RN104356308 | Installed a water pump which will be used to transfer water from the retention pond to the processing plant. | A positive use determination of 100% for the water pump used to pump water into the water truck. | 2009-07-27 | 21240.46 | 100
13578 | T1 | Lattimore Materials Company LP | Lattimore Rosser Sand Plant | 14242 S Hwy 34 | Rosser | TX | 75157 | Kaufman | CN600316129 | RN104356308 | Installed a fuel probe and monitoring system that allows automatic gauging of the 12,000-gallon diesel tank. | A positive use determination of 100% for the fuel probe and monitoring system for the 12,000-gallon diesel fuel tank. | 2009-06-25 | 4419.04 | 100
13579 | T1 | Lattimore Materials Company LP | Lattimore Rosser Sand Plant | 14242 S Hwy 34 | Rosser | TX | 75157 | Kaufman | CN600316129 | RN104356308 | Constructed secondary containment around the facility's bulk fuel and oil storage. | A positive use determination of 100% for the secondary containment constructed around the facility's bulk fuel and oil storage areas. | 2009-07-27 | 5161.03 | 100
13580 | T1 | Lattimore Materials Company LP | Lattimore Rosser Sand Plant | 14242 S Hwy 34 | Rosser | TX | 75157 | Kaufman | CN600316129 | RN104356308 | Installed water lines for the purpose of moving water from retention ponds to the dust control. | A positive use determination of 100% for the water lines. | 2009-07-27 | 21139.66 | 100
13581 | T1 | Lattimore Materials Company LP | Lattimore Helotes Ready Mix Plant | 9455 Highway 211 | San Antonio | TX | 78254 | Medina | CN600355465 | RN104191739 | Installed a central dust collector. Purchased and installed a silo top dust collector. | A positive use determination of 100% for the central dust collector and the silo top dust collector. | 2009-07-08 | 55266.55 | 100
13582 | T1 | Lattimore Materials Company LP | Lattimore Helotes Ready Mix Plant | 9455 Highway 211 | San Antonio | TX | 78254 | Medina | CN600355465 | RN104191739 | Installed slurry agitator that will be used to ensure that slurry water from the concrete re-claimer remains in a fluid state. | Returned for failure to respond to a deficiency letter. | 2009-11-19 | 34215.49 | 100
13583 | T1 | Lattimore Materials Company LP | Lattimore Helotes Ready Mix Plant | 9455 Highway 211 | San Antonio | TX | 78254 | Medina | CN600355465 | RN104191739 | Installed a water pump in the clear water retention pit. The pump is used to move clean water from the storage pit to the concrete batch process. | A negative determination is issued for the water pump. This pump is used to provide water for batch production processes. Production equipment is not eligible for a positive use determination. | 2009-06-16 | 10855.39 | 100
13584 | T1 | Lattimore Materials Company LP | Lattimore Blanco Ready Mix | 255 W Specht Rd | San Antonio | TX | 78260 | Bexar | CN600316129 | RN105155279 | Installed silt fencing. | A positive use determination of 100% for the silt fencing installed to control erosion. | 2009-07-27 | 2805.5 | 100
13585 | T1 | Lattimore Materials Company LP | Lattimore Blanco Ready Mix | 255 W Specht Rd | San Antonio | TX | 78260 | Bexar | CN600316129 | RN105155279 | Purchased and installed a concrete reclaimer. Installed slurry agitator that will be used to ensure that slurry water from the concrete reclaimer remains in a fluid state. | Returned for failure to respond to a deficiency letter. | 2009-12-08 | 159623.5 | 100
13586 | T1 | Lattimore Materials Company LP | Lattimore Blanco Ready Mix | 255 W Specht Rd | San Antonio | TX | 78260 | Bexar | CN600316129 | RN105155279 | Installed a central dust collector. | A positive use determination of 100% for the central dust collector. | 2009-07-08 | 45670.5 | 100
13587 | T1 | Lattimore Materials Company LP | Lattimore Blanco Ready Mix | 255 W Specht Rd | San Antonio | TX | 78260 | Bexar | CN600316129 | RN105155279 | Constructed a water retention pond. | A positive use determination of 100% for the water retention pond. | 2009-07-27 | 56889.93 | 100
13588 | T1 | Lattimore Materials Company LP | Lattimore Blanco Ready Mix | 255 W Specht Rd | San Antonio | TX | 78260 | Bexar | CN600316129 | RN105155279 | Installed a water pump in the clear water retention pit. The pump is used to move clean water from the storage pit to the concrete batch process. | A negative determination is issued for the water pump. This pump is used to provide water for batch production processes. Production equipment is not eligible for a positive use determination. | 2009-06-16 | 5427.04 | 100
13589 | T1 | Lattimore Materials Company LP | Lattimore Blanco Ready Mix | 255 W Specht Rd | San Antonio | TX | 78260 | Bexar | CN600316129 | RN105155279 | Paved approximately five acres of the property. | A positive use determination of 100% for the approximately five acres of paving. | 2009-07-27 | 181164.7 | 100
13590 | T1 | Lattimore Materials Company LP | Lattimore Blue Wing Ready Mix Plant | 12955 Blue Wing Road S | San Antonio | TX | 78223 | Bexar | CN600316129 | RN104493192 | Paved the plant's stockpile area. | A positive use determination of 100% for the project to pave the stockpile area. | 2009-07-27 | 25026.24 | 100
13591 | T1 | Norit Americas Inc | Norit Americas Marshall Plant | 3200 University Ave | Marshall | TX | 75671 | Harrison | CN600840888 | RN102609724 | Installed a stormwater outfall for use in controlling run-off of rainfall. | A positive use determination of 100% for the stormwater outfall installed to controlling run-off of rainfall. | 2009-08-18 | 257655.77 | 100
13592 | T1 | Quala Systems Inc | Quala Systems Location: Houston3 | 11050 Beaumont Highway | Houston | TX | 77078 | Harris | CN600286827 | RN102615697 | Installed a wastewater treatment system. | A positive use determination of 100% for the wastewater treatment system. | 2009-07-27 | 106855 | 100
13593 | T1 | Quala Systems Inc | Quala Systems Location: Houston4 | 1700 Central St | Houston | TX | 77017 | Harris | CN600286827 | RN109731125 | Installed a wastewater treatment system. | A positive use determination of 100% for the wastewater treatment system. | 2009-07-27 | 338260 | 100
13594 | T1 | Transit Mix Concrete & Materials | Transit Mix - Plant 1528 | 5509 FM 2493 | Tyler | TX | 75703 | Smith | CN603191461 | RN105439814 | Project to replace the bags in the plant baghouse. | A positive use determination of 100% for the project to replace the bags in the baghouse. | 2009-07-27 | 39683.12 | 100
13595 | T1 | Transit Mix Concrete & Materials | Transit Mix - Plant 2041 | CR 1063 | Greenville | TX | 75402 | Hunt | CN600125157 | RN102197720 | Installed a dust collector. | Returned for failure to respond to a deficiency letter. | 2009-10-08 | 51898.465 | 100
13596 | T1 | Transit Mix Concrete & Materials | Transit Mix - Plant 2042 | 1149 E Industrial Dr | Sulphur Springs | TX | 75482 | Hopkins | CN600408009 | RN105459036 | Added approximately 61,951 square feet of new paving to reduce the amount of dust created by plant operations. | A positive use determination of 100% for the approximately 61,951 square feet of new paving installed during 2008. | 2009-07-27 | 424475.4 | 100
13597 | T1 | Transit Mix Concrete & Materials | Transit Mix - Plant 2068 | 321 N Seven Points Rd | Seven Points | TX | 75143 | Henderson | CN600408009 | RN102608700 | Added approximately 20,000 square feet of new paving to reduce the amount of dust created by plant operations. | A positive use determination of 100% for the approximately 20,000 square feet of new paving installed during 2008. | 2009-07-27 | 424475.4 | 100
13598 | T1 | Transit Mix Concrete & Materials | Transit Mix - Plant 1534 | 10950 CR 1220 | Athens | TX | 75148 | Henderson | CN600317473 | RN103003984 | Project to replace bags in plant baghouse. | A positive use determination of 100% for the project to replace the bags in the baghouse. | 2009-07-27 | 14900.8 | 100
13599 | T1 | Campbell Concrete | McNight Plant | 19300 Moorehead Rd | Conroe | TX | 77302 | Montgomery | Insufficient Information | Insufficient Information | Constructed two settling ponds which will be used to capture run-off from plant operation areas. | A positive use determination of 100% for the two settling ponds. | 2009-08-18 | 100000 | 100
13600 | T1 | Alcoa Inc | Alcoa Rockdale | 5 M S On FM 1786 | Rockdale | TX | 76567 | Milam | CN605253749 | RN103785846 | Completed project that replaced the Hammer Mill Dust Collector HDC-1. | A positive use determination of 100% for the project that replaced the Hammer Mill Dust Collector HDC-1. | 2009-10-27 | 780074.48 | 100
13601 | T1 | Alcoa World Alumina LLC | Alcoa World Alumina | State Highway 35 | Point Comfort | TX | 77978 | Calhoun | CN601452329 | RN102705381 | Upgraded the burner management system for three burners in the 55-3 Calciner. | The project to upgrade the burner management system for the three burners in the 55-3 Calciner does not provide an environmental benefit and as such is not eligible for a positive use determination. | 2010-03-16 | 574800.71 | 100
13602 | T1 | Alcoa World Alumina LLC | Alcoa World Alumina | State Highway 35 | Point Comfort | TX | 77978 | Calhoun | CN601452329 | RN102705381 | Wash water tank replacement. Used to separate storm and process water and to convey contaminated process water. | Withdrawn by applicant | 2009-09-30 | 23010.23 | 100
13603 | T1 | Alcoa World Alumina LLC | Alcoa World Alumina | State Highway 35 | Point Comfort | TX | 77978 | Calhoun | CN601452329 | RN102705381 | Installed an engineered stormwater control and disposal system consisting of sediment trenches, vegetated swales, constructed wetland, and a tree plot containing over 7,000 trees. | This determination was not signed or issued. The applicant filed a new determination so this one was considered to be superseded. A positive use determination of 100% for the project to install an engineered stormwater control and disposal system consisting of sediment trenches, vegetated swales, constructed wetland, and a tree plot containing over 7,000 trees. | 2010-07-23 | 990721 | 100
13604 | T1 | Alcoa World Alumina LLC | Alcoa World Alumina | State Highway 35 | Point Comfort | TX | 77978 | Calhoun | CN601452329 | RN102705381 | Installed a sprinkler system for Residue Disposal Area 1. The system will be used to control particulate releases from the surface of the disposal areas. | A positive use determination of 100% for the project to install a sprinkler system for Residue Disposal Area 1. | 2009-09-30 | 396558.74 | 100
13605 | T1 | Owens Corning Roofing & Asphalt LLC | Owens Corning Roofing & Asphalt LLC | 8360 Market St | Houston | TX | 77029 | Harris | CN600124838 | RN100225036 | The top portion of the incinerator stack was damaged and in need of replacement. This project replaced and upgraded the top portion of the incinerator stack with 318 stainless steel. | A positive use determination of 100% for the project to replace and upgrade the top portion of the stack with 318 stainless steel. | 2009-07-29 | 97280 | 100
13606 | T1 | Houston Cement Company | Houston Cement Company | 156 Clinton Dr | Houston | TX | 77029 | Harris | CN602843054 | RN104795745 | Added approximately 4,000 square feet of paving to reduce the amount of dust created by vehicles and mobile equipment. | A positive use determination of 100% for the approximately 4,000 square feet of paving which was added during 2008. | 2009-07-31 | 73660.97 | 100
13607 | T1 | Houston Cement Company | Houston Cement Company | 9950 Clinton Dr | Galena Park | TX | 77060 | Harris | CN602843054 | RN102415353 | Added approximately 5,700 square feet of paving to reduce the amount of dust created by vehicles and mobile equipment. | A positive use determination of 100% for the approximately 5,700 square feet of paving which was added during 2008. | 2009-07-31 | 77186.36 | 100
13608 | T1 | Ash Grove Texas LP | Ash Grove Texas LP | 900 Gifco Rd | Midlothian | TX | 75065 | Ellis | CN604252080 | RN100225978 | Installed selective non-catalytic reduction for kilns 1, 2, and 3. Equipment includes 2 inch stainless steel piping, a lining for the 35,000 gallon ammonia tank, a 300 gallon activated carbon ammonia vapor scrubber, a 5,000 gallon steel tank for storing ammonia, three metering pumps with associated electronic controls, pressure and flow sensors, secondary containment for the tanks and piping, three kiln fans and associated electronic controls, and ammonia monitors. | A positive use determination of 100% for the selective non-catalytic reduction system installed on kilns 1, 2, and 3. | 2009-07-31 | 1560399.45 | 100
13609 | T1 | Ash Grove Texas LP | Ash Grove Texas LP | 900 Gifco Rd | Midlothian | TX | 75065 | Ellis | CN604252080 | RN100225978 | Purchased a Tennant Model 6650 power sweeper for use in controlling particulate on plant roadways. | A positive use determination of 100% for the Tennant Model 6650 power sweeper. | 2009-07-31 | 43367.12 | 100
13610 | T1 | Ash Grove Texas LP | Ash Grove Texas LP | 900 Gifco Rd | Midlothian | TX | 75065 | Ellis | CN604252080 | RN100225978 | Installed a Wheelabrator 2,000 Cubic Foot Per Minute cartridge type dust collector for the #1 clinker transfer system. | A positive use determination of 100% for the Wheelabrator 2,000 Cubic Foot Per Minute cartridge type dust collector installed for the #1 clinker transfer system. | 2009-07-31 | 59608.11 | 100
13611 | T1 | Lanxess Corporation | Lanxess - Baytown Plant | 8500 West Bay Rd | Baytown | TX | 77520 | Chambers | CN603578188 | RN100209931 | Installed an air stripper which will be used to remove a contaminant from a waste liquid stream. | A positive use determination of 100% for the air stripper. | 2009-07-27 | 38000.08 | 100
13612 | T1 | Lanxess Corporation | Lanxess - Baytown Plant | 8500 West Bay Rd | Baytown | TX | 77520 | Chambers | CN603578188 | RN100209931 | Installed a vacuum stripper which will be used to remove a contaminant from a waste liquid stream. | A positive use determination of 100% for the vacuum stripper. | 2009-07-27 | 35134.2 | 100
13613 | T1 | Lanxess Corporation | Lanxess - Orange Plant | PO Box 2000 | Orange | TX | 77631 | Orange | CN602665556 | RN100825363 | Installed piping for wastewater stripper used to remove Methanol, Butene 1, Cyclohexane 1, and Butadiene 3 from a waste gas/liquid stream. Installed a stripper reflux drum and a control valve for the wastewater stripper. | A positive use determination of 100% for the wastewater stripper piping, the stripper reflux drum, and the level control valve installed for the wastewater stripper. | 2009-07-28 | 107435.35 | 100
13614 | T1 | Lanxess Corporation | Lanxess - Orange Plant | PO Box 2000 | Orange | TX | 77631 | Orange | CN602665556 | RN100825363 | Installed two scrubbers which will be used to remove particulate from the hydrogen vent recovery system. | A positive use determination of 100% for the two scrubbers installed to remove particulate from the hydrogen vent system. | 2009-07-28 | 146844.28 | 100
13615 | T1 | Lanxess Corporation | Lanxess - Orange Plant | PO Box 2000 | Orange | TX | 77631 | Orange | CN602665556 | RN100825363 | Installed six sand filters. One will be used for cement straining and the other five will be used for wastewater processing. | A positive use determination of 100% for the five wastewater sand filters. A negative determination for the sand filter used to strain cement. This filter is considered to be production equipment. | 2009-10-08 | 184413.31 | 100
13616 | T1 | Bayer Cropscience LLC | Bayer Cropscience LP - Littlefield | 1500 W Delano Ave | Littlefield | TX | 79339 | Lamb | CN601682701 | RN102612066 | Installed a cyclone dust collector. | A positive use determination of 100% for the cyclone dust collector. | 2009-07-27 | 6264.74 | 100
13617 | T1 | Bayer Cropscience LLC | Bayer Crop Science LP - Lubbock | 103 Erskine St | Lubbock | TX | 79403 | Lubbock | CN601682701 | RN102925088 | Installed six cyclone dust collectors. | A positive use determination of 100% for the six cyclone dust collectors. | 2009-07-28 | 117126.89 | 100
13618 | T1 | Bayer MaterialScience LLC | Bayer MaterialScience - Baytown Plant | 8500 West Bay Area Rd | Baytown | TX |  | Chambers | CN603578188 | RN100209931 | Purchased an SPM Toxic Gas Monitor. | A negative determination for the SPM Toxic Gas Monitor. This monitor is considered to be safety equipment and as such is not eligible for a positive use determination. | 2009-07-28 | 34186.18 | 100
13619 | T1 | Bayer MaterialScience LLC | Bayer MaterialScience - Baytown Plant | 8500 West Bay Area Rd | Baytown | TX |  | Chambers | CN603578188 | RN100209931 | Installed a shaker screener which is used to filter solids in the wastewater impoundment. | A positive use determination of 100% for the shaker screener which was installed in the wastewater impoundment. | 2009-07-29 | 184505.3 | 100
13620 | T1 | Luzenac America Inc | Rio Tinto Minerals | 17509 Van Rd | Houston | TX | 77046 | Harris | CN600294235 | RN102206745 | Installed conveyor covers and four AirWall dust collection systems. Two are located in the packaging room and two are located in the finished goods warehouse. Installed ductwork and 46 bin vents used to collect particulate emissions. | A positive use determination of 100% for the four conveyor covers with associated AirWall dust collection systems, and the ductwork and 46 bin vent dust collectors. | 2009-08-18 | 1363881 | 100
13621 | T1 | Luzenac America Inc | Rio Tinto Minerals | 17509 Van Rd | Houston | TX | 77046 | Harris | CN600294235 | RN102206745 | Waste baler and collection system. | Withdrawn by applicant | 2009-08-18 | 9093 | 100
13622 | T1 | Luzenac America Inc | Rio Tinto Minerals | 17509 Van Rd | Houston | TX | 77046 | Harris | CN600294235 | RN102206745 | Purchased an American Lincoln MPV 60, Model 578-616 sweeper for use in dust control. | A negative determination. This sweeper is used to provide general housekeeping for this facility. | 2009-08-18 | 27569 | 100
13623 | T1 | Maxim Production Co | Maxim Production Co | 580 Maxim Dr | Boling | TX | 77420 | Wharton | CN603326950 | Insufficient Information | Installed barn structures used to collect and store poultry litter using dry technology. Installed manure compost and storage pad. | A positive use determination of 100% for the dry stack poultry litter barns and the manure compost and storage pad. | 2009-07-23 | 1568440 | 100
13624 | T1 | Temple-Inland Inc | Temple-Inland Forest Products | 600 A St | Diboll | TX | 75941 | Angelina | CN602787053 | RN104196597 | Boiler and burner dust system used to burn dust and by-product collected during the manufacturing process. Ducting and exhaust equipment used to route dust to the final control device. | A positive use determination of 100% for the project to install ducting and exhaust equipment used to route dust to the final control device. A negative determination is issued for the boiler system. Process equipment is not eligible for a positive use determination. | 2009-10-08 | 80787 | 100
13625 | T1 | Temple-Inland Inc | Temple-Inland Forest Products | 600 A St | Diboll | TX | 75941 | Angelina | CN602787053 | RN104196597 | Installed wastewater flow meters. Installed a storm water containment structure. Installed a reverse osmosis system. Installed sump pumps which are used to wastewater. | The following property is used 100% for pollution control and is installed to meet or exceed federal or state regulations. Wastewater flow meters. A storm water containment structure. A reverse osmosis system. Sump pumps which are used to transfer wastewater. | 2010-02-09 | 902049 | 100
13626 | T1 | Temple-Inland Inc | Temple-Inland Forest Products | 707 W Bordon | Diboll | TX |  | Angelina | CN604375634 | RN104196571 | The company installed a reverse osmosis system for use in treating wastewater generated during the production process. | A positive use determination of 100% for the reverse osmosis system. | 2009-10-08 | 21375 | 100
13627 | T1 | Temple-Inland Inc | Temple-Inland Forest Products | 707 W Bordon | Diboll | TX |  | Angelina | CN604375634 | RN104196571 | Dust collection devices such as particulate collectors, in-feeds, cyclone intakes, and ducting. Metering device used on the particle-board sander. Emission containment structures used to collect and store dust from the process. Baghouse dust collector. | Returned for failure to respond to a deficiency letter. | 2009-10-27 | 2577178 | 100
13628 | T1 | Kimberly-Clark | Kimberly-Clark | Loop 286 SW & FM 137 | Paris | TX | 75460 | Lamar | CN600306716 | RN104885033 | Vacuum and exhaust duct systems are used to collect contaminants. | Returned for failure to respond to a deficiency letter. | 2010-01-13 | 1228950 | 100
13629 | T1 | Veolia Environmental Services | Veolia Technical Services | 7769 Highway 73 | Port Arthur | TX | 77640 | Jefferson | CN603069626 | RN102599719 | Installed two absorbers used to remove emissions from waste/water mix received from Quench. | A positive use determination of 100% for the two absorbers. | 2009-07-23 | 1059811.12 | 100
13630 | T1 | Veolia Environmental Services | Veolia Technical Services | 7769 Highway 73 | Port Arthur | TX | 77640 | Jefferson | CN603069626 | RN102599719 | Installed two baghouses used for dust removal from the air in P-Mix and K-Mix pits. Upgraded the baghouse blower (FD FAN) and ductwork. Replaced baghouse vent lines. Replaced baghouse ventilation duct. | A positive use determination of 100% for the two baghouses, the upgrade to the baghouse blower (FD FAN) and ductwork, the replacement of the baghouse vent lines, and the replacement of the baghouse ventilation duct. | 2009-07-28 | 1114385 | 100
13631 | T1 | Veolia Environmental Services | Veolia Technical Services | 7769 Highway 73 | Port Arthur | TX | 77640 | Jefferson | CN603069626 | RN102599719 | Installed two clarifiers which are used to remove suspended and settleable solids from the incinerator Air Pollution Control train. | A positive use determination of 100% for the two clarifiers. | 2009-08-18 | 181555 | 100
13632 | T1 | Veolia Environmental Services | Veolia Technical Services | 7769 Highway 73 | Port Arthur | TX | 77640 | Jefferson | CN603069626 | RN102599719 | Constructed a 150 million BTU per hour rotary kiln used as a solid waste incinerator. Apron feeder and feeder clean-out chute were installed as a solid waste feed system for the incinerator. Installed ash gate cylinders which are used to store ash from the incinerator. Installed an energetic sludge feed system used to feed waste into the incinerator. Installed a specialty feeder glovebox as a waste feed system. | A negative determination for the 150 million BTU per hour rotary kiln, the apron feeder and feeder clean-out chute, the ash gate cylinders, and the energetic sludge feed system, and the specialty feeder glovebox. This property is considered to be processing equipment located at a commercial waste management facility. Since it is not pollution control property it is not eligible for a positive use determination. | 2009-07-29 | 2048833
13633 | T1 | Veolia Environmental Services | Veolia Technical Services | 7769 Highway 73 | Port Arthur | TX | 77640 | Jefferson | CN603069626 | RN102599719 | Installed laboratory hoods used to collect air contaminants in the sampling laboratory. | A positive use determination of 100% for the laboratory hoods installed in the sampling laboratory. | 2009-07-24 | 73764.25 | 100
13634 | T1 | Veolia Environmental Services | Veolia Technical Services | 7769 Highway 73 | Port Arthur | TX | 77640 | Jefferson | CN603069626 | RN102599719 | Completed the following roadway projects: Road Renovation Phase I involved 21,016 square feet of roadway paving in the laboratory area, CSB area, tank farm control room area and ash stabilization area. Road Renovation Phase II involved 50,360 square feet of roadway paving in the transportation yard, at the main gate, around the operations building, at the roadway intersection, at the tanker unload area and at the tank farm. Other paving renovation projects included 1,850 square feet of paving for the box laydown road, 2,550 square feet of paving for the entrance road, and 646 square feet of paving for the incinerator road. | A positive use determination of 100% for the paving renovation projects. | 2009-07-28 | 637096 | 100
13635 | T1 | Veolia Environmental Services | Veolia Technical Services | 7769 Highway 73 | Port Arthur | TX | 77640 | Jefferson | CN603069626 | RN102599719 | Constructed the Bulk Material Handling Building which includes the Low Flash Bridge Crane, the Low Flash Elevator and Conveyor, the Low Flash Shredder, the Reg Waste Bridge Crane, the Reg Waste Shredder, the Putzmeister, three Conveyers, Filter Press Chutes, and the Radiation Monitor. | A negative determination for the Bulk Material Handling building and associated equipment. This property is considered to be processing equipment located at a commercial waste management facility. Since it is not pollution control property it is not eligible for a positive use determination. | 2009-07-28 | 14513958
13636 | T1 | Veolia Environmental Services | Veolia Technical Services | 7769 Highway 73 | Port Arthur | TX | 77640 | Jefferson | CN603069626 | RN102599719 | Installed a quench tower and associated equipment. The tower is used to cool the exhaust gas from the kiln and the secondary combustion chamber. | A positive use determination of 100% for the quench tower and associated equipment. | 2009-07-24 | 2044259 | 100
13637 | T1 | Veolia Environmental Services | Veolia Technical Services | 7769 Highway 73 | Port Arthur | TX | 77640 | Jefferson | CN603069626 | RN102599719 | Installed two ionizing wet scrubbers and two associated control panels. | A positive use determination of 100% for the ionizing wet scrubbers and the two associated control panels. | 2009-07-24 | 766019 | 100
13638 | T1 | Veolia Environmental Services | Veolia Technical Services | 7769 Highway 73 | Port Arthur | TX | 77640 | Jefferson | CN603069626 | RN102599719 | Installed a Secondary Combustion Chamber (SCC) for use as a waste destruction device. Installed direct feed-lines for the SCC. Installed dropout chute which is used a as feed system for the SCC. Installed refractory for the SCC. Constricted a roof for the SCC. Constructed the deslagger transfer system which is a piping system used to transfer the slag to a waste holding tank. | A negative determination for the secondary combustion chamber and associated equipment. This property is considered to be processing equipment located at a commercial waste management facility. Since it is not pollution control property it is not eligible for a positive use determination. | 2009-07-29 | 3335162 | 100
13639 | T1 | Veolia Environmental Services | Veolia Technical Services | 7769 Highway 73 | Port Arthur | TX | 77640 | Jefferson | CN603069626 | RN102599719 | Installed the following testing equipment: gas chromatograph, Lower Explosive Level meters, mercury analyzer with removal system, and oxygen analyzers. | A positive use determination of 100% for the gas chromatographs, the Lower Explosive Level meters, the mercury analyzer and removal system, and the oxygen analyzer. | 2009-07-24 | 263922 | 100
13640 | T1 | Veolia Environmental Services | Veolia Technical Services | 7769 Highway 73 | Port Arthur | TX | 77640 | Jefferson | CN603069626 | RN102599719 | Purchased 90 25-yard ash handling storage containers. Purchased a dewatering container. Purchased a tanker. Constructed the Container Storage Building which is used to house waste prior to incineration. Constructed Ash Storage Building which is used to house ash byproduct prior to shipping offsite. | A negative determination for the various storage containers and buildings. This property is considered to be processing equipment located at a commercial waste management facility. Since it is not pollution control property it is not eligible for a positive use determination. | 2009-07-29 | 3955183 | 100
13641 | T1 | Veolia Environmental Services | Veolia Technical Services | 7769 Highway 73 | Port Arthur | TX | 77640 | Jefferson | CN603069626 | RN102599719 | Installed two 1,000 gallon storage tanks. Lined the 5001-F tank. Upgraded tanks 101B and 201. Replaced tank 595-F. Installed a Tank Farm Vent system consisting of an automatic valve and piping which allows vented emissions to be sent to the thermal oxidizer when the incinerator is not in operation. | A positive use determination of 100% for the Tank Farm Vent system. A negative determination for the storage tanks and associated projects. This is a commercial waste management facility and the storage tanks are considered to be process equipment. | 2009-07-24 | 1501070 | 100
13642 | T1 | Veolia Environmental Services | Veolia Technical Services | 7769 Highway 73 | Port Arthur | TX | 77640 | Jefferson | CN603069626 | RN102599719 | Installed a thermal oxidizer for use in destroying gases received from the baghouse. | A positive use determination of 100% for the thermal oxidizer. | 2009-09-15 | 1051587 | 100
13643 | T1 | Veolia Environmental Services | Veolia Technical Services | 7769 Highway 73 | Port Arthur | TX | 77640 | Jefferson | CN603069626 | RN102599719 | Constructed a truck sampling building. | A negative determination for the truck sampling building. This property is considered to be processing equipment located at a commercial waste management facility. Since it is not pollution control property, it is not eligible for a positive use determination. | 2009-07-28 | 418146 | 100
13644 | T1 | Veolia Environmental Services | Veolia Technical Services | 7769 Highway 73 | Port Arthur | TX | 77640 | Jefferson | CN603069626 | RN102599719 | Constructed a new injection well. Constructed two deepwell injection strings. Installed four deepwell injection pumps. Replaced the Clearwell which is a groundwater well system used to monitor groundwater quality. Installed deepwell Cimplicity upgrade, a deepwell programmable logic controller, deepwell skids, injection valves and injection well annulus monitoring system. | A positive use determination of 100% for the new injection well, the two deepwell injection strings, the four deepwell injection pumps, the replacement of the Clearwell, the deepwell Cimplicity upgrade, the deepwell programmable logic controller, the deepwell skids, and the injection valves and injection well annulus monitoring system. The positive use determination for the injection well and related deepwell property is valid only as long as 100% of the material disposed of in the wells is site-generated waste material. | 2009-09-30 | 6738186 | 100
13645 | T1 | Veolia Environmental Services | Veolia Technical Services | 7769 Highway 73 | Port Arthur | TX | 77640 | Jefferson | CN603069626 | RN102599719 | Installed a wet electrostatic precipitator. | A positive use determination of 100% for the wet electrostatic precipitator. | 2009-07-28 | 2958351 | 100
13646 | T1 | Vetco Gray Inc | Vetco Gray Inc | 4308 Hwy 42 N | Kilgore | TX | 75662 | Gregg | CN600514673 | RN102150794 | Installed a high pressure wash system. The used water is collected and send to the wastewater treatment plant for treatment before it is discharged. | A negative determination for the high pressure wash system. The portion of this type of equipment which is eligible for a positive determination is the water cleaning and recycling system. This system does not re-use the water. The collected water is sent to the wastewater treatment plant for treatment and disposal. This is not pollution control property. | 2009-07-01 | 54950 | 100
13647 | T1 | Vetco Gray Inc | Vetco Gray Inc | 4308 Hwy 42 N | Kilgore | TX | 75662 | Gregg | CN600514673 | RN102150794 | Installed a new paint booth which includes piping and filtration used to control overspray. | A positive use determination of 100% for the piping and filtration which were installed in order to control overspray during the painting operation. | 2009-06-25 | 39898 | 100
13648 | T1 | ETC Katy Pipeline | Farrar Compressor Station | Etc Katy Pipeline | Limestone County |  |  | Limestone | CN601587652 | RN104584016 | Installed one Lean-Burn Low NOx Natural Gas Compressor Engine (Caterpillar G3600 gas engine family). | A positive use determination of 20% for the lean-burn gas-fired compressor driver. | 2009-07-01 | 734804 | 100
13649 | T1 | Energy Transfer Fuel | Bailey Compressor Station | Energy Transfer Fuels Bailey | Fannin County |  |  | Fannin | CN602673071 | Insufficient Information | Installed one Lean-Burn Low NOx Natural Gas Compressor Engine (Caterpillar G3600 gas engine family). | A positive use determination of 20% for the lean-burn gas-fired compressor driver. | 2009-07-01 | 765851.33 | 100
13650 | T1 | ETC Texas Pipeline | Dab Compressor Station | Etc Texas Pipeline | Tarrant County |  |  | Tarrant | CN601587652 | Insufficient Information | Installed one Lean-burn Low NOx Natural Gas Compressor Engine. | A positive use determination of 20% for the lean-burn gas-fired compressor driver. | 2009-07-01 | 107275 | 100
13651 | T1 | ETC Texas Pipeline | Talon Compressor Station | Etc Texas Pipeline | Johnson County |  |  | Johnson | CN601587652 | RN104311741 | Installed one Lean-burn Low NOx Natural Gas Compressor Engine. | A positive use determination of 20% for the lean-burn gas-fired compressor driver. | 2009-06-25 | 111747 | 100
13652 | T1 | Energy Transfer Fuel | Natural Gas Pipeline | Maypearl To Malone | Southern Shale |  |  | Ellis | CN602673071 | Insufficient Information | Installed cathodic protection and protective coatings on pipeline. Installed two pig launcher/receivers on pipeline. | A positive use determination of 100% for the cathodic protection and protective coatings applied to the pipeline and the pipeline inspection gauge receiver/launchers that were installed. | 2009-07-01 | 3344021 | 100
13653 | T1 | Energy Transfer Fuel | Natural Gas Pipeline | Southern Shale | Tarrant County |  |  | Tarrant | CN602673071 | Insufficient Information | Installed required run-off controls at construction site including silt fence structures, diking formations, bales, etc. | A positive use determination of 100% for the environmental controls installed during pipeline construction. | 2009-07-01 | 114052 | 100
13654 | T1 | Energy Transfer Fuel | Natural Gas Pipeline | Southern Shale | Tarrant County |  |  | Tarrant | CN602673071 | Insufficient Information | Installed cathodic protection and protective coatings on pipeline. Installed pig launcher/receiver on pipeline. | A positive use determination of 100% for the cathodic protection and protective coatings applied to the pipeline and the pipeline inspection gauge receiver/launchers that were installed. | 2009-07-01 | 266426 | 100
13655 | T1 | Energy Transfer Fuel | Natural Gas Pipeline | Southern Shale | Johnson County |  |  | Johnson | CN602673071 | Insufficient Information | Installed required run-off controls at construction site including silt fence structures, diking formations, bales, etc. | A positive use determination of 100% for the environmental controls installed during pipeline construction. | 2009-07-01 | 704232 | 100
13656 | T1 | Energy Transfer Fuel | Natural Gas Pipeline | Southern Shale | Johnson County |  |  | Johnson | CN602673071 | Insufficient Information | Installed cathodic protection and protective coatings on pipeline. Installed pig launcher/receiver on pipeline. | A positive use determination of 100% for the cathodic protection and protective coatings applied to the pipeline and the pipeline inspection gauge receivers/launchers that were installed. | 2009-07-01 | 1645086 | 100
13657 | T1 | Energy Transfer Fuel | Natural Gas Pipeline | Maypearl To Malone | Hill County |  |  | Hill | CN602673071 | Insufficient Information | Installed required run-off controls at construction site including silt fence structures, diking formations, bales, etc. | A positive use determination of 100% for the environmental controls installed during pipeline construction. | 2009-07-01 | 169656 | 100
13658 | T1 | Energy Transfer Fuel | Natural Gas Pipeline | Maypearl To Malone | Hill County |  |  | Hill | CN602673071 | Insufficient Information | Installed cathodic protection and protective coatings on pipeline. Installed two pig launcher/receivers on pipeline. | A positive use determination of 100% for the cathodic protection and protective coatings applied to the pipeline and the two pipeline inspection gauge receiver/launchers that were installed. | 2009-07-01 | 1158548 | 100
13659 | T1 | Energy Transfer Fuel | Natural Gas Pipeline | Maypearl To Malone | Southern Shale |  |  | Ellis | CN602673071 | Insufficient Information | Installed required run-off controls at construction site including silt fence structures, diking formations, bales, etc. | A positive use determination of 100% for the environmental controls installed during pipeline construction. | 2009-07-01 | 589039 | 100
13660 | T1 | Energy Transfer Fuel | Natural Gas Pipeline | Grimes To Katy 36 Loop | Waller County |  |  | Waller | CN602673071 | Insufficient Information | Installed required run-off controls at construction site including silt fence structures, diking formations, bales, etc. | A positive use determination of 100% for the environmental controls installed during pipeline construction. | 2009-07-01 | 905821 | 100
13661 | T1 | ETC Katy Pipeline | Natural Gas Pipeline | Oak Grove Lateral | Robertson County |  |  | Robertson | CN601587652 | RN104583729 | Installed required run-off controls at construction site including silt fence structures, diking formations, bales, etc. | A positive use determination of 100% for the environmental controls installed during pipeline construction. | 2009-06-25 | 977957 | 100
13662 | T1 | ETC Katy Pipeline | Natural Gas Pipeline | Grimes To Katy 36 Loop | Harris County |  |  | Harris | CN601587652 | RN104583463 | Installed required run-off controls at construction site including silt fence structures, diking formations, bales, etc. | A positive use determination of 100% for the environmental controls installed during pipeline construction. | 2009-07-01 | 519664 | 100
13663 | T1 | ETC Katy Pipeline | Natural Gas Pipeline | Grimes To Katy 36 Loop | Grimes County |  |  | Grimes | CN601587652 | RN104583695 | Installed required run-off controls at construction site including silt fence structures, diking formations, bales, etc. | A positive use determination of 100% for the environmental controls installed during pipeline construction. | 2009-07-01 | 1275051 | 100
13664 | T1 | ETC Katy Pipeline | Natural Gas Pipeline | Grimes To Katy 36 Loop | Grimes County |  |  | Grimes | CN601587652 | RN104583695 | Installed cathodic protection and protective coatings on pipeline. | A positive use determination of 100% for the cathodic protection and the protective coatings applied to the pipeline. | 2009-07-01 | 1051636 | 100
13665 | T1 | ETC Katy Pipeline | Natural Gas Pipeline | Grimes To Katy 36 Loop | Harris County |  |  | Harris | CN601587652 | RN104583463 | Installed cathodic protection and protective coatings on pipeline | A positive use determination of 100% for the cathodic protection and the protective coatings applied to the pipelines. | 2009-06-25 | 428608 | 100
13666 | T1 | ETC Katy Pipeline | Natural Gas Pipeline | Oak Grove Lateral | Robertson County |  |  | Robertson | CN601587652 | RN104583729 | Installed cathodic protection and protective coatings on pipeline. Installed two pig launcher/receivers on pipeline. | A positive use determination of 100% for the cathodic protection and protective coatings applied to the pipeline and the two pipeline inspection gauge receiver/launchers that were installed. | 2009-07-01 | 558832 | 100
13667 | T1 | ETC Katy Pipeline | Natural Gas Pipeline | Grimes To Katy 36 Loop | Waller County |  |  | Waller | CN601587652 | RN104584420 | Installed cathodic protection and protective coatings on pipeline. | A positive use determination of 100% for the cathodic protection and the protective coatings applied to the pipeline. | 2009-07-01 | 905821 | 100
13668 | T1 | Houston Pipeline Company | Natural Gas Pipeline | Carthage Loop Pipeline | Panola County |  |  | Panola | CN600272348 | RN104205687 | Installed cathodic protection and protective coatings on pipeline. Installed two pig launcher/receivers on pipeline. | A positive use determination of 100% for the cathodic protection and protective coatings applied to the pipeline and the two pipeline inspection gauge receiver/launchers that were installed. | 2009-07-01 | 2819945 | 100
13669 | T1 | Houston Pipeline Company | Natural Gas Pipeline | Carthage Loop Pipeline | Panola County |  |  | Panola | CN600272348 | RN104205687 | Installed required run-off controls at construction site including silt fence structures, diking formations, bales, etc. | A positive use determination of 100% for the environmental controls installed during pipeline construction. | 2009-07-01 | 860526 | 100
13670 | T1 | Houston Pipeline Company | Natural Gas Pipeline | Carthage Loop Pipeline | Rusk County |  |  | Rusk | CN600272348 | RN104205687 | Installed required run-off controls at construction site including silt fence structures, diking formations, bales, etc. | A positive use determination of 100% for the environmental controls installed during pipeline construction. | 2009-07-01 | 330242 | 100
13671 | T1 | Houston Pipeline Company | Natural Gas Pipeline | Carthage Loop Pipeline | Rusk County |  |  | Rusk | CN600272348 | RN104205687 | Installed cathodic protection and protective coatings on pipeline. Installed two pig launcher/receivers on pipeline. | A positive use determination of 100% for the cathodic protection and protective coatings applied to the pipeline and the two pipeline inspection gauge receiver/launchers that were installed. | 2009-07-01 | 1082203 | 100
13672 | T3 | NRG Texas Power LLC | Cedar Bayou Iv | 7705 Old West Bay Rd | Baytown | TX | 77520 | Chambers | CN603207218 | RN100825371 | Dry-Low NOx Combustion System. | A positive use determination of 100% for the additional costs related to the installation of the Dry-Low NOx Combustion System which was installed on the combustion turbines. This positive determination does not include the Low NOx Burners. | 2008-08-01 | 20892275 | 100
13673 | T1 | SCF Marine Inc | SCF Marine Inc | 1801 Engineers Rd. | Belle Chasse | LA | 70037 | Harris | Insufficient Information | Insufficient Information | Purchased double hulled barges 1305, 1306, 1307, 1308, 1309, 1310, 1311, 1313, 1315, 1317, and 1319. Each barge is equipped with vapor controls. | A positive use determination of 100% for the vapor recovery/control equipment installed on barges 1305. 1306, 1307, 1308, 1309, 1310, 1311, 1313, 1315, 1317, and 1319. A positive use determination of 30% for double hulled barges 1305, 1306, 1307, 1308, 1309, 1310, 1311, 1313, 1315, 1317, and 1319. | 2009-07-27 | 19373265 | 100
13674 | T1 | Canal Barge Company Inc | Canal Barge Company Inc | 1801 Engineers Rd. | Belle Chasse | LA | 70037 | Harris | CN605190974 | RN109628578 | Purchased double hulled barges 77, 78, 79, 80, 1300, 1301, 1302, 1303, 1304, 1312, 1314, 1316, and 1318. Each barge is equipped with vapor controls. | A positive use determination of 100% for the vapor recovery/control equipment installed on barges 77, 78, 79, 80, 1300, 1301, 1302, 1303, 1304, 1312, 1314, 1316, and 1318. A positive use determination of 30% for double hulled barges 77, 78, 79, 80 1300. 1301, 1302, 1303, 1304, 1312, 1314, 1316, and 1318. | 2009-07-27 | 21135905 | 100
13675 | T1 | Kirby Inland Marine LP | Kirby Inland Marine, LP | 18350 Market Street | Channelview | TX | 77530 | Harris | CN600611206 | RN103786240 | Purchased double hulled barges 11326, 28724, 28725, 28726, 28727, 30723B, 11327, 30724B, 27750, 20009, 20010, 21002T, 21003T, 23001B, 23002B, 27751, 27752, 27753, 27754, 12501B, 27755, 28057, 12500B, 28130, 12503B, 10072, 28131, and 12504B. Each barge is equipped with vapor controls. | A positive use determination of 100% for the vapor recovery/control equipment installed on barges 11326, 28724, 28725, 28726, 28727, 30723B, 11327, 30724B, 27750, 20009, 20010, 21002T, 21003T, 23001B, 23002B, 27751, 27752, 27753, 27754, 12501B, 27755, 28057, 12500B, 28130, 12503B, 10072, 28131, and 12504B. A positive use determination of 30% for double hulled barges 11326, 28724, 28725, 28726, 28727, 30723B, 11327, 30724B, 27750, 20009, 20010, 21002T, 21003T, 23001B, 23002B, 27751, 27752, 27753, 27754, 12501B, 27755, 28057, 12500B, 28130, 12503B, 10072, 28131, and 12504B | 2009-07-27 | 23148136 | 100
13676 | T1 | Paccar Inc | Peterbilt Motors Denton | 3200 Airport Rd | Denton | TX | 76207 | Denton | CN600125652 | RN100211762 | Installed new paint booths and a new paint oven including ductwork and blowers connected to a final control device. Connected the old paint oven to the new fume incinerator. Upgraded the Car Wash/Dry Off Oven by installing a waste and wastewater containment and conveyance system. Installed a new fume incinerator, sludge system, and palin unit. Installed blowers and ductwork for the new sanding booth. Constructed a new concrete sludge pit. Purchased two lift trucks. | A positive use determination of 100% for the ductwork and blowers associated with the new paint booths and the new paint oven; the project to connect the old paint oven to the new fume incinerator; the new paint fumes incinerator; the waste and wastewater collection and conveyance equipment associated with the car wash/dry off oven upgrade; the sludge system and concrete sludge pit; the palin unit, and the filters, blowers, and ductwork associated with the sanding booth. A negative determination for the two lift trucks and the paint booths. These items are considered to be production equipment and are not eligible for a positive use determination. | 2009-10-05 | 16284660.53 | 100
13677 | T1 | Lone Star Industries Inc | Maryneal Cement | 202 CR 306 | Maryneal | TX | 79535 | Nolan | CN600363683 | RN100220847 | Completed a project to upgrade the #5 Finish Mill Sweep Dust Collector. The project included the installation of new tubesheet, blowpipes, venturies, bags, cages, and modifications to the air header pipe, cleaning system, and top of house. | A positive use determination of 100% for the project to upgrade the #5 Finish Mill Sweep Dust Collector. | 2009-07-08 | 85891 | 100
13678 | T1 | NRG Texas Power LLC | Cedar Bayou Iv | 7705 Old West Bay Rd | Baytown | TX | 77520 | Chambers | CN603207218 | RN100825371 | 1. Continuous Emission Monitoring Systems installed on all combined cycle unit's stacks. 2. Selective Catalytic Reduction systems installed on all gas turbines. 3. New stack for HRSG. | A positive use determination of 100% for the Continuous Emission Monitoring Systems installed on all combined cycle unit's stacks; the Selective Catalytic Reduction Systems installed on all gas turbines; and the new stack for HRSG. | 2008-06-24 | 8291004 | 100
13679 | T1 | NRG Texas Power LLC | Cedar Bayou Iv | 7705 Old West Bay Rd | Baytown | TX | 77520 | Chambers | CN603207218 | RN100825371 | 1. Onsite wastewater system consists of a number of sump and pumping systems. 2. Boiler Blowdown system. 3. Oil/Water Separator for use in cleaning storm water. | A positive use determination of 100% for the onsite wastewater system consisting of a number of sump and pumping systems, the boiler blowdown system; and the oil/water separator for use in cleaning storm water. | 2008-06-24 | 1033446 | 100
13680 | T3 | Pasadena Refining System Inc | Pasadena Refining System Inc | 111 Red Bluff Rd | Pasadena | TX | 77506 | Harris | CN602779951 | RN100716661 | Replaced Boilers 3 & 11 with new Boiler 6. Replaced CH3 Debutanizer Reboiler Fired Heater. | Returned for failure to respond to a deficiency letter. | 2010-02-18 | 27300730 | 100
13681 | T1 | Sterling Chemicals Inc | Sterling Texas City | 201 Bay St | Texas City | TX | 77592 | Galveston | CN600126288 | RN100212620 | Replaced obsolete breathing air analyzers to meet OSHA requirements. | A negative determination is issued for this application. In order to qualify for a positive use determination the property must have been installed in order to meet or exceed an adopted environmental regulation. The equipment listed on this application was installed in order to meet an OSHA requirement. OSHA regulations are not environmental regulations. | 2009-09-22 | 364511 | 100
13682 | T1 | Hobas Pipe USA | Hobas Pipe Houston Plant | 1413 E Ritchey Road | Houston | TX | 77073 | Harris | CN600127757 | RN102540812 | Installed a filtered air exhaust fan and fresh air intake in the new Fitting Shop. Refurbished the USA Dust Hog Model FJH dust collector for the Fitting Room. Purchased and installed a five-gallon vacuum. Installed ductwork for dust collection in Fitting Shop. Installed Vac-U-Max Dust Collector and spot suction kits in Fitting Room. | A negative determination. This application is for property used to collect particulates generated during the production press. All of the equipment is located within the production building. This dust collection equipment is considered to be housekeeping equipment and not pollution control property. | 2009-08-18 | 87383 | 100
13683 | T1 | Cemex Balcones Quarry | Cemex Balcones Quarry | 2580 Wald Rd | New Braunfels | TX | 78132 | Comal | CN601235385 | RN102605375 | Completed a project to refurbish the primary crusher curtain. Purchased a new 2,000-gallon water truck. | A positive use determination of 100% for the project to refurbish the primary curtain for the rock crusher and for the new 2,000-gallon water truck. | 2009-07-08 | 111524 | 100
13684 | T1 | Cemex Cement | Cemex Balcones Cement Plant | 2682 Wald Rd | New Braunfels | TX | 78132 | Comal | CN603403973 | RN102437274 | Additional costs related to the construction of the central baghouse and dust control system. | A positive use determination of 100% for the additional costs related to the construction of the central baghouse and the associated dust collection system. | 2009-07-27 | 16987308 | 100
13685 | T1 | Cemex Cement | Cemex Balcones Cement Plant | 2682 Wald Rd | New Braunfels | TX | 78132 | Comal | CN603403973 | RN102437274 | Installed an SO2 analyzer on Kiln 2 to monitor emissions. Installed an ammonia spray system (Selective Catalytic Reduction system) for Kilns 1 & 2. Installed an opacity monitor for Kiln 2. Installed a mass flow monitor for Kiln 2. Installed a continuous emissions monitor for Kiln 2. Installed a gas analyzer for monitoring Kiln 2 emissions. Installed a gas analyzer to monitor emissions from the Stage 5 Outlet on Kiln 2. Installed a water injection system to control particulate emissions from Raw Mill #2. | The following property is used for pollution control and is installed to meet or exceed federal or state regulations. A sulfur dioxide analyzer on Kiln 2 to monitor emissions. An ammonia spray system (Selective Catalytic Reduction system) for Kilns 1 & 2. An opacity monitor for Kiln 2. A mass flow monitor for Kiln 2. A continuous emissions monitor for Kiln 2. A gas analyzer for monitoring Kiln 2 emissions. A gas analyzer to monitor emissions from the Stage 5 Outlet on Kiln 2. A water injection system to control particulate emissions from Raw Mill #2. | 2010-02-09 | 4427510 | 100
13686 | T1 | Cemex Cement | Cemex Odessa Plant | 16501 W Murphy St | Odessa | TX | 79763 | Ector | CN601235385 | RN100213305 | Installed three opacity monitors for the kiln. Installed two dust collectors and a dust collector fan, fan motor, and fan damper. Constructed two baghouses. Replaced the gravelbed filter dust collection device including associated costs. | A positive use determination of 100% for the three opacity monitors, the two dust collectors, the dust collector fan, the fan motor, the fan damper, the two baghouses, and the gravelbed filter dust collection device including associated costs. | 2009-07-27 | 2367712 | 100
13687 | T1 | Union Drilling Texas LP | Union Drilling Yard | 4725 Loop 322 | Abilene | TX | 79602 | Taylor | CN603382771 | Insufficient Information | Installed a drilling mud recycling system consisting of a shaker tank system, a shale shaker, a degasser, a desander, and a desilter; and drilling rig spill response systems consisting of a ram-type blowout preventer, a choke manifold unit, and a closing unit associated with drilling rigs 225, 226, and 227. | A positive use determination of 100% for the drilling mud recycling systems and the drilling rig spill response systems associated with drilling rigs 225, 226, and 227. | 2009-07-01 | 1200000 | 100
13688 | T1 | Ironhorse Concrete Inc | Ironhorse Concrete Jarrell Plant | Alsace Ave | Jarrell | TX | 76537 | Williamson | CN602996449 | RN105222038 | Installed a CFM Pulse Jet Baghouse. Purchased a water truck. | A positive use determination of 100% for the CFM Pulse Jet Baghouse and the water truck. | 2009-07-08 | 44200 | 100
13689 | T1 | Austin Reclaimed Materials | Austin Reclaimed Materials | 8811 Ramires Ln | Austin | TX |  | Travis | Insufficient Information | No Regulated Entity at this Location | Installed trash pumps which are used to collect wastewater prior to disposal. | A positive use determination of 100% for the trash pumps. | 2009-08-18 | 25820 | 100
13690 | T1 | Naumann Equipment Co Inc | Naumann Equipment Co Inc | 8800 Ramirez Ln | Austin | TX | 78742 | Travis | Insufficient Information | Insufficient Information | Purchased a 1991 Kenworth 1400A water truck for use in controlling dust. | A positive use determination of 100% for the 1991 Kenworth 1400A water truck. | 2009-07-08 | 14500 | 100
13691 | T1 | Ironhorse Asphalt Ltd | Ironhorse Asphalt Seward Junction | 11729 W Hwy 29 | Liberty Hill | TX |  | Williamson | CN603098708 | RN105292148 | Installed an Astec Industries baghouse dust collection system including a baghouse, filter, cyclone, air blowers, valves and piping. Purchased a compactor for use in preparing waste asphalt material for disposal. | A positive use determination of 100% for the Astec Industries baghouse dust collection system. A negative determination for the compactor. The applicant was unable to cite an adopted environmental regulation which requires the use of the compactor. | 2009-08-18 | 378190 | 100
13692 | T1 | Ironhorse Asphalt Ltd | Ironhorse Asphalt South Plant | 713 Linger Ln | Austin | TX |  | Travis | CN603098708 | RN105074561 | Installed an Astec Industries baghouse dust collection system including a baghouse, filter, cyclone, air blowers, valves and piping. Purchased a compactor for use in preparing waste asphalt material for disposal. | A positive use determination of 100% for the Astec Industries baghouse dust collection system. A negative determination for the compactor. The applicant was unable to cite an adopted environmental regulation which requires the use of the compactor. | 2009-08-18 | 378190 | 100
13693 | T1 | Ironhorse Asphalt Ltd | Ironhorse Asphalt Manor Plant | 14201 Littig Rd | Manor | TX |  | Travis | CN600317473 | RN104768726 | Installed an Astec Industries baghouse dust collection system including a baghouse, filter, cyclone, air blowers, valves and piping. Purchased a compactor for use in preparing waste asphalt material for disposal. Installed an asphalt crusher recycle system. Installed a Green System lean-burn gas fired compressor engine combustion system. | A positive use determination of 100% for the Astec baghouse dust collection system. A positive use determination of 20% for the Green System lean-burn gas-fired combustion system for the compressor. A negative determination for the crusher and the compactor which are considered to be part of the facility's production equipment. | 2009-09-15 | 513000 | 100
13694 | T1 | Ironhorse Asphalt Ltd | Ironhorse Asphalt Youngsport Plant | 18302 FM 2484 | Youngsport | TX |  | Bell | CN600317473 | RN102700085 | Installed an Astec Industries baghouse dust collection system including a baghouse, filter, cyclone, air blowers, valves, and piping. | A positive use determination of 100% for the Astec Industries baghouse dust collection system. | 2009-07-08 | 367850 | 100
13695 | T1 | Ironhorse Asphalt Ltd | Ironhorse Asphalt Kempner Plant | 5800 FM 2313 | Kempner | TX |  | Lampasas | CN600317473 | RN104653878 | Installed an Astec Industries baghouse dust collection system including a baghouse, filter, cyclone, air blowers, valves and piping. Installed an asphalt crusher recycle system. | A positive use determination of 100% for the Astec Industries baghouse dust collection system. A negative determination for the crusher. The applicant was unable to cite an adopted environmental regulation which requires the use of the crusher. | 2009-08-18 | 540320 | 100
13696 | T1 | Texas Concrete Materials Ltd | Texas Concrete Liberty Hill Plant | 11729 W Hwy 29 | Liberty Hill | TX |  | Williamson | CN602879652 | RN105556591 | Installed a baghouse dust collector on top of the cement/fly ash silo. | A positive use determination of 100% for the baghouse dust collection system. | 2009-07-08 | 30000 | 100
13697 | T1 | Texas Concrete Materials Ltd | Texas Concrete Cedar Park Plant | 3975 E Whitestone | Cedar Park | TX |  | Williamson | CN602879652 | RN102204716 | Installed a baghouse dust collector on top of the cement/fly ash silo. | A positive use determination of 100% for the baghouse dust collection system. | 2009-07-08 | 30000 | 100
13698 | T1 | Texas Concrete Materials Ltd | Texas Concrete Balm Road Plant | 1001 Ed Bluestein Blvd | Austin | TX |  | Travis | CN602879652 | RN102776994 | Installed a baghouse dust collector on top of the cement/fly ash silo. | A positive use determination of 100% for the baghouse dust collection system. | 2009-07-08 | 30000 | 100
13699 | T1 | Texas Concrete Materials Ltd | Texas Concrete Oak Hill Plant | 9704 Shallow Ford Dr | Austin | TX |  | Travis | CN602879652 | RN102895232 | Installed a baghouse dust collector on top of the cement/fly ash silo. | A positive use determination of 100% for the baghouse dust collection system. | 2009-07-08 | 30000 | 100
13700 | T1 | Texas Concrete Materials Ltd | Texas Concrete Round Rock Plant | 16263 Bratton Ln | Austin | TX |  | Travis | CN602879652 | Insufficient Information | Installed a baghouse dust collector on top of the cement/fly ash silo. | A positive use determination of 100% for the baghouse dust collection system. | 2009-07-08 | 30000 | 100
13701 | T1 | Texas Concrete Materials Ltd | Texas Concrete Del Valle Plant | N 2860 & FM 973 | Austin | TX |  | Travis | CN602879652 | RN103129920 | Installed a baghouse dust collector on top of the cement/fly ash silo. | A positive use determination of 100% for the baghouse dust collection system. | 2009-07-08 | 30000 | 100
13702 | T1 | Wam, Be | Wam, Be Belton Plant | 2201 Taylors Valley Rd | Belton | TX |  | Bell | None Assigned | None Assigned | Installed an Astec Industries baghouse dust collection system including a baghouse, filter, cyclone, air blowers, valves and piping. | A negative determination. Section 11.31(a) of the Texas Tax Code requires that the person own the property and use it for pollution control. The owner of this property leases it to another party who uses it as pollution control property. | 2009-07-01 | 367850 | 100
13703 | T1 | Allsup's Petroleum Inc | Allsup's #14 | 16767 CR 351 | Dublin | TX | 76446 | Erath | CN601099260 | RN105498273 | Installed two 20,000 gallon and one 12,000 gallon single walled fiberglass-reinforced plastic tanks. Installed double-walled pressurized non-metallic flexible fuel system. Each tank is equipped with spill/overfill prevention, a 4" tight fill connection, and a liquid tight sump. Each dispenser is equipped with a liquid tight sump .Each supply line is equipped with a liquid tight sump. Each supply line is equipped with leak detection. The underground storage area is equipped with a Incon Tank Gauge. | A positive use determination of 50% for the double-walled pressurized non-metallic flexible fuel system which was installed. A positive use determination of 100% for the 4" tight fill connections, the liquid tight sumps, the leak detection equipment, and the Incon Tank Gauge system for the tanks. A negative determination for the three product storage tanks. | 2009-07-29 | 179626 | 100
13704 | T1 | Allsup's Petroleum Inc | Allsup's #350 | 2101 Stamford | Abilene | TX | 79605 | Taylor | CN601099260 | RN102025046 | Installed two 20,000 gallon and one 12,000 gallon single walled fiberglass-reinforced plastic tanks. Installed double-walled pressurized non-metallic flexible fuel system. Each tank is equipped with spill/overfill prevention, a 4" tight fill connection, and a liquid tight sump. Each dispenser is equipped with a liquid tight sump .Each supply line is equipped with a liquid tight sump. Each supply line is equipped with leak detection. The underground storage area is equipped with a Incon Tank Gauge. | A positive use determination of 50% for the double-walled pressurized non-metallic flexible fuel system which was installed. A positive use determination of 100% for the 4" tight fill connections, the liquid tight sumps, the leak detection equipment, and the Incon Tank Gauge system for the tanks. A negative determination for the three product storage tanks. | 2009-07-29 | 186421 | 100
13705 | T1 | Allsup's Petroleum Inc | Allsup's #249 | 1201 E Washington St | Stephenville | TX | 76401 | Erath | CN601099260 | RN105486534 | Installed two 20,000 gallon and one 12,000 gallon single walled fiberglass-reinforced plastic tanks. Installed double-walled pressurized non-metallic flexible fuel system. Each tank is equipped with spill/overfill prevention, a 4" tight fill connection, and a liquid tight sump. Each dispenser is equipped with a liquid tight sump .Each supply line is equipped with a liquid tight sump. Each supply line is equipped with leak detection. The underground storage area is equipped with a Incon Tank Gauge. | A positive use determination of 50% for the double-walled pressurized non-metallic flexible fuel system which was installed. A positive use determination of 100% for the 4" tight fill connections, the liquid tight sumps, the leak detection equipment, and the Incon Tank Gauge system for the tanks. A negative determination for the three product storage tanks. | 2009-07-29 | 191514 | 100
13706 | T1 | Allsup's Petroleum Inc | Allsup's #229 | 150 E South Loop | Stephenville | TX | 76401 | Erath | CN601099260 | RN105674022 | Installed two 20,000 gallon and one 12,000 gallon double-walled fiberglass-reinforced plastic tanks. Installed double-walled pressurized non-metallic flexible fuel system. Each tank is equipped with spill/overfill prevention, a 4" tight fill connection, and a liquid tight sump. Each dispenser is equipped with a liquid tight sump. Each supply line is equipped with a liquid tight sump. Each supply line is equipped with leak detection. The underground storage area is equipped with a Incon Tank Gauge. | A positive use determination of 100% for the 4" tight fill connection, the liquid tight sumps, the leak detection equipment, and the Incon Tank Gauge system for the tanks. A positive use determination of 100% for the incremental cost difference between the cost of the double-walled pressurized non-metallic flexible fuel system which was installed and the cost of a similar single-walled system. A positive use determination of 100% of the incremental cost difference between the cost of the three double-walled tanks which were installed and cost of three similar same sized single-walled tanks. | 2009-12-08 | 290448 | 100
13707 | T1 | Allsup's Petroleum Inc | Allsup's #207 | 501 E Central Ave | Comanche | TX | 76442 | Comanche | CN601099260 | RN105487490 | Installed two 20,000 gallon and one 12,000 gallon single walled fiberglass-reinforced plastic tanks. Installed double-walled pressurized non-metallic flexible fuel system. Each tank is equipped with spill/overfill prevention, a 4" tight fill connection, and a liquid tight sump. Each dispenser is equipped with a liquid tight sump .Each supply line is equipped with a liquid tight sump. Each supply line is equipped with leak detection. The underground storage area is equipped with a Incon Tank Gauge. | A positive use determination of 50% for the double-walled pressurized non-metallic flexible fuel system which was installed. A positive use determination of 100% for the 4" tight fill connections, the liquid tight sumps, the leak detection equipment, and the Incon Tank Gauge system for the tanks. A negative determination for the three product storage tanks. | 2009-07-29 | 180537 | 100
13708 | T1 | Wag A Bag/ Nancy N Rabb Properties Ltd | Wag A Bag #9A | 408 W Hwy 79 | Hutto | TX | 78634 | Williamson | CN604560458 | RN105711857 | Installed double-walled pressurized non-metallic flexible fuel system, paving, trench drains, sumps, spill/overfill prevention, tank monitoring system with tank monitor, and double walled gas tanks. | A positive use determination of 100% of the incremental cost difference between the cost of the double-walled pressurized non-metallic flexible fuel system and the cost of a single walled system and for the cost difference between the cost of the double-walled gas tanks and the cost of single walled tanks. A positive use determination of 100% for the trench drains, sumps, spill/overfill prevention, and the tank monitoring system with tank monitor. A positive use determination for the concrete paving which is located above one of the storage tanks or located above the double walled fuel system. A negative determination for any other paving. | 2009-09-15 | 204757 | 100
13709 | T1 | Buffalo Marine Service Inc | Buffalo Marine | 8201 E Erath St | Houston | TX | 77012 | Harris | CN600307524 | RN100597723 | Purchased four new double-hulled barges numbered 804, 805, 409, and 410. Each barge is equipped with overfill equipment including overfill sensors and alarms, alarm control panels, spill rails, drip pans, liquid level gauges, stick gauges, sight glasses, pressure gauges, tank venting systems, spill valves, spill abatement equipment, and zinc tank coatings. | A positive use determination of 100% for the vapor recovery/control equipment installed on barges 804, 805, 409, and 410. A positive use determination of 30% for double hulled barges 804, 805, 409, and 410. | 2009-07-08 | 4940851 | 100
13710 | T1 | New Alenco Windows Ltd | New Alenco Windows Ltd | 2870 N Harvey Mitchell Pkwy | Bryan | TX |  | Brazos | CN602572364 | RN104168182 | Installed a regenerative thermal oxidizer for use in controlling paint fumes. | A positive use determination of 100% for the regenerative thermal oxidizer. | 2009-07-27 | 799985 | 100
13711 | T2 | Ethanol Acquisitions LLC | Ethanol Acquisitions LLC | 4300 CR 8 | Hereford | TX | 79045 | Deaf Smith | CN603012766 | RN105348700 | Paved roads (770,000 sq. ft.) and parking lots (86,000 sq. ft.) to avoid contamination of storm water and prevent visible emissions. | A positive use determination of 100% for the paving of approximately 770,000 square feet of paved roadways and the approximately 86,000 square feet of paved parking areas. | 2009-07-31 | 2072600 | 100
13712 | T4 | Ethanol Acquisitions LLC | Ethanol Acquisitions LLC | 4300 CR 8 | Hereford | TX | 79045 | Deaf Smith | CN603012766 | RN105348700 | The facility uses renewable biomass fuel to generate steam that will be used in the ethanol manufacturing process in order to minimize the use of nonrenewable fossil fuels. The biomass fuel will be made up primarily of feedlot cattle manure with a small amount of cotton gin waste. Pollution control property includes: a bubbling fluidized bed combustor and necessary piping (92.55%); an economizer and necessary piping for the steam generator (92.55%); a heat recovery steam generator (HRSG) and necessary piping (92.55%); a fuel storage and distribution system consisting of biomass truck unloading, fuel receiving building, fuel transfer conveyors, motor control center and building, fuel sizing/shredding and reclaim stations, fuel storage building, controls, lighting, and necessary foundations, fans, piping, pipe racks and electrical wiring, grounding & conduit (92.55%); and a standby fossil fuel system is equipped with an economizer, boiler blowdown heat exchanger, and necessary piping (17.74%). Partial percentages are based on cost analysis procedure. | Returned for failure to respond to a deficiency letter. | 2012-07-05 | 33230603 | 100
13713 | T1 | Ethanol Acquisitions LLC | Ethanol Acquisitions LLC | 4300 CR 8 | Hereford | TX | 79045 | Deaf Smith | CN603012766 | RN105348700 | Installed filtered baghouse, blowers, and piping on storage silo for limestone bed additive. Installed filtered baghouse, exhaust fan and ductwork used to remove ash dust from heated exhaust gas used by the HRSG. Installed two filtered baghouses, dust transfer blowers and piping to collect fugitive dust generated during ash transfer between the gasified and the waste storage silos. Installed two filtered baghouses, dust transfer blowers and piping between the lime storage silo and the hydrate mixing tank. Installed multi-cone separator and ash transfer blowers to remove ash waste from exhaust gas between the biomass boiler and the economizer. Installed steel conveyor covers on the biomass fuel conveyors. Installed scrubber, water spray, lime storage silo, screw conveyor, preparation tank, mixing tank, agitators, pumps, and lime sorbent preparation building used to control contaminants in the HRSG exhaust gas. Installed a continuous emissions monitoring system on the exhaust stack for the standby boiler. Installed a selective catalytic reduction system including injection equipment sensors, and necessary piping. Replaced the standard package boiler burners with low NOx burners. Installed a sorbent injection system consisting of a limestone storage bin and necessary piping. Used welded pipe joints instead of flanged or threaded joints. Installed exhaust stacks for the biomass and the packaged boilers. | A positive use determination of 100% for the six baghouses and associated equipment, the multi-cone separator and ash transfer blowers, the steel conveyor covers, the lime sorbent system including the preparation building and dry scrubber, the continuous emission monitoring system, the selective catalytic reduction system, and the limestone storage bin and associated piping. A positive use determination of 100% of the incremental cost difference between the cost of the standard burners shipped with the package boilers and the cost of the low NOx burners which were installed, the incremental cost difference between the cost of using welded pipe joints in place of threaded or flanged joints, and the incremental cost difference between the cost of stack height required for operational purposes and the stack height require for pollution control. | 2009-10-27 | 5338700 | 100
13714 | T1 | Ethanol Acquisitions LLC | Ethanol Acquisitions LLC | 4300 CR 8 | Hereford | TX | 79045 | Deaf Smith | CN603012766 | RN105348700 | Installed sumps to collect leaks from waste processing equipment in the waste processing building and from wastewater treatment equipment outdoors. Installed sewer line to convey treated wastewater to City of Hereford wastewater treatment plant. Installed culverts and drains to catch storm water and to convey it to storm water retention ponds, including drains and concrete culverts. Installed tank to store contaminated wastewater prior to treatment. Installed two condensate tanks and two pumps to store then transfer condensed steam to wastewater treatment unit. Installed anaerobic wastewater treatment plant and piping for treating contaminated process and storm water; part of effluent is reused within plant. Installed two unlined storm water retention ponds for settling suspended solids, including land (about 15 acres) and ponds. Installed oil/water separators for storm water, including two tanks and piping. Installed three clay-lined evaporation ponds for wastewater and storm water, including land (about 33 acres) and ponds. Installed automatic tank gauges on storage tanks for process liquids, including liquid level transmitters and controls. | A positive use determination of 100% for the sumps installed to collect leaks from waste processing equipment in the waste processing building and from wastewater treatment equipment outdoors; the sewer line installed to convey treated wastewater to City of Hereford wastewater treatment plant; the culverts and drains installed to catch storm water and to convey it to storm water retention ponds; the tank installed to store contaminated wastewater prior to treatment; the two condensate tanks and two pumps installed to store and transfer condensed steam to the wastewater treatment unit; the anaerobic wastewater treatment plant and piping; the two unlined storm water retention ponds installed for settling suspended solids, including land (about 15 acres) and ponds; the oil/water separators installed for storm water, including the two tanks and piping; the three clay-lined evaporation ponds installed for wastewater and storm water, including land (about 33 acres) and ponds; and the automatic tank gauges installed on storage tanks for process liquids, including liquid level transmitters and controls. | 2009-09-22 | 6380700 | 100
13715 | T1 | Sunrise Wood Designs, LLC | Sunrise Wood Design | 720 107Th St | Arlington | TX | 76011 | Tarrant | Insufficient Information | Insufficient Information | Installed a Dantherm dust collector system used to control sawdust generated by plant operations. | A positive use determination of 100% for the Dantherm dust collection system. | 2009-08-18 | 162725 | 100
13716 | T1 | Baker Petrolite | Baypark Plant | 13200 Baypark Rd | Houston | TX | 77507 | Harris | CN600127195 | RN100223536 | Installed slab for hazardous waste pad to capture storm water. Paved road to capture storm water. | Returned for failure to respond to a deficiency letter. | 2009-11-19 | 282091 | 100
13717 | T1 | Wisenbaker Builder Services, Inc. | 14323 Reeveston | 14323 Reeveston | Houston | TX | 77073 | Harris | CN604664763 | None Assigned | Installed water recycling system to remove solids from granite cutting prior to reuse of water in cutting machine. | Returned for failure to respond to a deficiency letter. | 2009-10-08 | 127393 | 100
13718 | T4 | Western Refining, L.P. | El Paso Refinery | 6500 Trowbridge | El Paso | TX | 79905 | El Paso | CN601510191 | RN100213016 | MSAT II Study | Withdrawn by applicant | 2009-09-15 | 12000000 | 100
13719 | T1 | Cemex Cement | Balcones Cemex Mill | 2682 Wald Rd | New Braunfels | TX | 78132 | Comal | CN603403973 | RN102437274 | Installed waste oil storage shed. | Returned for failure to respond to a deficiency letter. | 2010-02-18 | 36355 | 100
13720 | T1 | Cemex Cement | Balcones Quarry | 2580 Wald Rd | New Braunfels | TX | 78132 | Comal | CN601235385 | RN102605375 | Installed a Zero Discharge System used to pump used water to the Wheel Wash System. Installed a septic system. | Returned for failure to respond to a deficiency letter. | 2010-02-18 | Not in database. | 100
13721 | T1 | Ethanol Acquisitions LLC | Ethanol Acquisitions LLC | 4300 CR 8 | Hereford | TX | 79045 | Deaf Smith | CN603012766 | RN105348700 | Installed a bed material (sand) recycling system for the Fluidized Bed Gasifier, including a vibratory conveyor, screen, bucket elevator, tower, and waste sand storage bin. Installed a conditioning mill to mix waste ash with water. Installed concrete curbing as secondary containment for the package boilers and lime sorbent slurry mixing equipment. Installed a non-commercial landfill for waste ash, including landfill and land (about 40 acres). Use one dump truck on-site only to haul waste ash to landfill. Installed a waste collection system for ash from the biomass boiler, including two hoppers, two baghouses, four ash blowers, two storage silos, and scales. | A positive use determination of 100% for the Fluidized Bed Gasifier bed material recycling system, including a vibratory conveyor, screen, bucket elevator, tower, and waste sand storage bin; the conditioning mill; the concrete curbing installed around the package boilers and lime sorbent slurry mixing equipment; the non-commercial landfill for waste ash, including the landfill and approximately about 40 acres of land; the dump truck used solely for the purpose of moving ash to the on-site landfill; and the waste collection system for ash from the biomass boiler, including two hoppers, two baghouses, four ash blowers, two storage silos, and scales. The positive determination for the dump truck is only valid as long as the truck is used for no purpose other than moving ash to the on-site landfill. | 2009-10-27 | 1970100 | 100
13722 | T1 | Precision Drilling Trust. | Precision Drilling Trust-Rig #523 | Well 3, Joseph Durst Survey, A-201 | Angelina County | TX |  | Angelina | Insufficent Information | Insufficent Information | Installed a drilling mud recycling system, including shaker tanks, shale shakers, desilter, and degasser. Installed drilling rig spill response equipment, including a ram type blowout preventer, closing unit, and choke manifold system. Installed waste oil storage tank with secondary containment. | A positive use determination of 100% for the drilling mud recycling system, the drilling rig spill response system, and the waste oil storage tank with secondary containment. | 2009-07-08 | 705800 | 100
13723 | T1 | Precision Drilling Trust. | Precision Drilling Trust-Rig #297 | Block 10, University Land Survey | Andrews County | TX |  | Andrews | Insufficent Information | Insufficent Information | Installed a drilling mud recycling system, including shaker tanks, shale shakers, desilter, and degasser. Installed drilling rig spill response equipment, including a ram type blowout preventer, closing unit, and choke manifold system. Installed a waste oil storage tank with secondary containment. | A positive use determination of 100% for the drilling mud recycling system, the drilling rig spill response system, and the waste oil storage tank with secondary containment. | 2009-07-08 | 424800 | 100
13724 | T1 | Precision Drilling Trust. | Precision Drilling Trust-Rig #525 | Mims Gas Unit, Well #4 | Angelina County | TX |  | Angelina | Insufficent Information | Insufficent Information | Installed a drilling mud recycling system, including shaker tanks, shale shakers, desilter, and degasser. Installed drilling rig spill response equipment, including a ram type blowout preventer, closing unit, and choke manifold system. Installed a waste oil storage tank with secondary containment. | A positive use determination of 100% for the drilling mud recycling system, the drilling rig spill response system, and the waste oil storage tank with secondary containment. | 2009-07-08 | 705800 | 100
13725 | T1 | Precision Drilling Trust. | Precision Drilling Trust-Rig #194 | Block 44, T-1-N, T&P Rr Survey | Ector County | TX |  | Ector | Insufficent Information | Insufficent Information | Installed a drilling mud recycling system, including shaker tanks, shale shakers, desilter, and degasser. Installed drilling rig spill response equipment, including a ram type blowout preventer, closing unit, and choke manifold system. Installed a waste oil storage tank with secondary containment. | A positive use determination of 100% for the drilling mud recycling system, the drilling rig spill response system, and the waste oil storage tank with secondary containment. | 2009-07-08 | 421800 | 100
13726 | T1 | Precision Drilling Trust. | Precision Drilling Trust-Rig #820 | G. A. Vail Survey A-798 | Erath County | TX |  | Erath | Insufficent Information | Insufficent Information | Installed a drilling mud recycling system, including shaker tanks, shale shakers, desilter, and degasser. Installed drilling rig spill response equipment, including a ram type blowout preventer, closing unit, and choke manifold system. Installed a waste oil storage tank with secondary containment. | A positive use determination of 100% for the drilling mud recycling system, the drilling rig spill response system, and the waste oil storage tank with secondary containment. | 2009-07-08 | 427800 | 100
13727 | T1 | Precision Drilling Trust. | Precision Drilling Trust-Rig #296 | Georges Creek Ranch No. 28H | Johnson County | TX |  | Johnson | Insufficent Information | Insufficent Information | Installed a drilling mud recycling system, including shaker tanks, shale shakers, desilter, and degasser. Installed drilling rig spill response equipment, including a ram type blowout preventer, closing unit, and choke manifold system. Installed a waste oil storage tank with secondary containment. | A positive use determination of 100% for the drilling mud recycling system, the drilling rig spill response system, and the waste oil storage tank with secondary containment. | 2009-07-08 | 442800 | 100
13728 | T1 | Precision Drilling Trust. | Precision Drilling Trust-Rig #822 | I&Gn Rr Co Survey, A-1800 | Johnson County | TX |  | Johnson | Insufficent Information | Insufficent Information | Installed a drilling mud recycling system, including shaker tanks, shale shakers, desilter, and degasser. Installed drilling rig spill response equipment, including a ram type blowout preventer, closing unit, and choke manifold system. Installed a waste oil storage tank with secondary containment. | A positive use determination of 100% for the drilling mud recycling system, the drilling rig spill response system, and the waste oil storage tank with secondary containment. | 2009-07-08 | 427800 | 100
13729 | T1 | Precision Drilling Trust. | Precision Drilling Trust-Rig #823 | Jw Ralls Survey, A-728 | Johnson County | TX |  | Johnson | Insufficent Information | Insufficent Information | Installed a drilling mud recycling system, including shaker tanks, shale shakers, desilter, and degasser. Installed drilling rig spill response equipment, including a ram type blowout preventer, closing unit, and choke manifold system. Installed a waste oil storage tank with secondary containment. | A positive use determination of 100% for the drilling mud recycling system, the drilling rig spill response system, and the waste oil storage tank with secondary containment. | 2009-07-08 | 427800 | 100
13730 | T1 | Precision Drilling Trust. | Precision Drilling Trust-Rig #824 | E Browning Survey, A-56 | Johnson County | TX |  | Johnson | Insufficent Information | Insufficent Information | Installed a drilling mud recycling system, including shaker tanks, shale shakers, desilter, and degasser. Installed drilling rig spill response equipment, including a ram type blowout preventer, closing unit, and choke manifold system. Installed a waste oil storage tank with secondary containment. | A positive use determination of 100% for the drilling mud recycling system, the drilling rig spill response system, and the waste oil storage tank with secondary containment. | 2009-07-08 | 427800 | 100
13731 | T1 | Precision Drilling Trust. | Precision Drilling Trust-Rig #528 | Walser Lease | Lipscomb County | TX |  | Lipscomb | Insufficent Information | Insufficent Information | Installed a drilling mud recycling system, including shaker tanks, shale shakers, desilter, and degasser. Installed drilling rig spill response equipment, including a ram type blowout preventer, closing unit, and choke manifold system. Installed a waste oil storage tank with secondary containment. | A positive use determination of 100% for the drilling mud recycling system, the drilling rig spill response system, and the waste oil storage tank with secondary containment. | 2009-07-08 | 705800 | 100
13732 | T1 | Precision Drilling Trust. | Precision Drilling Trust-Rig #821 | Jb Fox Survey, A-273 | Montague County | TX |  | Montague | Insufficent Information | Insufficent Information | Installed a drilling mud recycling system, including shaker tanks, shale shakers, desilter, and degasser. Installed drilling rig spill response equipment, including a ram type blowout preventer, closing unit, and choke manifold system. Installed a waste oil storage tank with secondary containment. | A positive use determination of 100% for the drilling mud recycling system, the drilling rig spill response system, and the waste oil storage tank with secondary containment. | 2009-07-08 | 427800 | 100
13733 | T1 | Precision Drilling Trust. | Precision Drilling Trust-Rig #209 | Gardner Unit No. 1H | Parker County | TX |  | Parker | Insufficent Information | Insufficent Information | Installed a drilling mud recycling system, including shaker tanks, shale shakers, desilter, and degasser. Installed drilling rig spill response equipment, including a ram type blowout preventer, closing unit, and choke manifold system. Installed a waste oil storage tank with secondary containment. | A positive use determination of 100% for the drilling mud recycling system, the drilling rig spill response system, and the waste oil storage tank with secondary containment. | 2009-07-08 | 421800 | 100
13734 | T1 | Precision Drilling Trust. | Precision Drilling Trust-Rig #522 | 538 Taylor Rd | Mineral Wells | TX | 76067 | Parker | Insufficent Information | Insufficent Information | Installed a drilling mud recycling system, including shaker tanks, shale shakers, desilter, and degasser. Installed drilling rig spill response equipment, including a ram type blowout preventer, closing unit, and choke manifold system. Installed a waste oil storage tank with secondary containment. | A positive use determination of 100% for the drilling mud recycling system, the drilling rig spill response system, and the waste oil storage tank with secondary containment. | 2009-07-08 | 705800 | 100
13735 | T1 | Grey Wolf Inc. | Grey Wolf Inc. Rig #110 | 11616 Galayda St | Houston | TX | 77086 | Harris | CN601355498 | Not Regulated by TCEQ | Installed a drilling mud recycling system, including shaker tanks, shale shakers, desilter, and degasser. Installed drilling rig spill response equipment, including a ram type blowout preventer, closing unit, and choke manifold system. Installed a waste oil storage tank with secondary containment. | A positive use determination of 100% for the drilling mud recycling system, the drilling rig spill response system, and the waste oil storage tank with secondary containment. | 2009-07-08 | 1014800 | 100
13736 | T1 | Grey Wolf Inc. | Grey Wolf Inc. Rig #455 | 2006 S Hwy 281 | Alice | TX | 78332 | Jim Wells | CN601355498 | Not Regulated by TCEQ | Installed a drilling mud recycling system, including shaker tanks, shale shakers, desilter, and degasser. Installed drilling rig spill response equipment, including a ram type blowout preventer, closing unit, and choke manifold system. Installed a waste oil storage tank with secondary containment. | A positive use determination of 100% for the drilling mud recycling system, the drilling rig spill response system, and the waste oil storage tank with secondary containment. | 2009-07-08 | 487800 | 100
13737 | T1 | Diamond Transport & Drilling LLC | Diamond Transport & Drilling Rig #102 | William Smith Survey, A-21 | Harrison County | TX |  | Harrison | Insufficient Information | Insufficient Information | Installed a drilling mud recycling system, including shaker tanks, shale shakers, desilter, and degasser. Installed drilling rig spill response equipment, including a ram type blowout preventer, closing unit, and choke manifold system. Installed a waste oil storage tank with secondary containment. | A positive use determination of 100% for the drilling mud recycling system, the drilling rig spill response system, and the waste oil storage tank with secondary containment. | 2009-07-08 | 650800 | 100
13738 | T1 | Western Refining, L.P. | El Paso Refinery | 6500 Trowbridge | El Paso | TX | 79905 | El Paso | CN601510191 | RN100213016 | Installed ultra low NOx burners, fuel gas filters, continuous emissions monitoring systems, and a burner management system for South Side boilers. | A positive use determination of 100% for the fuel gas filters, the continuous emission monitoring systems, and the burner management system. A positive use determination of 100% for the incremental cost difference between the cost of the previous low NOx burners and the cost of the new ultra low NOx burners. | 2009-07-08 | 1705000 | 100
13739 | T1 | Leggett & Platt, Inc. | Tarrant Interiors #0117 | 5000 S Freeway | Fort Worth | TX | 76115 | Tarrant | CN600360937 | RN102320124 | Installed a particulate collection and filtration system, including four dust collectors (assets #324737, #339370, #351663, and #351762), ductwork (asset #384908), a dust control system (asset #387071), plant automation for dust collection (assets #398588 and #398588000001), a 16-inch airlock (asset # 402722), a Nordfab air cleaning tech (asset #403571), a Disa double hopper dust collector (asset #402721), and a Twin City transfer fan dust collector (asset #402720). | A positive use determination of 100% for the particulate collection and filtration system including four dust collectors, ductwork, a dust control system, plant automation for dust collection, a 16-inch airlock, Nordfab air cleaning technology, a Disa double hopper dust collector, and a Twin City transfer fan dust collector. | 2009-07-30 | 642471.43 | 100
13740 | T1 | Essilor Laboratories Of America, Inc. | Stemmons Facility | 13515 N Stemmons Fwy | Farmers Branch | TX | 75234 | Dallas | CN601442031 | RN102842861 | Property description was unclear. | Withdrawn by applicant | 2009-09-01 | Not in database. | 100
13741 | T1 | International Specialty Products, Inc. | Gaf, Inc. | 2600 Singleton Rd | Dallas | TX | 75212 | Dallas | CN601108897 | RN100788959 | For two coater lines, installed air emission devices for volatile organic compounds and particulates, including one CECO fabric filter bank for each coater line and an electrostatic precipitator for both lines. | A positive use determination of 100% for the two CECO fabric filter banks and the electrostatic precipitator. | 2009-07-08 | 429218 | 100
13742 | T1 | International Specialty Products, Inc. | Gaf, Inc. | 2600 Singleton Rd | Dallas | TX | 75212 | Dallas | CN601108897 | RN100788959 | Installed a thermal oxidizer for volatile organic compounds from the tank farm and asphalt blow stills. | A positive use determination of 100% for the thermal oxidizer. | 2009-07-08 | 28195 | 100
13743 | T1 | Martin Resource Management Inc. | Martin Operating Partnership LP | #1 Gulf States Rd | Beaumont | TX | 77704 | Jefferson | CN601535925 | RN101609436 | Purchased nine double-hulled barges. Barge TTT 261 is used for transporting asphalt and fuel oil #6. Barges MMLP 307, 308, 311, 312, 313, 314, 315, and 316 are used for transporting sulfur. | The following property is used for 30% pollution control and is installed to meet or exceed federal or state regulations. Barges TTT 261, MMLP 307, 308, 311, 312, 313, 314, 315, and 316. | 2010-02-09 | 23775000 | 30
13744 | T1 | GMX Resources Inc | Diamond Blue Drilling Company Rig #009 | Five North Rd (6.8 Miles Southeast) | Marshall | TX | 75670 | Harrison | CN603203068 | Not Regulated by TCEQ | Installed a drilling mud recycling system, including shaker tanks, shale shakers, desilter, desander, and degasser. Installed drilling rig spill response equipment, including a ram type blowout preventers, closing unit, and choke manifold system. Installed a waste oil storage tank with secondary containment. | A positive use determination of 100% for the drilling mud recycling system, the drilling rig spill response system, and the waste oil storage tank with secondary containment. | 2009-07-08 | 511800 | 100
13745 | T2 | Trend Gathering & Treating, LP. | Teague Paques Plant | CR 640 | Teague | TX | 75860 | Freestone | CN604059063 | RN105446967 | Installed a Paques Plant, which is a package plant that includes stainless steel towers, separators, exchangers, fiberglass tanks for settler, pump, bioreactors, caustic and nutrient, solution pumps, make-up pumps, spray pumps, air blowers, pipes, fittings, valves, and packaged sulfur handling unit. | A positive use determination of 100% for the Paques Plant which includes the stainless steel towers, separators, exchangers, fiberglass tanks for settler, pump, bioreactors, caustic and nutrient solution pumps, make-up pumps, spray pumps, air blowers, pipes, fittings, valves, and packaged sulfur handling unit. | 2009-10-27 | 6505000 | 100
13746 | T1 | Formosa Utility Ventures Ltd | Formosa Utility Ventures Ltd | 201 Formosa Dr | Point Comfort | TX | 77978 | Calhoun | CN600130017 | RN100218973 | Installed a continuous emissions monitoring system (CEMS) on the stack for Gas Turbine 6. Later, upgraded the CEMS for Gas Turbines 4, 5, and 6. | A positive use determination of 100% for the project to install the continuous emission monitoring system and for the project to upgrade the continuous emission monitoring systems. | 2009-07-08 | 179732 | 100
13747 | T1 | Formosa Utility Ventures Ltd | Formosa Utility Ventures Ltd | 201 Formosa Dr | Point Comfort | TX | 77978 | Calhoun | CN600130017 | RN100218973 | Constructed two earthen berm basins for clay from raw water clarification and filtration at the facility. The basin north of the Expansion Plant Utility Raw Water Pond receives clarifier blowdown and filter backwash from the Industrial Water facility. The basin east of the Utility PC Plant Utility Raw Water Pond receives solids from the adjacent pond. | A positive use determination of 100% for the construction of the two earthen berm solids disposal basins. | 2009-07-15 | 540812 | 100
13748 | T1 | Cemex USA | 1 McKelligon Canyon | 1 Mckelligan Canyon | El Paso | TX | 79930 | El Paso | CN600493605 | RN100219435 | Installed a dust collection system for an asphalt plant. Equipment includes structure containing filters and blower ductwork. Installed a Maxam baghouse. | A positive use determination of 100% for the baghouse dust collection systems which were installed. | 2009-09-15 | 128725 | 100
13749 | T1 | Cemex USA | South Quarry | 16011 Snoquaimie | El Paso | TX | 79936 | El Paso | CN600493605 | RN100815083 | Withdrawn by applicant | Withdrawn by applicant | 2009-09-15 | 140587 | 100
13750 | T1 | Cemex USA | Planeport Plant 4 | 5500 Marshall Rd | El Paso | TX | 79930 | El Paso | CN600493605 | RN104671904 | Pond Fence: Enclosure fence installed around wastewater management unit. | Returned for failure to respond to a deficiency letter. | 2010-02-18 | Not in database. | 100
13751 | T1 | Cemex USA | Section 10/Cherrington | 2050 Cherrington | El Paso | TX | 79936 | El Paso | CN600493605 | RN104752621 | Installed a wet scrubber for use in controlling particulates in an exhaust stream. | A positive use determination of 100% for the wet scrubber. | 2009-07-27 | 8500 | 100
13752 | T1 | Cemex USA | Toro | 3125 W Paisano Dr | El Paso | TX | 79922 | El Paso | CN600493605 | RN100825934 | Replaced dust collector blower for mining process. | A positive use determination of 100% for the dust collector blower. | 2009-07-27 | 3735 | 100
13753 | T1 | Cemex USA | Stafford Ready-Mix | 4122 S Main St | Stafford | TX | 77477 | Fort Bend | CN605110501 | RN109759654 | Installed dust collector and a dust collector blower. | A positive use determination of 100% for the dust collector and the dust collector blower. | 2009-07-27 | 31742 | 100
13754 | T1 | Cemex USA | Harbor Side | 7002 Harbor Side Dr | Galveston | TX | 77554 | Galveston | CN601440662 | RN100249739 | Installed concrete secondary containment for steel fuel tank. | A positive use determination of 100% for the concrete containment structure provided for the fuel tank. | 2009-09-15 | 41062 | 100
13755 | T1 | Cemex USA | Navigation | 5303 Navigation | Houston | TX | 77011 | Harris | CN601440662 | RN100249580 | Purchased a sweeper (XXXXXX) and a water truck (XXXXXX). | A positive use determination of 100% for the purchase of sweeper XXXXXX and water truck XXXXXX. | 2009-07-30 | 215838 | 100
13756 | T1 | Cemex USA | Hockley | 17919 Kermier Ln | Hockley | TX | 77447 | Harris | CN601440662 | RN105372494 | Admixture Containment and Fuel Tank Containment: External concrete structure containing an inner steel tank. | A positive use determination of 100% for the external concrete structures that were constructed around the steel Admixture tank and the steel fuel tank. | 2009-11-05 | 53160 | 100
13757 | T1 | Cemex USA | Spring Stuebner Ready-Mix | 1115 Spring Stuebner Rd | Spring | TX | 77373 | Harris | CN602309114 | RN102738812 | Installed a dust collector system. | A positive use determination of 100% for the dust collection system. | 2009-07-30 | 28029 | 100
13758 | T1 | Cemex USA | Saums Road | 18927 Saums Rd | Houston | TX | 77084 | Harris | CN601440662 | RN102995081 | Project to clean out slurry pit. | A negative determination. This application is for a slurry pit. These pits are used to contain slurry which is used a material in the production process. | 2009-07-30 | 3900 | 100
13759 | T1 | Cemex USA | Cutten Road | 11331 Cutten Rd | Houston | TX | 77066 | Harris | CN601440662 | RN100717230 | Installed two dust collectors. | A positive use determination of 100% for the two dust collectors. | 2009-07-30 | 57559 | 100
13760 | T1 | Cemex USA | Highland | 2027 E Wallisville Rd | Houston | TX | 77066 | Harris | Insufficient Information | Insufficient Information | Installed six truck wash units. | Returned for failure to respond to a deficiency letter. | 2010-02-18 | 27764 | 100
13761 | T1 | Cemex USA | PCG Cement Terminal | 6203 Industrial Way | Houston | TX | 77011 | Harris | CN603403973 | RN101718641 | Patched the membrane liner in the settling basin. | The following property is used 100% for pollution control and is installed to meet or exceed federal or state regulations. The patch of the membrane liner in the settling basin. | 2010-02-09 | 20952 | 100
13762 | T1 | Cemex USA | Brookshire Katy | 27734 Brookshire Hwy | Katy | TX | 77494 | Waller | CN602256091 | RN102289709 | Fuel Tank Containment: External concrete structure containing an inner steel tank. | A positive use determination of 100% for the external concrete structure that was constructed around the steel fuel tank. | 2009-11-05 | 41062 | 100
13763 | T1 | Cemex USA | Norwood Quarry | 3901 Norwood Ln | Del Valle | TX | 78617 | Travis | CN601310618 | RN104315775 | Purchased a water truck (XXXXXX). | A positive use determination of 100% for the water truck (XXXXXX). | 2009-07-30 | 62039 | 100
13764 | T1 | Cemex USA | Ramirez Ready-Mix | 8900 Ramirez Ln | Austin | TX | 78742 | Travis | CN603403973 | RN102425311 | Fuel Tank Containment: External concrete structure containing an inner steel tank. | A positive use determination of 100% for the external concrete structure that was constructed around the steel fuel tank. | 2009-11-05 | 41062 | 100
13765 | T1 | Cemex USA | Round Rock Rm | 2412 Royston Ln | Round Rock | TX | 78664 | Travis | CN603403973 | RN100249754 | Installed a dust collector | A positive use determination of 100% for the dust collector. | 2009-07-30 | 28581 | 100
13766 | T1 | ATMI Materials Ltd | Burnet Chemical Plant - Post Mountain | 706 Houston Clinton Dr | Burnet | TX | 78611 | Burnet | CN600389522 | RN102924321 | Installed a scrubber and a waste storage area. | Returned for failure to respond to a deficiency letter. | 2010-01-13 | 782599 | 100
13767 | T1 | Komico Technology, Inc. | Austin Plant | 201 Michael Angelo Way | Austin | TX | 78728 | Travis | CN603543315 | RN103029310 | Installed exhaust piping. | Returned for failure to respond to a deficiency letter. | 2010-01-13 | 20145 | 100
13768 | T1 | Dte Biomass Energy, Inc. | Denton Power LLC | 1527 S Mayhill Rd | Denton | TX | 76208 | Denton | CN603327560 | RN105467930 | Installed a flare system which will be used to burn excess methane gas extracted from the landfill. | A positive use determination of 100% for the flare system. | 2009-10-27 | 37494 | 100
13769 | T1 | Takata Seat Belts | San Antonio Seat Belt Plant | 4611 Wiseman Rd | San Antonio | TX | 78251 | Bexar | CN601488513 | RN100852409 | Replaced three corroded metal process chemical tanks with polypropylene tanks. | A negative determination is issued for this application. This application for the replacement of corroded metal process tanks with polypropylene tanks. Replacement of corroded process tanks is a routine maintenance function. This is not considered to be pollution control. | 2009-10-01 | 467948 | 100
13770 | T1 | Commemorative Brands, Inc. | Commemorative Brands Austin Plant | 7211 Circle S Rd | Austin | TX | 78745 | Travis | CN600126700 | RN102413382 | No property description was provided. | Returned for failure to respond to a deficiency letter. | 2010-02-18 | Not in database. | 100
13771 | T1 | Dte Gas Resources, LLC | Coca Cola #1SW (Rrc #030463) | Joseph Henson Sur, Abst 260 | Jack County | TX |  | Jack | Insufficient Information | Insufficient Information | Use injection well for disposal of wastewater from oil and gas production, including wellbore, casing, tubing, wellhead, control valves, flowlines, tanks, and ancillary equipment. | A positive use determination of 100% for the saltwater disposal well and the ancillary equipment. | 2009-07-08 | 447244 | 100
13772 | T1 | Dte Gas Resources, LLC | Dte Swd #1 (Rrc #237943) | Hwy 199 S | Jacksboro | TX |  | Jack | Insufficient Information | Insufficient Information | Use injection well for disposal of wastewater from oil and gas production, including wellbore, casing, tubing, wellhead, control valves, flowlines, tanks, and ancillary equipment. | A positive use determination of 100% for the saltwater disposal well and the ancillary equipment. | 2009-07-01 | 384667 | 100
13773 | T1 | Permian Mud Service Inc. | Corsicana Technologies Inc. | 2733 Hwy 31 | Corsicana | TX | 75110 | Navarro | CN600442883 | RN100756287 | Installed scrubber and piping for the control of emissions from the reactor vent gas stream. | A positive use determination of 100% for the scrubber and piping installed to control emissions from the reactor vent gas stream. | 2009-07-29 | 97815 | 100
13774 | T1 | Martin Midstream Partners LP | Martin O P-Spindletop Pipeline Terminal | 6030 Martin Luther King Jr Pkwy | Beaumont | TX | 77705 | Jefferson | CN601535925 | RN107034431 | Installed stormwater retention pond. Installed containment dike around gasoline storage tank. | A positive use determination of 100% for the stormwater retention pond and for the containment dike installed around the gasoline storage tank. | 2009-07-01 | 451560 | 100
13775 | T1 | Martin Midstream Partners LP | Martin O P-Spindletop Pipeline Terminal | 6030 Martin Luther King Jr Pkwy | Beaumont | TX | 77705 | Jefferson | CN601535925 | RN107034431 | Installed flare to control vented emissions from gasoline storage tank. Installed internal floating roof in gasoline storage tank. | A positive use determination of 100% for the flare and the internal floating roof installed in the storage tank. | 2009-07-29 | 782487 | 100
13776 | T1 | Martin Midstream Partners LP | Martin O P-Neches Plant | #1 Gulf States Rd | Beaumont | TX | 77704 | Jefferson | CN601535925 | RN101609436 | Pre-positioned spill response boat named the Rubenator I. | A positive use determination of 100% for the spill response boat Rubenator I. | 2009-07-30 | 44922 | 100
13777 | T1 | Martin Midstream Partners LP | Martin O P-Neches Plant | #1 Gulf States Rd | Beaumont | TX | 77704 | Jefferson | CN601535925 | RN101609436 | Installed two centrifugal pumps for wastewater. Installed a steam condensate reclaim system. Installed a wastewater treatment module, pumps, and piping Installed a wastewater neutralization tank. Installed an automatic tank gauging system. | A positive use determination for 100% for the two centrifugal pumps, the wastewater treatment module, the pumps, the piping, the wastewater neutralization tank, and the automatic tank gauging system. A negative determination for the steam condensate reclaim system which is considered to be production equipment. | 2009-07-30 | 301231 | 100
13778 | T1 | Martin Midstream Partners LP | Martin O P-Neches Plant | #1 Gulf States Rd | Beaumont | TX | 77704 | Jefferson | CN602894560 | RN101609436 | Installed a mist elimination system. Installed an ammonia exhaust gas scrubber. Installed an ammonia leak sensor for water chiller. | A positive use determination of 100% for the mist elimination system, the ammonia exhaust gas scrubber, and the ammonia leak sensor for the water chiller. | 2009-07-30 | 149935 | 100
13779 | T1 | Martin Midstream Partners LP | Stanolind Terminal | #10 Sulfur Plant Rd | Beaumont | TX | 77703 | Jefferson | CN602894560 | RN102605136 | Paved approximately 20,000 square feet of plant roadways. Installed coolers to protect sulfuric acid tanks from corrosion. Installed anodes to protect the coolers from corrosion. Installed a concrete pad as secondary containment for the storage of sulfuric acid contained in drums. Installed containment equipment used for the controlling of spills during truck loadout. | A positive use determination of 100% for the project to pave approximately 20,000 square feet of plant roadways, the project that installed a concrete pad as secondary containment for the sulfuric acid drum storage area, and the project that installed spill containment equipment at the truck loadout area. A negative determination for the coolers installed to protect sulfuric acid tanks from corrosion and for the anodes installed to protect the coolers from corrosion. These items are considered to part of these tanks primary control system. | 2009-11-05 | 198189 | 100
13780 | T1 | Martin Transport Inc. | Martin Transport Inc. | 502 Flato Rd | Corpus Christi | TX | 78405 | Nueces | CN600983118 | RN103179214 | Installed flare system for controlling emissions from truck washing, including flare stack, blowers, drum, burner, and burner tip. Installed a Robinair R-134A refrigerant recovery unit to recycle refrigerant from trucks. | A positive use determination of 100% for the flare system. A positive use determination of 50% for the Robinair R-134A Refrigerant Recovery Unit. | 2009-08-10 | 51945 | 100
13781 | T1 | Encana Oil & Gas USA Inc. | Ridge Amine Plant, Amoruso Central Facil | Grassy Lake Rd | Marquez | TX | 77865 | Robertson | CN601451149 | RN105359251 | Installed concrete containment for fuel storage tanks. Installed plastic containment for glycol and lube oil storage tanks. Installed metal containment for diesel and gasoline storage tanks, hydrocarbon contaminated production water storage tanks, Sulfaguard Hydrogen Sulfide (H2S) scavenger storage tanks, and methyldiethanolamine (MDEA) and slop oil storage tanks. | A positive use determination of 100% for the concrete containment installed for fuel storage tanks; the plastic containment installed for the glycol and lube oil storage tanks; and the metal containment installed for the diesel and gasoline storage tanks, the hydrocarbon contaminated production water storage tanks, the Sulfaguard H2S scavenger storage tanks, and the MDEA and slop oil storage tanks. | 2009-09-30 | 30574 | 100
13782 | T1 | Encana Oil & Gas USA Inc. | Ridge Amine Plant, Amoruso Central Facil | Grassy Lake Rd | Marquez | TX | 77865 | Robertson | CN601451149 | RN105359251 | Paved approximately 284,000 square feet with gravel. | A negative determination is issued for this application. Gravel paving is not considered to be pollution control property. | 2009-09-22 | 202000 | 100
13783 | T1 | Total Petrochemicals, Inc. | Port Arthur Refinery | Hwy 366 @ 32Nd St | Port Arthur | TX | 77642 | Jefferson | CN600582399 | RN102457520 | Installed vapor relief and collection system to capture and route air contaminants to flare recovery and North Flare system. | A positive use determination of 100% for the vapor relief and collection system. | 2009-07-15 | 638000 | 100
13784 | T1 | Total Petrochemicals, Inc. | Port Arthur Refinery | Hwy 366 @ 32Nd St | Port Arthur | TX | 77642 | Jefferson | CN600582399 | RN102457520 | Installed vapor relief and collection system to capture and route air contaminants to flare recovery and South Flare system, which includes flare tip, piping, and drums. | A positive use determination of 100% for the vapor relief and collection system. | 2009-07-15 | 2600000 | 100
13785 | T1 | Age Refining, Inc. | San Antonio Refinery | 7811 S Presa St | San Antonio | TX | 78223 | Bexar | CN602695066 | RN101485183 | Installed a closed loop vapor recovery system at the truck loading rack. Captured vapors are sent to Flare F-701. | A positive use determination of 100% for the closed loop vapor recovery system installed at the truck loading rack. | 2009-07-27 | 22838 | 100
13786 | T1 | Age Refining, Inc. | San Antonio Refinery | 7811 S Presa St | San Antonio | TX | 78223 | Bexar | CN602695066 | RN101485183 | Installed a flare system for use in controlling truck loading emissions at the Elmendorf fuel depot. | A positive use determination of 100% for the Elmendorf fuel depot flare. | 2009-08-18 | 89952 | 100
13787 | T1 | Age Refining, Inc. | San Antonio Refinery | 7811 S Presa St | San Antonio | TX | 78223 | Bexar | CN602695066 | RN101485183 | Connected the emergency release system to the flare system. | A positive use determination of 100% for the connection of the emergency release system to the flare. | 2009-08-18 | 26222 | 100
13788 | T1 | Age Refining, Inc. | San Antonio Refinery | 7811 S Presa St | San Antonio | TX | 78223 | Bexar | CN602695066 | RN101485183 | Replaced the sumps at Jet Tanks 96/97, the south end of Tank Farm 100 and one south of Tank 409. Equipment included the sumps, pumps, electrical, piping, and miscellaneous materials | A positive use determination of 100% for the project to replace the four sumps and associated equipment including pumps, electrical, piping, and miscellaneous materials | 2009-07-27 | 12154 | 100
13789 | T1 | Age Refining, Inc. | San Antonio Refinery | 7811 S Presa St | San Antonio | TX | 78223 | Bexar | CN602695066 | RN101485183 | Installed a new double seal on internal floating roof tank 408. | A positive use determination of 100% for the project to install a new double seal in floating roof tank 408. | 2009-08-18 | 27000 | 100
13790 | T1 | Age Refining, Inc. | San Antonio Refinery | 7811 S Presa St | San Antonio | TX | 78223 | Bexar | CN602695066 | RN101485183 | Installed high level alarms in crude tanks 401, 404, 406, and 408. | A positive use determination of 100% for the project to install high level alarms in crude tanks 401, 404, 406, and 408. | 2009-08-18 | 66134 | 100
13791 | T1 | Hanson Brick East LLC | Elgin 2 Brick Plant | 506 Hwy 290 E | Elgin | TX | 78621 | Bastrop | CN604233577 | RN100212034 | Installed a Dry Lime Injection Fabric Filter Control Device for the Plant 2 Kiln. | A positive use determination of 100% for the Dry Lime Injection Fabric Filter Control Device for the Plant 2 Kiln. | 2009-07-30 | 1517392 | 100
13792 | T2 | Seadrift Coke LP | Seadrift Coke | 8618 Hwy 185 N | Port Lavaca | TX | 77979 | Calhoun | CN600129340 | RN102147055 | Replaced natural gas-fired compressor engines with electric motors. Replaced existing anti-foam tank with a closed fixed roof tank. | A positive use determination of 100% for the incremental cost difference between the cost of the gas-fired compressor motors and the cost of the new electric compressor motors. A positive use determination of 100% for the project to replace the anti-foam tank. | 2009-06-25 | 201995 | 100
13793 | T1 | Valero Refining Texas L.P. | Houston Refinery | 9701 Manchester | Houston | TX |  | Harris | CN600127468 | RN105070981 | Installed a flare gas recovery system consisting of piping tie-ins from the three flares to a common suction line to the compressor station; one common knock-out drum (30FA-8011) and pumps on suction line; three 700 hp Nash two-stage liquid ring compressors (30-CO-2929, 2930, 2931); three air cooled condensers (30EC-8001A/B/C); one separator drum (30FA-8014), three separator overhead coolers (30 EA-8001A/B/C); one common amine contractor feed knock-out drum (30FA-8019); one common lean amine heater (30-EA-8004); one common lean amine absorber (30-FA-8018); one common amine absorber overhead knock-out drum (30FA-8012) and pumps. | A positive use determination of 100% for the flare gas recovery system. | 2009-08-07 | 22343192 | 100
13794 | T1 | Valero Refining Texas L.P. | Valero Texas City Refinery | 1301 Loop 197 S | Texas City | TX | 77590 | Galveston | CN600127468 | RN100238385 | Installed a flare gas recovery system consisting of piping tie-ins from the five flares to a common suction line to the compressor station; a common knock-out drum (3 total) and pumps on suction line; two 600 hp dual-stage liquid ring compressors; one complete spare compressor; three air cooled condensers; three separator drums; three separator overhead coolers; one common amine contractor feed knock-out drum; one common lean amine heater (30-EA-8004); one common lean amine absorber ; and one common amine absorber overhead knock-out drum and pumps. | A positive use determination of 100% for the flare gas recovery system. | 2009-08-07 | 22343192 | 100
13795 | T1 | Oak Farms Dairy | Oak Farms Dairy | 3417 Leeland | Houston | TX | 77003 | Harris | CN600307540 | RN100707306 | Pollution control associated with the Caustic Bulk Tank Project consists of the installation of a containment wall and a collection pit. | A positive use determination of 100% for the containment wall and collection pit. | 2009-10-01 | 187222 | 100
13796 | T1 | Sequa Corporation - Precoat Metals | Precoat Metals | 16402 Jacintoport Blvd | Houston | TX | 77015 | Harris | CN602858490 | RN100217926 | Installed a thermal oxidizer for use in controlling solvent emissions from the curing ovens. | A positive use determination of 100% for the thermal oxidizer. | 2009-08-18 | 118664 | 100
13797 | T1 | Sartomer Inc. | Sartomer Resin Mfg Plant | 17335 Wallisville Rd | Houston | TX |  | Harris | CN600590046 | RN102342813 | Installed a new dust collector for the packaging area. | A positive use determination of 100% for the new packaging area dust collector. | 2010-03-31 | 240975 | 100
13798 | T1 | Sartomer Inc. | Sartomer Resin Mfg Plant | 17335 Wallisville Rd | Houston | TX |  | Harris | CN600590046 | RN102342813 | Upgraded the wastewater blower with different material. | A positive use determination of 100% for the project to upgrade the wastewater blower. | 2009-10-14 | 13855 | 100
13799 | T1 | Sartomer Inc. | Sartomer Resin Mfg Plant | 17335 Wallisville Rd | Houston | TX |  | Harris | CN600590046 | RN102342813 | Replaced old Solvent Condenser (E-303) Heat Exchanger with similar size to improve effectiveness. | A negative determination is issued for this application. Heat exchangers used for product recovery are not eligible for a positive use determination. | 2010-02-09 | 22172 | 100
13800 | T1 | Sartomer Inc. | Sartomer Resin Mfg Plant | 17335 Wallisville Rd | Houston | TX |  | Harris | CN600590046 | RN102342813 | Energy saving project to replace 12 year old air compressor. The new compressor are variable frequency drives and energy efficient. Compressor supplies air to operate the pollution control monitoring equipment. | Returned for failure to respond to a deficiency letter. | 2010-04-01 | 110233 | 100
13801 | T1 | Sartomer Inc. | Sartomer Resin Mfg Plant | 17335 Wallisville Rd | Houston | TX |  | Harris | CN600590046 | RN102342813 | Replaced the old packing in the cooling tower exchanger in order to increase efficiency. | A negative determination is issued for the project to re-pack the cooling tower heat exchanger. This property is considered to be production equipment. | 2009-08-18 | 27686 | 100
13802 | T1 | Sartomer Inc. | 8280 Sheldon Rd Plant Wcv2 | 8280 Sheldon Rd | Channelview | TX | 77049 | Harris | CN600590046 | RN103066379 | Installed stormwater containment for the Poly-Butadiene (Poly-Bd) process unit, including dikes and pumps. | A positive use determination of 100% for the stormwater containment system, including diking and pumps, installed for the Poly-Butadiene (Poly-Bd) process unit. | 2009-09-15 | 560738 | 100
13803 | T1 | Sartomer Inc. | 8280 Sheldon Rd Plant Wcv2 | 8280 Sheldon Rd | Channelview | TX | 77049 | Harris | CN600590046 | RN103066379 | Installed stormwater containment for the Styrene Maleic Anhydrate (SMA) process unit, including dikes and a pump. | A positive use determination of 100% for the stormwater containment system, including diking and pumps, installed for the Styrene Maleic Anhydrate (SMA) process unit. | 2009-09-22 | 560738 | 100
13804 | T1 | Sartomer Inc. | 8280 Sheldon Rd Plant Wcv2 | 8280 Sheldon Rd | Channelview | TX | 77049 | Harris | CN600590046 | RN103066379 | Project to install a piping network in the Poly-Butadiene process unit that will be used for the capture and control of HRVOCs during maintenance cleaning activities. | A positive use determination of 100% for the project to install a piping network in the Poly-Butadiene process unit that will be used for the capture and control of HRVOCs during maintenance cleaning activities. | 2009-10-08 | 863543 | 100
13805 | T1 | Sartomer Inc. | 8280 Sheldon Rd Plant Wcv2 | 8280 Sheldon Rd | Channelview | TX | 77049 | Harris | CN600590046 | RN103066379 | Sartomer Styrene Maleic Anhydride unit's contribution to the project to construct a new wastewater above-ground biological treatment facility. | A positive use determination of 100% for the Styrene Maleic Anhydride unit's contribution to the project to construct a new wastewater above-ground biological treatment facility. | 2009-12-09 | 1375000 | 100
13806 | T1 | Sartomer Inc. | 8280 Sheldon Rd Plant Wcv2 | 8280 Sheldon Rd | Channelview | TX | 77049 | Harris | CN600590046 | RN103066379 | Sartomer Poly-Butadiene (Poly-Bd) process unit's contribution to the project to construct a new wastewater above-ground biological treatment facility. | A positive use determination of 100% for the Poly-Butadiene (Poly-Bd) process unit's contribution to the project to construct a new wastewater above-ground biological treatment facility. | 2009-12-09 | 1375000 | 100
13807 | T1 | Sartomer Inc. | 8280 Sheldon Rd Plant Wcv2 | 8280 Sheldon Rd | Channelview | TX | 77049 | Harris | CN600590046 | RN103066379 | Installed a flare gas sampling system in order to control highly reactive volatile organic compounds (HRVOC) released in the Poly-Butadiene (PolyBd). | A positive use determination of 100% for the flare gas sampling system. | 2009-09-22 | 3778 | 100
13808 | T1 | Sartomer Inc. | 8280 Sheldon Rd Plant Wcv2 | 8280 Sheldon Rd | Channelview | TX | 77049 | Harris | CN600590046 | RN103066379 | Project to install Azeotrope Column Bottoms Cooler. This equipment increases the cooling efficiency of the column bottoms flow which reduces emissions related to vapor loss. | Withdrawn by applicant | 2010-01-13 | 6572 | 100
13809 | T1 | Sartomer Inc. | 8280 Sheldon Rd Plant Wcv2 | 8280 Sheldon Rd | Channelview | TX | 77049 | Harris | CN600590046 | RN103066379 | Project to connect the vent from D-2805 to the flare system to control emissions. | A positive use determination of 100% for the project to install a vent line between D-2805 and the flare system. | 2009-08-18 | 11691 | 100
13810 | T1 | Sartomer Inc. | Sartomer Inc. Goodyear Plant | 11455 Ih 10 | Beaumont | TX | 77705 | Jefferson | CN600590046 | RN104751169 | Project to replace and upgrade flare knockout drum 7F3230. | A positive use determination of 100% for the project to replace and upgrade flare knockout drum 7F3230. | 2009-08-18 | 59665 | 100
13811 | T1 | Sartomer Inc. | Sartomer Inc. Goodyear Plant | 11455 Ih 10 | Beaumont | TX | 77705 | Jefferson | CN600590046 | RN104751169 | Installed a liquid/liquid extraction system which will be used to remove sulfur from a co-product. | A negative determination is issued for this application. This project removes sulfur from a co-product. The co-product is sold to others who use it to produce liquid fuels. When these fuels are burned less SOx is produced. This property is not eligible for a positive use determination for the following reasons. 1. Product improvement is not pollution control. 2. There is no environmental benefit at the site. The environmental benefit occurs when the fuel is combusted. 3. There is not an adopted environmental regulation which requires this company to remove sulfur from this co-product. | 2009-09-22 | Not in database. | 100
13812 | T1 | Sartomer Inc. | Sartomer Inc. Goodyear Plant | 11455 Ih 10 | Beaumont | TX | 77705 | Jefferson | CN600590046 | RN104751169 | Purchased spare valves which will be used as pressure relief valves. | Withdrawn by applicant | 2010-04-17 | 46717 | 100
13813 | T1 | Sartomer Inc. | Sartomer Inc. Goodyear Plant | 11455 Ih 10 | Beaumont | TX | 77705 | Jefferson | CN600590046 | RN104751169 | Upgraded the drain piping between the Horseshoe Ponds which contain wastewater and the wastewater treatment system. | A positive use determination of 100% for the project to upgrade the drain piping between the Horseshoe Ponds, which contain wastewater, and the wastewater treatment system. | 2009-10-14 | 29000 | 100
13814 | T1 | Sartomer Inc. | Sartomer Inc. Goodyear Plant | 11455 Ih 10 | Beaumont | TX | 77705 | Jefferson | CN600590046 | RN104751169 | Replaced and upgraded the propane line. Propane is used as a refrigerant to cool production and control equipment. | A negative determination is issued for this application. Replacement of deteriorating production piping is considered to be plant maintenance and not pollution control. | 2009-09-22 | 1000000 | 100
13815 | T1 | Degussa Engineered Carbons LP | Borger Plant | Hwy 1559 | Borger | TX | 79007 | Hutchinson | Insufficient Information | Insufficient Information | A wastewater recycling system was installed to allow the reuse of cooling water blowdown and boiler blow down water from the K-1 holding pond. The system consists of storage tanks, pumps, piping, insulation and instrumentation to collect and store the wastewater for reuse. Approximately 75,000 gallons per day are recycled and reduces the overall plant demand for fresh water. This system also reduces the amount of wastewater that is sent to the K-2 evaporation pond. | The following property is used for pollution control and is installed to meet or exceed federal or state regulations. Wastewater recycling system consisting of storage tanks, pumps, piping, insulation and instrumentation. | 2010-03-10 | 141519 | 100
13816 | T1 | Degussa Engineered Carbons LP | Orange Plant | 1513 Echo Rd | Orange | TX | 77632 | Orange | CN600358204 | RN100209386 | Installed three high efficiency tangential entry pulse jet bag filter houses on the two dryer exhausts for Carbon Black Unit #1 and on the dryer exhaust on Carbon Black Unit #4 as replacements for older bag houses. Replaced plenum used to convey exhaust tail gas to the emergency burner on the incinerator. Upgraded burner controls by replacing the burner, the thermocouples and the tail gas valves and louvers for the incinerator. Replaced incinerator stack with upgraded materials. Four PCME-DT990 particulate monitoring systems were installed on the dryer stacks to detect carbon black leaks if a dryer drum fails. | A positive use determination of 100% for the projects that installed three high efficiency tangential entry pulse jet bag filter houses on the two dryer exhausts for Carbon Black Unit #1 and on the dryer exhaust on Carbon Black Unit #4; that replaced the plenum used to convey exhaust tail gas to the emergency burner on the incinerator; that upgraded burner controls by replacing the burner, the thermocouples and the tail gas valves and louvers; that replaced the incinerator stack with upgraded materials; and for the four PCME-DT990 particulate monitoring systems that were installed on the dryer stacks. | 2009-10-01 | 1637527 | 100
13817 | T1 | Formosa Plastics Corporation America | Formosa Plastics Corporation America | 201 Formosa Dr | Point Comfort | TX | 77978 | Calhoun | CN600130017 | RN100218973 | For the Ethylene Dichloride (EDC) Facility: Installed Incinerators to control vent gas streams. Installed Scrubbers to remove residual hydrogen chloride from exhaust gas. Installed Absorbers to remove hydrogen chloride and chlorine from exhaust gas. Installed Wastewater Steam Stripper to remove volatile organic compounds (VOCs) from wastewater. Installed a continuous emissions monitoring system (CEMS) on the stack. Installed gas chromatographs to monitor the level of VOCs in water sent to the three cooling towers. Installed a dry waste gas system to route vent gases to the Incinerator. Installed Wastewater Venting System to route vent gases from the wastewater collection and stripping system to the Incinerator. Installed Incinerator Waste Gas System to route waste gases from the Incinerator area into the Incinerator system. Installed Wet Waste Gas System to route waste gases to the Incinerator system. Installed a 5,655-gallon tank (Wastewater Tank DV-252) to hold wastewater prior to transfer to the Combined Water Treatment Plant. Installed two 2,155-gallon aboveground tanks (Wastewater Blowdown Tanks DT-253 A and B) to hold wastewater blow down prior to transfer to Wastewater Tank DV-252. Installed pumps and piping for the collection and movement of wastewater. Performed replacement and repairs to the stormwater collection system, including process area paving, collection trenches, sumps, pumps, and tanks. | A positive use determination of 100% for the incinerators, scrubbers, absorbers, wastewater steam stripper, CEMS, the gas chromatograph, the dry waste gas and the wet waste gas collection systems, the wastewater venting system, the 5,655-gallon wastewater tank, the two 2,155-gallon wastewater blowdown tanks, pumps and piping installed for the collection and transfer of wastewater, and the replacement and repairs made to the stormwater collection system. | 2009-07-30 | 3456644 | 100
13818 | T1 | Geep Texas LLC/E-Waste Solutions Inc. | GEEP Texas, LLC | 2501 N Great Southwest Pkwy | Grand Prairie | TX | 75050 | Tarrant | CN603394214 | RN105598171 | Installed dust collector with baghouse. | Withdrawn by applicant | 2009-09-22 | Not in database. | 100
13819 | T1 | Schumacher Co., Inc. | Schumacher Co., Inc. | 5610 Polk | Houston | TX | 77023 | Harris | CN603166851 | RN100917970 | Installed Lanco filter press to separate metal hydroxide from treated rise water. | A positive use determination of 100% for the Lanco filter press. | 2009-08-18 | 24900 | 100
13820 | T1 | US Bancorp | Kelly Air Force Base | 301 Industrial Park Blvd | San Antonio | TX | 78226 | Bexar | Not Regulated by TCEQ | None Assigned | Not listed. | Withdrawn/Returned | 2009-07-01 | Not in database. | 100
13821 | T1 | Gainsborough Corporation | Gainsborough Waste And Texas Outhouse | 5200 Egbert St | Houston | TX | 77007 | Harris | CN601478282 | RN102977444 | Repaired floor of concrete pit (tipping floor) for receiving and processing solid waste. Installed asphalt pavement on facility roads. Installed perimeter fencing to catch wind-blown waste. Installed Sumps A and D and Sump Tanks A and B outside to catch and hold contaminated process and storm water. | The following property is used 100% for pollution control and is installed to meet or exceed federal or state regulations. The concrete tipping floor, asphalt pavement, Sumps A and D, and Sump Tanks A and B. The following property is not used for pollution control and was not installed to meet or exceed federal or state regulations. The perimeter fencing. | 2010-03-11 | 64774 | 100
13822 | T1 | Gainsborough Corporation | Gainsborough Waste And Texas Outhouse | 5200 Egbert St | Houston | TX | 77007 | Harris | CN601478282 | RN102977444 | Installed Maintenance Bay Building 1 for servicing portable toilets. Inside the building, installed Sump B and the Wastewater Recycling Station for water used to clean the toilets, as well as Spill Kit 1. | A negative determination is issued for this application. The applicant did not list any adopted environmental regulations which required the installation or use of any of the property listed on this application. | 2010-01-14 | 68409 | 100
13823 | T1 | Gainsborough Corporation | Gainsborough Waste And Texas Outhouse | 5200 Egbert St | Houston | TX | 77007 | Harris | CN601478282 | RN102977444 | Installed Maintenance Bay Building 2 for storing and washing portable toilets and contaminated equipment. Inside the building, installed Spill Kit 2 and Sump C for water used to clean the toilets and equipment. | Returned for failure to respond to a deficiency letter. | 2009-11-05 | 22400 | 100
13824 | T1 | Gainsborough Corporation | Gainsborough Waste And Texas Outhouse | 5200 Egbert St | Houston | TX | 77007 | Harris | CN601478282 | RN102977444 | Use three track hoes (A86182, A87289, and 15414) and three skid steers (A80437, A7058, and JAF0194344) to process and move sold wastes at transfer station. | A negative determination. The equipment included on this application is all equipment which is used as part of the commercial waste management aspect at this facility. | 2009-07-30 | 409894.93 | 100
13825 | T1 | Gainsborough Corporation | Gainsborough Waste And Texas Outhouse | 5200 Egbert St | Houston | TX | 77007 | Harris | CN601478282 | RN102977444 | Purchased a dedicated Waldon street sweeper for use in controlling dust and debris at site. | A positive use determination of 100% for the Waldon street sweeper. | 2009-10-27 | 29907.5 | 100
13826 | T2 | Diamond Shamrock Refining Company, LP | McKee Refinery | 6701 FM 119 | Sunray | TX |  | Moore | CN600124861 | RN100210517 | Replaced gas-fired engines on two compressors with new electric motors. | A positive use determination of 100% for the cost difference between the two new electric driver compressor engines and the standard fuel-powered compressor motor of similar horse power. | 2009-10-08 | 1420000 | 100
13827 | T1 | Diamond Shamrock Refining Company, LP | McKee Refinery | 6701 FM 119 | Sunray | TX |  | Moore | CN600124861 | RN100210517 | Installed new vent gas scrubber system using hydrogen sulfide (H2S) Scavenger technology for the wastewater treatment plant, including two booster blowers, one common knock-out drum and pumps, two H2S Scavenger vessels, and one continuous emissions monitor. Installed a new main refinery flare as emergency back-up, including a 42-inch diameter flare stack 225 feet tall with a 42-inch steam assisted flare tip, a new knock-out drum and pumps, 42-inch flare header piping, an infrared flare-pilot monitoring system, and piping and instrumentation. | A positive use determination of 100% for the vent gas scrubber system and the emergency flare system. | 2009-08-07 | 17781780 | 100
13828 | T1 | Ethanol Acquisitions LLC | Ethanol Acquisitions LLC | 4300 CR 8 | Hereford | TX | 79045 | Deaf Smith | CN603012766 | RN105348700 | For catching spills, installed trench drains and sumps inside the utility building, sumps outdoors (including two sump pumps), and a sump in the lime sorbent mixing building (including sump pump). Installed one blowdown separator tank for package boilers and two steam condensate tanks and piping for biomass and package boilers. Material collected in the sumps is sent to the wastewater treatment plant for proper treatment. | A positive use determination of 100% for the trench drains and sumps within the utility building, the outdoor sumps (including two sump pumps), the sump in the lime sorbent mixing building, the blowdown separator for the package blowers, the two steam condensate tanks, and the associated piping. | 2009-08-18 | 273800 | 100
13829 | T1 | Ethanol Acquisitions LLC | Ethanol Acquisitions LLC | 4300 CR 8 | Hereford | TX | 79045 | Deaf Smith | CN603012766 | RN105348700 | Installed caustic waste storage tank, including a tank with agitator and a pump. Installed catch basins and sumps for spills from railcar and truck loading. Installed a sump for spills during chemical unloading. Installed trench drains and sumps for spills during ethanol production, including concrete trenches, metal gratings, and sump pumps. Installed concrete walls and basin as secondary containment for chemical storage tanks. Installed concrete curbing as secondary containment for process equipment and vessels. Installed plastic-lined dike and plastic liner as secondary containment for ethanol and additive storage tanks | A positive use determination of 100% for the caustic waste storage tank including the agitator and the pump; the catch basins and sumps installed for railcar and truck loading, and for chemical unloading; the trench drains and sumps, including concrete trenches, metal gratings, and sump pumps; the concrete walls and basin installed as secondary containment for chemical storage tanks; the concrete curbing installed as secondary containment for process equipment and vessels; and the plastic-lined dike and plastic liner installed as secondary containment for ethanol and additive storage tanks. | 2009-10-05 | 2167000 | 100
13830 | T1 | Ethanol Acquisitions LLC | Ethanol Acquisitions LLC | 4300 CR 8 | Hereford | TX | 79045 | Deaf Smith | CN603012766 | RN105348700 | Installed a dust collection system for unloading and transferring grain, including a baghouse, blowers, piping, and an explosion suppression system. Installed a dust collection system for grain milling, including four baghouses, blowers, piping, and an explosion suppression system. Installed a dust collection system for transferring milled grain, including a baghouse, blowers, piping, and an explosion suppression system. Installed a water spray dust suppression system for fugitive dust from grain milling. | A positive use determination of 100% for the dust collection systems consisting of baghouses, blowers, and piping; and the water spray dust suppression system installed to control particulate from grain milling. A negative determination for the explosion suppression systems. This equipment is regulated under OSHA and is considered to be worker safety equipment and not pollution control property. | 2009-10-14 | 1080000 | 100
13831 | T1 | Ethanol Acquisitions LLC | Ethanol Acquisitions LLC | 4300 CR 8 | Hereford | TX | 79045 | Deaf Smith | CN603012766 | RN105348700 | Installed a demister cartridge on each of three evaporators. Installed regenerative thermal oxidizer (RTO) to treat volatile organic compounds (VOCs) in waste gases from ethanol production and wastewater treatment. Installed a flare for vent gases from the ethanol loadout equipment, including flare stack, blowers, drum, burner, and burner tip. Installed a flare system for waste gases from wastewater, including a wet scrubber (to remove gases), a flare stack, blowers, a drum, a burner, and a burner tip. Installed vent piping to route waste gases from stillage wastes to the RTO system. Installed internal floating roofs on storage tanks for pure ethanol, denatured ethanol, off-specification ethanol, and gasoline denaturant, including pontoons. Installed welded pipe joints (both stainless and carbon steel) for VOC service. Installed fume hood for chemical reactions in testing laboratory. Fans and piping used to route vent gases to wet scrubber, the flare or the regenerative thermal oxidizer. Vapor recovery system at rail loadout. | A positive use determination of 100% for the three demister cartridges for the three evaporators; the regenerative thermal oxidizer; the flare systems including the flare stacks, blowers, drums, burners, burner tips, and the wet scrubber; the fans and vent piping installed to route waste gases to the RTO system, the wet scrubber, and the flares; the internal floating roofs, including the pontoons, installed on the storage tanks for pure ethanol, denatured ethanol, off-specification ethanol, and gasoline denaturant; and the vapor recovery system at installed at rail loadout which routes vapors to the ethanol flare. A positive use determination of 100% of the incremental cost difference between the cost of using threaded pipe joints and the cost of using welded pipe joints on the stainless and carbon steel pipes in VOC service. A negative determination for the filtered fume hood, blower and filter installed in the ethanol testing laboratory. This equipment is considered to be worker safety equipment and is not eligible for a positive use determination. | 2010-01-29 | 5708700 | 100
13832 | T1 | Cemex USA | Mckelligan Canyon | 1 Mckelligan Canyon | El Paso | TX | 79930 | El Paso | CN600493605 | RN100219435 | Purchased three water trucks (4W0046, 4W0047, and 4W0048) and a sweeper (490011) for dust control in the yard. Installed a dust silo with rotary air lock which places the dust back into the drum. | A positive use determination for water trucks (4W0046, 4W0047, and 4W0048) and sweeper (490011). A negative determination for the dust silo with rotary air lock which recovers dust and places it back into the system. | 2009-09-22 | 259031 | 100
13833 | T1 | Cemex USA | Planeport Plant 4 | 5500 Marshall Rd | El Paso | TX | 79930 | El Paso | CN600493605 | RN104671904 | Service Truck XXXXXX is a street sweeper that is used to control dust on facility roads. Installed a Planeport Washrack which is used as a truck wash. The system recycles wash water for reuse. | A positive use determination for Service Truck XXXXXX and for the Planeport Washrack. | 2009-10-14 | 33221 | 100
13834 | T1 | Cemex USA | Section 10/Cherrington | 2050 Cherrington | El Paso | TX | 79936 | El Paso | CN600493605 | RN104752621 | The applicant withdrew the only piece of property listed on the application. Return the application to the applicant. | Withdrawn by applicant | 2009-09-15 | 10500 | 100
13835 | T1 | Freescale Semiconductor Inc | Austin Technology And Manufacturing Cent | 3501 Ed Bluestein Blvd | Austin | TX | 78727 | Travis | CN602689218 | RN100843747 | Installed a collection system for ethylene glycol waste from semiconductor etch processes, including tanks, pipes, pumps, secondary containment, level sensors, and leak detection. Installed a collection system for used phosphoric acid from semiconductor etch processes, including tanks, pipes, pumps, secondary containment, level sensors, and leak detection. | A positive use determination of 100% for the Ethylene Glycol Waste Segregation System and the Phosphoric Acid Waste Segregation System. | 2009-08-18 | 146921 | 100
13836 | T1 | Kaneka Texas Corporation | Kaneka Texas Corp Pasadena Plant | 5757 Underwood | Pasadena | TX | 77507 | Harris | CN603361049 | RN100575224 | CPVC USA (CU) Plant Waste Gas Venturi Scrubber: Used to collect particulate and HCl emissions. | A positive use determination of 100% for the Waste Gas Venturi Scrubber: | 2009-09-30 | 661422 | 100
13837 | T1 | Kaneka Texas Corporation | Kaneka Texas Corp Pasadena Plant | 5757 Underwood | Pasadena | TX | 77507 | Harris | CN603361049 | RN100575224 | Installed CPVC USA (CU) Plant Decomposition Tank.. The vessel is used to control chlorine vapors from the reactors. | A positive use determination of 100% for the Decomposition Tank installed in the CU Plant. | 2009-09-30 | 303268 | 100
13838 | T1 | Kaneka Texas Corporation | Kaneka Texas Corp Pasadena Plant | 5757 Underwood | Pasadena | TX | 77507 | Harris | CN603361049 | RN100575224 | CPVC USA (CU) Plant Diluted NaOH Tank: Installed tank to store sodium hydroxide solution for use in scrubbers. | A positive use determination of 100% for the Diluted NaOH Tank installed at the CU Plant. | 2009-09-30 | 89334 | 100
13839 | T1 | Kaneka Texas Corporation | Kaneka Texas Corp Pasadena Plant | 5757 Underwood | Pasadena | TX | 77507 | Harris | CN603361049 | RN100575224 | CPVC USA (CU) Plant: Installed a sodium hydroxide solution (NaOH) Receiving Tank which will be used to contain caustic solution used in the treatment process. | A positive use determination of 100% for the CU Plant NaOH Receiving Tank. | 2009-10-01 | 81963 | 100
13840 | T1 | Kaneka Texas Corporation | Kaneka Texas Corp Pasadena Plant | 5757 Underwood | Pasadena | TX | 77507 | Harris | CN603361049 | RN100575224 | Installed a bag filter (T-C601) in the CPVC USA (CU) Plant. | A positive use determination of 100% for Bag Filter T-C601. | 2009-09-30 | 50709 | 100
13841 | T1 | Kaneka Texas Corporation | Kaneka Texas Corp Pasadena Plant | 5757 Underwood | Pasadena | TX | 77507 | Harris | CN603361049 | RN100575224 | Installed Bag Filter (T-C606A) in the CPVC USA (CU) Plant. | A positive use determination of 100% for Bag Filter T-C606A. | 2009-09-30 | 50709 | 100
13842 | T1 | Kaneka Texas Corporation | Kaneka Texas Corp Pasadena Plant | 5757 Underwood | Pasadena | TX | 77507 | Harris | CN603361049 | RN100575224 | Installed a dust collector and blower for N-602 in the CPVC USA (CU) Plant. | A positive use determination for the dust collector and related blower installed for N-602 at the CU Plant. | 2009-09-30 | 55172 | 100
13843 | T1 | Kaneka Texas Corporation | Kaneka Texas Corp Pasadena Plant | 5757 Underwood | Pasadena | TX | 77507 | Harris | CN603361049 | RN100575224 | Installed the Sodium Hypochlorite Solution (SH) Tank in the CPVC USA (CU) Plant. | A positive use determination of 100% for the Sodium Hypochlorite Solution tank. | 2009-09-30 | 40153 | 100
13844 | T1 | Kaneka Texas Corporation | Kaneka Texas Corp Pasadena Plant | 5757 Underwood | Pasadena | TX | 77507 | Harris | CN603361049 | RN100575224 | Installed a feed pump in CPVC USA (CU) Plant to pump dilute sodium hydroxide solution to the Diluted NaOH Tank. | A positive use determination of 100% for the NaOH feed pump. | 2009-09-30 | 27330 | 100
13845 | T1 | Kaneka Texas Corporation | Kaneka Texas Corp Pasadena Plant | 5757 Underwood | Pasadena | TX | 77507 | Harris | CN603361049 | RN100575224 | Installed bag filter for raw materials storage tank T-C102A located in the CPVC USA (CU) Plant to control particulates. | A positive use determination of 100% for the bag filter installed for raw materials tank T-C102A. | 2009-09-30 | 19694 | 100
13846 | T1 | Kaneka Texas Corporation | Kaneka Texas Corp Pasadena Plant | 5757 Underwood | Pasadena | TX | 77507 | Harris | CN603361049 | RN100575224 | Installed a pump for unloading a solution of 50% sodium hydroxide (NaOH) to the 50% Caustic Tank. | A positive use determination of 100% for the NaOH unloading pump. | 2009-09-22 | 12275 | 100
13847 | T1 | Kaneka Texas Corporation | Kaneka Texas Corp Pasadena Plant | 5757 Underwood | Pasadena | TX | 77507 | Harris | CN603361049 | RN100575224 | Installed a pump for supplying a solution of 50% sodium hydroxide from the 50% Caustic Tank to the wastewater plant and the scrubber. | A positive use determination of 100% for the NaOH supply pump. | 2009-09-30 | 12275 | 100
13848 | T1 | Kaneka Texas Corporation | Kaneka Texas Corp Pasadena Plant | 5757 Underwood | Pasadena | TX | 77507 | Harris | CN603361049 | RN100575224 | Installed Normal Cl2 Gas Absorber Tank which will be used to hold vapors with high levels of chlorinated compounds prior to sending to the scrubber. | A positive use determination of 100% for the Normal Cl2 Gas Absorber Tank. | 2009-09-22 | 696281 | 100
13849 | T1 | Kaneka Texas Corporation | Kaneka Texas Corp Pasadena Plant | 5757 Underwood | Pasadena | TX | 77507 | Harris | CN603361049 | RN100575224 | Completed a project that replaced the agitators on the wastewater moderation pit (Z-C709) with an Airation blower. | A positive use determination of 100% for the project to replace the agitators on wastewater moderation pit (Z-C709) with an Airation blower. | 2009-12-08 | 72095 | 100
13850 | T1 | Kaneka Texas Corporation | Kaneka Texas Corp Pasadena Plant | 5757 Underwood | Pasadena | TX | 77507 | Harris | CN603361049 | RN100575224 | Installed two pumps in the CPVC USA plant to transfer neutralized process wastewater from the Wastewater Limestone Pit to the sewer discharge. | A positive use determination of 100% for the two neutralized process wastewater transfer pumps installed at the CPVC USA plant. | 2010-01-14 | 66083 | 100
13851 | T1 | Kaneka Texas Corporation | Kaneka Texas Corp Pasadena Plant | 5757 Underwood | Pasadena | TX | 77507 | Harris | CN603361049 | RN100575224 | Installed pump to circulate wastewater in the Wastewater Limestone Pit to allow for neutralization. | A positive use determination of 100% for the wastewater circulation pump installed at the Limestone Pit. | 2010-01-14 | 63744 | 100
13852 | T1 | Kaneka Texas Corporation | Kaneka Texas Corp Pasadena Plant | 5757 Underwood | Pasadena | TX | 77507 | Harris | CN603361049 | RN100575224 | Installed pump to move wastewater containing sodium hypochlorite from the storage tank to the decomposition tower. | A positive use determination of 100% for the pump installed to move wastewater containing sodium hypochlorite from the storage tank to the decomposition tower. | 2009-12-08 | 23662 | 100
13853 | T1 | Kaneka Texas Corporation | Kaneka Texas Corp Pasadena Plant | 5757 Underwood | Pasadena | TX | 77507 | Harris | CN603361049 | RN100575224 | Northwest 10/100 Dry Trash Basin and Drainage: Constructed an approximately 45,000 to 50,000 square foot stormwater control feature. | A positive use determination of 100% for the Northwest 10/100 Dry Trash Basin and associated drainage ditches. | 2009-12-08 | 298881 | 100
13854 | T1 | Kaneka Texas Corporation | Kaneka Texas Corp Pasadena Plant | 5757 Underwood | Pasadena | TX | 77507 | Harris | CN603361049 | RN100575224 | Wastewater is processed through a series of four pits which are Z-C708 (Limestone Pit), Z-C709 (Moderation Pit), Z-C711 (Intermediate Pit), and Z-C712 (Wastewater Transfer Pit). | A positive use determination of 100% for Limestone Pit Z-C708, Moderation Pit Z-C709, Intermediate Pit Z-C711, and Wastewater Transfer Pit Z-C712. | 2009-12-08 | 236537 | 100
13855 | T1 | Kaneka Texas Corporation | Kaneka Texas Corp Pasadena Plant | 5757 Underwood | Pasadena | TX | 77507 | Harris | CN603361049 | RN100575224 | Project to relocate the stormwater ditch for the stormwater control feature designated as the Northwest 10/100 Dry Trash Basin. | A positive use determination of 100% for the project to relocate the stormwater ditch for the stormwater control feature designated as the Northwest 10/100 Dry Trash Basin. | 2009-12-08 | 28695 | 100
13856 | T1 | Sterling Chemicals Inc | Sterling Texas City | 201 Bay St | Texas City | TX | 77592 | Galveston | CN600126288 | RN100212620 | Installed a permanent wastewater treatment system consisting of tanks, pumps, filters, carbon bed and resin beds in a concrete diked area, for Department 50. Installed automatic recirculation valves and controls which will allow the boiler feed water ("BFW") pumps to operate reliably at appropriate speed with operator intervention - reducing likelihood of miss-operation of the valve. Improved Acetic Acid reliability by installing a resin bed to remove amines and sodium from incoming methanol. Completed project will allow all process wastewater from Praxair operations to be segregated from storm water or non-process water for treatment. Project to provide common neutralization facility to receive process wastewater from Acetic Acid, Phthalate Esters and Praxair. Project to allow all process water from Acetic Acid operations to be segregated from stormwater and non-process water. Project to provide infrastructure to allow all process water to be removed from the north ditch and transported by pipeline to waste treatment. Utility Dept. North De-aerator Tank, 945I-2 – Project to replace a 1957 vintage de-aerator tank with new tank (spray type) which is required to dissolve oxygen and other gases to eliminate corrosion and carbonic acid which will ensure reliable steam supply. | Returned for failure to respond to a deficiency letter. | 2010-03-11 | 3833035 | 100
13857 | T4 | Schlumberger Technology Corp | Schlumberger Reservoir Completion | 14910 Airline Road | Rosharin | TX | 77583 | Brazoria | CN600384481 | RN102575362 | Installed a thermo oxidizer evaporator which will used be to evaporate a wastewater stream. | A positive use determination of 100% for the thermo oxidizer evaporator. | 2009-08-18 | 250318.92 | 100
13858 | T1 | Schlumberger Technology Corp | Schlumberger Reservoir Completion | 14910 Airline Road | Rosharin | TX | 77583 | Brazoria | CN600384481 | RN102575362 | Wastewater treatment plant consisting of storage tanks, blowers and transfer system. | Returned for failure to respond to a deficiency letter. | 2010-02-18 | 132282 | 100
13859 | T1 | Cemex USA | Navigation | 5303 Navigation | Houston | TX | 77011 | Harris | CN601440662 | RN100249580 | Fuel Tank Containment: External concrete structure containing an inner steel tank. Oil Covers: installed to cover oil/water separators. | A positive use determination of 100% for the external concrete structure that was constructed around the steel fuel tank and for the covers installed for the oil/water separators. | 2009-10-14 | 47552 | 100
13860 | T1 | Cemex USA | Hockley | 17919 Kermier Ln | Hockley | TX | 77447 | Harris | CN601440662 | RN105372494 | Constructed a stormwater retention pond and a weir system. | A positive use determination of 100% for the stormwater retention pond and the weir system that were constructed. | 2009-10-14 | 374440 | 100
13861 | T1 | Cemex USA | Cutten Road | 11331 Cutten Rd | Houston | TX | 77066 | Harris | CN601440662 | RN100717230 | Fuel Tank Containment: External concrete structure containing an inner steel tank. | A positive use determination of 100% for the external concrete structure constructed around the steel fuel tank. | 2009-10-14 | 41062 | 100
13862 | T1 | Cemex USA | Round Rock Rm | 2412 Royston Ln | Round Rock | TX | 78664 | Travis | CN603403973 | RN100249754 | Fuel Tank Containment: External concrete structure containing an inner steel tank. Constructed an overflow pond and a weir system. | A positive use determination of 100% for the project to construct the overflow pond and the weir system, and for the concrete structure for the steel fuel tank. | 2009-10-14 | 205950 | 100
13863 | T1 | Takata Seat Belts | Takata Seat Belts | 4611 Wiseman | San Antonio | TX | 78251 | Bexar | CN601488513 | RN100852409 | Installed a dust collector and an air scrubber. | A positive use determination of 100% for the dust collector and the air scrubber. | 2009-10-01 | 278340 | 100
13864 | T1 | Takata Seat Belts | Takata Seat Belts | 4611 Wiseman | San Antonio | TX | 78251 | Bexar | CN601488513 | RN100852409 | Zinc Plating Line Improvements: relining, repairs and upgrades to process system. Installed new wastewater treatment facilities. | Returned for failure to respond to a deficiency letter. | 2010-03-11 | 955850 | 100
13865 | T1 | Commemorative Brands Inc | Commemorative Brands Austin Plant | 7211 Circle S Rd | Austin | TX | 78745 | Travis | CN600126700 | RN102413382 | No property description was provided. | Returned for failure to respond to a deficiency letter. | 2010-02-18 | Not in database. | 100
13866 | T1 | Trinity Oaks Energy LLC | Trinity Oaks Energy LLC | 11340 C F Hawn Freeway | Dallas | TX | 73253 | Dallas | CN603554692 | RN105384408 | Biogas project installed at a Dallas owned landfill. Eligible equipment includes the Utility Flare and associated blowers and the lean burn combustion system for the compressor. | A positive use determination of 100% for Utility Flare and associated blowers. A positive use determination of 20% for the lean-burn gas-fired compressor engine. | 2009-10-01 | 700000 | 100
13867 | T1 | Cargill Meat Solutions Corporation | Cargill Meat Solutions Corporation | N 127 Exit 54 | Plainview | TX | 79072 | Hale | CN602700668 | RN101634368 | Installed a wastewater system consisting of tanks, pumps, hypochlorite injection, new wastewater recirculation piping and pumps, and a new baffle on the wastewater treatment lagoon. Installed a water recycling system to use treated effluent for washing and rinsing cattle pens and other uses. | A positive use determination of 100% for the wastewater recirculation piping and pump and for the wastewater treatment lagoon baffle. A negative determination is issued for the water recycling system. The applicant was unable to cite an adopted environmental regulation which required the installation of this property. | 2010-04-01 | 508962 | 100
13868 | T1 | American Marazzi Tile Inc | American Marazzi Tile Inc | 359 Clay Rd | Sunnyvale | TX | 75182 | Dallas | CN600129522 | RN105208615 | Installed three new dust collectors, hoods, and dust collection systems. Constructed eleven new stacks and modified one existing stack. Constructed a new clay storage facility. Installed wastewater treatment systems. Constructed a storm water diversion system. | A positive use determination of 100% for the three new dust collectors, hoods, and dust collection systems; the new clay storage facility, the wastewater treatment systems, and the stormwater diversion system. A positive use determination of the 100% of portion of the costs of the eleven new stacks and the one modified stack that is related to pollution control. The pollution control portion of a stack is that portion of the stack height that is additional to the stack height required to operate the equipment attached to the stack. | 2009-08-18 | 7602946 | 100
13869 | T1 | Martin Operating Partnership | Stanolind Terminal | #10 Sulfur Plant Rd | Beaumont | TX | 77703 | Jefferson | CN601535925 | RN102605136 | Installed a flare stack, blowers, drum, burner and burner tip for use in controlling vent gases. Installed an internal floating roof on the crude oil storage tank. | A positive use determination of 100% for the project to install the flare stack, blowers, drum, burner and burner tip for use in controlling vent gases and for the project to install the internal floating roof on the crude oil storage tank. | 2009-10-01 | 538863 | 100
13870 | T1 | Martin Operating Partnership | Stanolind Terminal | #10 Sulfur Plant Rd | Beaumont | TX | 77703 | Jefferson | CN601535925 | RN102605136 | Installed a storage tank cooler and anodical protection for sulfuric acid tanks. Installed a concrete storage pad for drums. Installed catch pans used to collect leaks during loadout operations. Installed concrete spill containment at the truck loadout area. | A positive use determination of 100% for the storage tank cooler and the anodical protection installed for the sulfuric acid tanks and for the concrete pads and catch basins installed to collect and control leaks. | 2009-07-31 | 168327 | 100
13871 | T1 | Martin Operating Partnership | Stanolind Terminal | #10 Sulfur Plant Rd | Beaumont | TX | 77703 | Jefferson | CN601535925 | RN102605136 | Paved approximately 20,000 square feet of plant roadways. | A positive use determination of 100% for the approximate 20,000 square feet of roadway paving. | 2009-10-01 | 74775 | 100
13872 | T1 | Encana Oil & Gas USA Inc. | Ridge Amine Plant | Grassy Lake Rd | Marquez | TX | 77865 | Robertson | CN601451149 | RN105359251 | MDEA Solvent Distillation Recycling Equipment: including flash tank, surge tank, heat exchanger, re-boiler, and cooler and filters. H2S Waste Gas Removal System: absorber, two absorbent storage tanks, two pumps, knockout drum, scrubber, and exhaust stack. Welded pipe joints that are in VOC service.. | A positive use determination of 100% for the MDEA Solvent Distillation Recycling Equipment, including the flash tank, surge tank, heat exchanger, re-boiler, and cooler and filters; the H2S Waste Gas Removal System including the absorber, two absorbent storage tanks, two pumps, knockout drum, scrubber, and exhaust stack. A positive use determination of 100% for the incremental cost difference between the cost of the screwed pipe joints and the cost of the welded pipe joints | 2009-10-27 | 202000 | 100
13873 | T1 | Fort Worth Methane LLC | Fort Worth Methane | 3100 Minnis Dr | Halton City | TX | 76117 | Tarrant | CN603649492 | RN104760814 | Biogas project installed at a Fort Worth owned landfill. Eligible equipment includes the Utility Flare and associated blowers and the lean burn combustion system for the compressor. | A positive use determination of 100% for Utility Flare and associated blowers. A positive use determination of 20% for the lean-burn gas-fired compressor engine. | 2009-10-01 | 700000 | 100
13874 | T1 | Cargill Meat Solutions Corporation | Cargill Meat Solutions | 1530 West Highway 60 | Friona | TX | 79035 | Parmer | CN602700668 | RN101615839 | Installed seven biogas flow-meters and a variable frequency drive for a biogas blower and converted Boiler #1 to biogas. | A positive use determination of 100% for the project to convert Boiler #1 to biogas, install seven biogas flow-meters, and install a variable frequency drive for the biogas blower. | 2009-10-27 | 145577 | 100
13875 | T1 | Cargill Meat Solutions Corporation | Cargill Meat Solutions | 1530 West Highway 60 | Friona | TX | 79035 | Parmer | CN602700668 | RN101615839 | Installed two systems which allow the re-use of wastewater. The first system collects and stores condensate and other low strength wastewater for use in washing down the cattle pens. The second system collects and stores the reject stream from the Reverse Osmosis system for use as paunch rinse water. Completed several projects to upgrade the wastewater treatment system, including the installation of two flow-meters and the installation of a new inner column on the dissolved air flotation system, | A positive use determination of 100% for the project to upgrade the wastewater treatment system by installing two flow-meters and a new inner column on the dissolved air flotation system. A negative determination for the two water recycling systems. The applicant was unable to cite to an adopted environmental regulation which requires the installation of water recycling systems. | 2010-03-15 | 147412 | 100
13876 | T1 | Formosa Plastics Corporation America | Formosa Plastics Corporation, Texas | 201 Formosa Dr | Point Comfort | TX | 77978 | Calhoun | CN600130017 | RN100218973 | The following pollution control projects were completed at HDPE II. Installed an Off Grade Pellet Refilling Cyclone. Purchased and installed corrosion resistant tagging fugitive sources. Installed two flow transmitters to monitor the flow from the V921 Flare Knock Out Drum to the Olefins I and II elevated flare. Installed sampling ports on stationary vents from the Pellet Dryer (EPN 003), Pellet Blending and Storage (EPN 0004), Pellet Loadout Filter (EPN 005), and Extruder Tank Vent (EPN 013). Installed a refrigeration compressor. Installed a MTR - Isobutene/Nitrogen Recovery Unit including off-skid piping and equipment. Installed the V-921 Flare Knock-Out Drum. | A positive use determination of 100% for the project that installed the Off Grade Pellet Refilling Cyclone; the project that purchased and installed corrosion resistant tagging for fugitive emission sources; the project that installed two flow transmitters to monitor the flow from the V921 Flare Knock Out Drum to the Olefins I and II elevated flare; the project that installed sampling ports on stationary vents from the Pellet Dryer (EPN 003), Pellet Blending and Storage (EPN 0004), Pellet Loadout Filter (EPN 005), and Extruder Tank Vent (EPN 013); the project that installed the refrigeration compressor; the project that installed a MTR - Isobutene/Nitrogen Recovery Unit including off-skid piping and equipment; and the project that installed the V-921 Flare Knock-Out Drum. | 2009-10-01 | 2191794 | 100
13877 | T1 | Formosa Plastics Corporation America | Formosa Plastics Corporation, Texas | 201 Formosa Dr | Point Comfort | TX | 77978 | Calhoun | CN600130017 | RN100218973 | HDPE Unit I has purchased and installed corrosion resistant tagging to designate components requiring periodic measurement to allow for proper record keeping. HDPE Unit I has constructed eight hexane storage tanks with internal floating roofs. The tanks are T-501, T-502, T-502, 2T-502, 2T-503, 3T-501, 3T-502, and 3T-503. | A positive use determination of 100% for the purchase and installation of the corrosion resistant fugitive emission point tags and the internal floating roofs installed in hexane storage tanks T-501, T-502, T-502, 2T-502, 2T-503, 3T-501, 3T-502, and 3T-503. | 2009-07-31 | 381496.75 | 100
13878 | T1 | Formosa Plastics Corporation America | Formosa Plastics Corporation, Texas | 201 Formosa Dr | Point Comfort | TX | 77978 | Calhoun | CN600130017 | RN100218973 | The following projects were completed at the LLPDE Unit: installed baghouse dust collectors and dry cyclone separators; installed the C Area incinerator; modified the two thermal oxidizers by adding variable speed blowers, installed the WO-500 Waste Gas Incinerator; installed a Hexane stripper; installed a continuous emissions monitoring system to monitor emissions from the new incinerator system; constructed two hexane storage tanks, TP-90 (EPN: FO-912) and TP-90 (EPN: FO-913), with internal floating roofs; installed a system of piping, headers, pumps, hoods, ducts, etc. to collect air contaminants and route them to the incinerator system; installed a waste gas line between LLDPE and HDPE I; installed a system of piping, blowers, vacuum pumps, and compressors for collecting and transferring LLDPE vent gases to the incinerator system; installed pumps and piping used to convey industrial wastewaters to the collection and equalization tanks; and installed a system of process area paving, collection trenches, sumps, pumps, and tankage used for the control of stormwater. | A positive use determination of 100% for the baghouse dust collectors and dry cyclone separators; the installation of the C Area incinerator; the modification of the two thermal oxidizers by adding variable speed blowers, the installation of the WO-500 Waste Gas Incinerator; the installation of the Hexane stripper; the installation of a continuous emissions monitoring system for the new incinerator system; the installation of internal floating roofs in the two hexane storage tanks TP-90 (EPN: FO-912) and TP-90 (EPN: FO-913), the installation of piping, headers, pumps, hoods, ducts, etc. as a system to collect air contaminants and route them to the incinerator system; the installation of a new waste gas line between LLDPE and HDPE I; the installation of a system of piping, blowers, vacuum pumps, and compressors used for collecting and transferring LLDPE vent gases to the incinerator system; the installation of pumps and piping used to convey industrial wastewaters to the collection and equalization tanks; and the installation of a system of process area paving, collection trenches, sumps, pumps, and tankage used for the control of stormwater. | 2009-07-31 | 5228943 | 100
13879 | T1 | Foam Fabricators Inc | Foam Fabricators Inc | 900 Keller Parkway | Keller | TX | 76248 | Tarrant | CN601221013 | RN102308004 | Installed a Pentane Collection System and a Regenerative Thermal Oxidizer. | A positive use determination of 100% for the Pentane VOC Collection System and the Regenerative Thermal Oxidizer. | 2009-10-01 | 667637 | 100
13880 | T3 | Goodyear Tire & Rubber Co | Houston Chemical Plant | 2000 Goodyear Dr | Houston | TX | 77017 | Harris | CN600616049 | RN100870898 | Replaced atmospheric water separation tanks with closed vacuum service tanks and installed a parallel vacuum condenser and process control instrumentation. | The following property is used partly (56%) for pollution control and is installed to meet or exceed federal or state regulations. Styrene Decanters and the Vacuum Condenser. The following property was not installed to meet or exceed federal or state regulations, so a negative determination is being issued. Process control instrumentation. | 2010-03-15 | 2055763 | 100
13881 | T1 | Formosa Plastics Corporation Texas | Formosa Plastics Corporation Texas | 201 Formosa Dr | Point Comfort | TX | 77978 | Calhoun | CN600130017 | RN100218973 | Installed two dry cyclone separators (F875 and F975) to control particulate emissions from the 800 and 900 Loading Stations. Installed the V890 Carrier Gas Compressor to provide additional recovery capacity for un-reacted propylene and ethylene from the gas stream from degassing vessels R320, R420, R520, and R720. | A positive use determination of 100% for the project that installed two dry cyclone separators (F875 and F975) to control particulate emissions from the 800 and 900 Loading Stations and for the project that installed the V890 Carrier Gas Compressor to provide additional recovery capacity for un-reacted propylene and ethylene from the gas stream from degassing vessels R320, R420, R520, and R720. | 2009-10-01 | 3173384 | 100
13882 | T1 | Formosa Plastics Corporation Texas | Formosa Plastics Corporation Texas | 201 Formosa Dr | Point Comfort | TX | 77978 | Calhoun | CN600130017 | RN100218973 | Installed Furnace De-coke Drum and Methyl Acetylene/Propadiene (MAPD) De-coke Drum in Olefins I Unit (OL 1). Installed Gasoline Hydrotreating Unit (GHU) low pressure flare to control vent gases from the GHU. Installed NAO Low Pressure Flare. Installed two additional Continuous Emission Monitoring Systems (CEMS) on the Pyrolysis Furnace Stacks. Installed ultra-low NOx Burners in new Pyrolysis Furnace #10. Installed external floating roofs with secondary seals on tanks 6401F and 6402F. Installed dry gas seals on the Propylene Purification Unit (PPU) heat pump. Installed piping, blowers, pumps, and compressors to capture GHU and other vent gases for routing to the GHU low pressure flare. Rerouted vent gases from MAPD to the furnace fireboxes. Installed cathodic protection on underground pipeline. Installed pumps and piping used to convey process wastewater to the collection and equalization tanks. Installed pumps and piping used to collect stormwater. Installed a spent caustic treatment system. Installed a gas chromatograph for use with wastewater. Installed a sulfuric acid tank and associated pump for use in neutralizing process wastewater. Installed G941F Stormwater Tank including tank, sump and pumps. | A positive use determination of 100% for the Furnace De-coke Drum and the MAPD De-coke Drum in Olefins I Unit (OL 1); the GHU Low Pressure Flare; the NAO Low Pressure Flare; the two additional CEMS on the Pyrolysis Furnace Stacks; the ultra-low NOx Burners in new Pyrolysis Furnace #10; the external floating roofs with secondary seals on tanks 6401F and 6402F; the dry gas seals on the PPU heat pump; the piping, blowers, pumps, and compressors to capture GHU and other vent gases for routing to the GHU low pressure flare; the project to rerouted vent gases from MAPD to the furnace fireboxes; the cathodic protection on the underground pipeline; the pumps and piping used to convey process wastewater to the collection and equalization tanks; the pumps and piping used to collect stormwater; the spent caustic treatment system; the gas chromatograph; the sulfuric acid tank and associated pump; and the G941F Stormwater Tank including tank, sump and pumps. | 2009-09-30 | 9348983 | 100
13883 | T1 | Formosa Plastics Corporation Texas | Formosa Plastics Corporation Texas | 201 Formosa Dr | Point Comfort | TX | 77978 | Calhoun | CN600130017 | RN100218973 | Installed flare system improvements for vent gases at Marine Traffic Storage and Loading Vapor Control. Installed a new flare system (8FD06) for vent gases from Marine Traffic Storage Vapor Control. Installed a dock incinerator scrubber system to capture hydrogen chloride and chlorine gases in the incinerator exhaust. Installed infrared and visible cameras for continuous monitoring of the vent gas control flares (8F-D03, 8F-D04, and 8F-D05). Installed flow meters to monitor flow of caustic solution to the Dock Incinerator Scrubber System. Made improvements to the pH control for the Dock Incinerator Scrubber System. Installed two vapor recovery systems to route emissions from loading barges and ships to control devices (one to flare and one to incinerator). Installed dikes, paving, collection trenches, sumps, pumps, and tankage to contain storm water in the Marine Traffic Unit. | A positive use determination of 100% for the flare system; the new flare system (8FD06); the new dock incinerator scrubber system; the infrared and visible cameras; the flow meters; the improvements made for pH control; the two vapor recovery systems; and the dikes, paving, collection trenches, sumps, pumps, and tankage installed to contain storm water in the Marine Traffic Unit. | 2009-10-01 | 2346558 | 100
13884 | T1 | Valero Refining Texas L.P. | Valero Texas City Refinery | 1301 Loop 197 South | Texas City | TX | 77590 | Galveston | CN600127468 | RN100238385 | Expanded and upgraded the amine system, including the installation of new Amine Regenerator A-197; new Regenerator Reboiler E-1806; Reboiler Condensers E-1804 and E-1805; Reflux Drum D-1153, Rich Amine Flash Drum D-1152; Lean/Rich Amine Heat Exchangers E-1800 and E-1801(50%); Rich Amine Pumps P-2828 and P-2829; Reflux Pumps P-2534 and P-2535; Carbon Filter G-836 (50%), Amine Filters G-834, G-835, and G-836 (50%); and flare gas recovery unit portion of the lean amine system (9%). | A positive use determination of 100% for the project to expand and upgrade the amine system, including the installation of new Amine Regenerator A-197; new Regenerator Reboiler E-1806; Reboiler Condensers E-1804 and E-1805; Reflux Drum D-1153, Rich Amine Flash Drum D-1152; one half the value of the Lean/Rich Amine Heat Exchangers E-1800 and E-1801; Rich Amine Pumps P-2828 and P-2829; Reflux Pumps P-2534 and P-2535; one half of the value of Carbon Filter G-836 and Amine Filters G-834, G-835, and G-836, and nine percent of the value of the flare gas recovery unit portion of the lean amine system. | 2009-01-07 | 11156000 | 100
13885 | T1 | Mosaic Crop Nutrition, LLC | Mosaic Crop Nutrition | 16150 Peninsula Blvd | Houston | TX | 77015 | Harris | CN602781510 | RN102056777 | Installed three automatic shut-off valves (10-inch, 12-inch, and 14-inch) on the sulfur loading dock. | A positive use determination for the three automatic shut-off valves installed on the sulfur loading dock. | 2009-10-01 | 14500 | 100
13886 | T1 | Mosaic Crop Nutrition, LLC | Mosaic Crop Nutrition | 16150 Peninsula Blvd | Houston | TX | 77015 | Harris | CN602781510 | RN102056777 | Installed dustless load-out spouts for transfer of dry feed additives. Installed low-NOx burners on boiler. Installed dust control covers over dry feed ingredient conveyors #1 and #2. Use street sweeper to control dust on facility roadways. Purchased Wheel-A-Blaster portable blasting unit. | The following property is used 100% for pollution control and is installed to meet or exceed federal or state regulations. The dustless load-out spouts, dust control covers over dry feed ingredient conveyors #1 and #2, street sweeper, and dust control unit and media recycler portion of the three Wheel-A-Blaster portable blasting units. The incremental costs difference between the cost of the low-NOx burners installed in the boiler and the cost of the burners which were replaced. The following property is not used for pollution control and was not installed to meet or exceed federal or state regulations. A negative determination is issued for the enclosures. These enclosures were not installed in order to meet an adopted environmental regulation. | 2010-04-10 | 1968262 | 100
13887 | T1 | Mosaic Crop Nutrition, LLC | Mosaic Crop Nutrition | 16150 Peninsula Blvd | Houston | TX | 77015 | Harris | CN602781510 | RN102056777 | Two double-walled diesel storage tanks were installed. Cathodic protection was installed on molten sulfur load-out pipe. | A positive use determination of 100% for the incremental cost difference between the cost of the two double walled diesel storage tanks and the cost of two same sized single walled tanks. A positive use determination of 100% for the cathodic protection installed on molten sulfur load-out pipe. | 2009-12-08 | 100991 | 100
13888 | T1 | Mosaic Crop Nutrition, LLC | Mosaic Crop Nutrition | 16150 Peninsula Blvd | Houston | TX | 77015 | Harris | CN602781510 | RN102056777 | Installed concrete stormwater containment areas along tracks 7 & 8 and tracks 9 & 10. Installed drainage containment area and concrete stormwater drainage in building 1 to control stormwater drainage. Installed concrete paving and curbing in the urea area, loadout area, entrance, dome loadout area and along truck roads. | The concrete stormwater containment areas along tracks 7 & 8 and tracks 9 & 10; the drainage containment area and concrete stormwater drainage in building 1; and the concrete paving and curbing in the urea area, loadout area, dome loadout area and along truck roads. The positive use determination for the concrete paving does not include the any areas used for the parking of vehicles. | 2010-03-16 | 284181 | 100
13889 | T1 | Mosaic Crop Nutrition, LLC | Mosaic Crop Nutrition | 16015 Peninsula Blvd | Houston | TX | 77015 | Harris | CN602781510 | RN102056777 | Installed concrete secondary containment around the boiler for fuel oil leaks, around dock loading pumps, around the loading area for rail cars for oil leaks from equipment, around the crane hydraulic oil reservoir on the dock, around the molten sulfur pipelines on the dock and near the truck loading area, around the gear lube oil tank, and around the dozer wash bay. Installed a sump for the dozer wash bay. | The following property is used 100% for pollution control and is installed to meet or exceed federal or state regulations. The concrete secondary containment around the boiler, around the dock loading pumps, around the loading area, around the crane hydraulic oil reservoir on the dock, around the molten sulfur pipelines on the dock and near the truck loading area, around the gear lube oil tank, and around the dozer wash bay; and the sump for the dozer wash bay. | 2010-04-10 | 310531 | 100
13890 | T1 | Mosaic Crop Nutrition, LLC | Mosaic Crop Nutrition | 16015 Peninsula Blvd | Houston | TX | 77015 | Harris | CN602781510 | RN102056777 | Installed a wastewater treatment system and a sanitary sewer spray field. | A positive use determination of 100% for the project to install the wastewater treatment system and the sanitary sewer spray field. | 2009-10-14 | 46181 | 100
13891 | T1 | Mosaic Crop Nutrition, LLC | Mosaic Crop Nutrition | 16015 Peninsula Blvd | Houston | TX | 77015 | Harris | CN602781510 | RN102056777 | Installed a system to recapture steam condensate from boiler and reuse the water or send it to wastewater treatment. | A negative determination is issued for this application. This water recycling system was not installed in order to meet the requirements of an adopted environmental regulation. | 2010-04-17 | 5750 | 100
13892 | T1 | Russell & Smith Ford Inc. | Russell & Smith Ford Collision Center | 3415 South Loop W | Houston | TX | 77025 | Harris | CN601290315 | RN100861962 | Installed membrane filters, exhaust fans, and associated duct work on three down-draft heated paint booths and the two down-draft heated preparation station paint booths. Installed exhaust stacks for the booths that are 150% of the height of the building. The first two-thirds of the stack height is required for paint booth operations. The last third of the height is for pollution control. | A positive use determination of 100% for the membrane filters, exhaust fans, and associated duct work installed for the three down-draft heated paint booths and the two down-draft heated preparation station paint booths. A positive use determination of 100% for the incremental cost difference between the portion of the stack required for paint booth operations and the additional portion required for pollution control. | 2009-10-27 | 460999 | 100
13893 | T1 | Russell & Smith Ford Inc. | Russell & Smith Ford Collision Center | 3415 South Loop W | Houston | TX | 77025 | Harris | CN601290315 | RN100861962 | Installed 9,500 square feet of concrete curbing and paving to control storm water. Installed secondary containment around compressor. Installed an oil/water separator system and wash bay sump. | he following property is used 100% for pollution control and is installed to meet or exceed federal or state regulations. The curbing, the secondary containment for the compressor area, the oil/water separator, the wash bay, and the paving, except for the paving located at the facility’s entranceways or any area used for the parking of vehicles. | 2010-03-16 | 111500 | 100
13894 | T1 | Russell & Smith Ford Inc. | Russell & Smith Ford Collision Center | 3415 South Loop W | Houston | TX | 77025 | Harris | CN601290315 | RN100861962 | Installed a spent solvent collection system for the paint gun cleaner. Installed a 50-foot by 50-foot concrete secondary containment area for waste oil and antifreeze drums and a 30-foot by 30-foot concrete secondary containment area for waste paint drums. | A positive use determination of 100% for the spent solvent collection system associated with the paint gun cleaner, the 50-foot by 50-foot concrete secondary containment area for waste oil and antifreeze drums and the 30-foot by 30-foot concrete secondary containment area for waste paint drums. | 2009-12-18 | 12225 | 100
13895 | T1 | Russell & Smith Ford Inc. | Russell & Smith Ford Honda Service Center | 2900 South Loop W | Houston | TX | 77054 | Harris | CN601290315 | RN102833001 | vehicle exhaust collection and treatment system and an exhaust filter system. | Returned for failure to respond to a deficiency letter. | 2010-02-19 | 0 | 100
13896 | T1 | Russell & Smith Ford Inc. | Russell & Smith Ford Honda Service center | 2900 South Loop W | Houston | TX | 77054 | Harris | CN601290315 | RN102833001 | Installed a double-walled gasoline storage tank. Installed a vapor balance/collection system for the gasoline tank, including both Stage I and Stage II vapor recovery. | A positive user determination of 100% of the cost difference between the cost of the double-walled gasoline storage tank that was installed and the cost of a same sized single-walled storage tank. A positive use determination of 100% for the vapor balance/collection system for the gasoline tank. | 2009-10-27 | 20000 | 100
13897 | T1 | Russell & Smith Ford Inc. | Russell & Smith Ford Honda Service center | 2900 South Loop W | Houston | TX | 77054 | Harris | CN601290315 | RN102833001 | Installed approximately 228,668 square feet if curbing and paving. Installed an oil/water separator system with a wash bay sump. Installed secondary containment for the new and used oil storage area. Built a 19,044 square foot storm water retention pond. | A positive use determination of 100% for the land occupied by the storm water retention pond, the paving, the curbing, the oil/water separator and the wash bay. The positive use determination for the concrete paving does not include the facility’s entranceways or any area used for the parking of vehicles. | 2010-03-03 | 588880 | 100
13898 | T1 | Russell & Smith Ford Inc. | Russell & Smith Ford Honda Service center | 2900 South Loop W | Houston | TX | 77054 | Harris | CN601290315 | RN102833001 | Used oil and anti-freeze collection systems which consist of air operated vacuum collection system and a tank. | A positive use determination of 100% for the tank portion of the used oil and anti-freeze collection system. A negative determination for the air operated vacuum collection system portion of the used oil and anti-freeze collection system. | 2010-01-08 | 5000 | 100
13899 | T1 | Russell & Smith Ford Inc. | Ford & Mazda Service Center | 3440 South Loop W | Houston | TX | 77024 | Harris | CN601290315 | RN100677079 | vehicle exhaust collection and treatment system and an exhaust filter system. | Returned for failure to respond to a deficiency letter. | 2010-02-19 | 0 | 100
13900 | T1 | Russell & Smith Ford Inc. | Ford & Mazda Service Center | 3440 South Loop W | Houston | TX | 77024 | Harris | CN601290315 | RN100677079 | Purchased two street sweepers for use in removing dust from driveways and parking lots. | A positive use determination of 100% for the two street sweepers owned by Russell & Smith Ford and used exclusively for cleaning driveways and parking lots. | 2009-10-01 | 27000 | 100
13901 | T1 | Russell & Smith Ford Inc. | Ford & Mazda Service Center | 3440 South Loop W | Houston | TX | 77024 | Harris | CN601290315 | RN100677079 | Use a vacuum collection system to remove used motor oil and antifreeze from customers' vehicles. Use a parts washer solvent collection system. Installed secondary containment for used oil storage areas. | The following property is used 100% for pollution control and is installed to meet or exceed federal or state regulations. The tank portion of the used oil and anti-freeze collection system; the tank portion of the parts washer solvent collection system; and the secondary containment installed for the oil storage areas. The non-tank portions of the used oil and anti-freeze collection system and the parts washer solvent collection system are not used for pollution control. | 2010-03-05 | 27500 | 100
13902 | T1 | Techni Kote Inc | Techni Kote Inc | 9105 Ley Rd | Houston | TX | 77078 | Harris | CN600289623 | RN100579275 | Installed stacks, duct work, and filters on three paint booths in the work area building and on three paint booths in building #5. Installed a scrubber stack on the paint booth in the rear building. Installed filters in the auto pipe spray paint booth. | A positive use determination of 100% for the duct work and filters installed on the three paint booths in the work area building and the three paint booths in building #5, the filters installed in the auto pipe spray paint booth, and the filters and scrubber stack installed on the paint booth in the rear building. For the stacks installed in the work area building and building #5 a positive use determination of 100% of the incremental costs difference between the portion of the stacks which are needed for normal paint booth operations and the portion of the stack which is required for pollution control purposes. | 2009-11-03 | 67624.15 | 100
13903 | T1 | Techni Kote Inc | Techni Kote Inc | 9105 Ley Rd | Houston | TX | 77078 | Harris | CN600289623 | RN100579275 | Installed approximately 31,764 square feet of concrete paving, six culverts, four berms, two bulkheads/ditches, and associated land for storm water control purposes. | The following property is used 100% for pollution control and is installed to meet or exceed federal or state regulations. The paving, six culverts, four berms, two bulkheads/ditches and the land associated with the culverts, berms and bulkhead/ditches. The positive determination for the paving does not include the plant entry way or any parking areas. | 2010-04-10 | 299813.61 | 100
13904 | T1 | Techni Kote Inc | Techni Kote Inc | 9105 Ley Rd | Houston | TX | 77078 | Harris | CN600289623 | RN100579275 | Installed Zero dust collectors on the external and internal pipe blasters located in the northeast corner of the property. Installed a Zero dust collector in the blast room located in Building #3. | A positive use determination of 100% for the three dust collectors. | 2009-10-27 | 98803.1 | 100
13905 | T1 | Techni Kote Inc | Techni Kote Inc | 9105 Ley Rd | Houston | TX | 77078 | Harris | CN600289623 | RN100579275 | Installed a solvent recovery system for recycling methyl ethyl ketone (MEK). | Returned for failure to respond to a deficiency letter. | 2010-03-10 | 750 | 100
13906 | T1 | Techni Kote Inc | Techni Kote Inc | 9105 Ley Rd | Houston | TX | 77078 | Harris | CN600289623 | RN100579275 | Installed two eight-foot by 20-foot concrete containment areas for oil storage. Purchased a three-foot by three-foot plastic spill pallet. | The following property is used for pollution control and is installed to meet or exceed federal or state regulations. Two eight-foot by 20-foot concrete containment areas for oil storage and for the three-foot by three-foot plastic spill pallet. | 2010-03-04 | 6175 | 100
13907 | T4 | Kaspar Wire Works, Inc | Electroplating Division | 959 State Hwy 95 N | Shiner | TX | 77984 | Lavaca | CN601233703 | RN102338803 | Converted hexavalent chromium line to trivalent chromium. | Withdrawn/Returned | 2010-03-24 | 450325.41 | 100
13908 | T1 | Kaspar Wire Works, Inc | Electroplating Division | 959 State Hwy 95 N | Shiner | TX | 77984 | Lavaca | CN601233703 | RN102338803 | Upgraded tanks in the M&T Zinc line to provide better containment. | Withdrawn/Returned | 2010-03-26 | 32829.43 | 100
13909 | T1 | KRM Development | Dixon Valve and Coupling | 8207 N Loop | Houston | TX | 77013 | Harris | Insufficient Information | Insufficient Information | Installed 42,253 square foot storm water retention pond on north side of facility. | A positive use determination of 100% for the 42,253 square foot storm water retention pond installed on the north side of facility. | 2010-01-14 | 493092 | 100
13910 | T1 | KRM Development | Dixon Valve and Coupling | 6525 Homestead Rd | Houston | TX | 77028 | Harris | Insufficient Information | Insufficient Information | Sorbent socks and pads are kept at the facility for responding to spills. Installed five foot by five foot concrete secondary containment for the oil drum storage area. | A positive use determination of 100% for the spill response equipment consisting of sorbent socks and pads and for the five foot by five foot concrete secondary containment installed for the oil drum storage area. | 2009-10-27 | 1100 | 100
13911 | T1 | KRM Development | Dixon Valve and Coupling | 6525 Homestead Rd | Houston | TX | 77028 | Harris | Insufficient Information | Insufficient Information | Dixon Valve and Coupling installed two storm water retention ponds. One is a 13,000 square foot pond located on the north side of the facility and the other is a 20,000 square foot pond located on the south side. Installed concrete and culvert piping to capture storm water and route it to the retention ponds. Environmental paving was installed in two areas, covering 149,080 square feet, for containing storm water. Use a sweeper to control dust on facility roads. | The following property is used 100% for pollution control and is installed to meet or exceed federal or state regulations. The two storm water retention ponds, the land occupied by the stormwater retention ponds, concrete culvert piping, street sweeper, and paving. The positive determination for the paving does not include the plant entry way or any parking areas. | 2010-04-10 | 734276 | 100
13912 | T1 | Sprint Fort Bend County Landfill, LP | Sprint Ft Bend County Landfill | 16007 Boss Gaston Rd | Sugar Land | TX | 77498 | Fort Bend | CN600724926 | RN104176441 | Installed landfill liners (each about 138,000 square feet and constructed of gravels, clays, geo-textiles, and other materials) under each of the four cells at the landfill. Installed four groundwater monitoring wells around each of the four cells (total of 16 wells). | A positive use determination of 100% for the four landfill cell liners and the sixteen monitoring wells. This use determination is only valid for property which became taxable for the first time on or after January 1, 1994. | 2009-10-27 | 3558572 | 100
13913 | T1 | Sprint Fort Bend County Landfill, LP | Sprint Ft Bend County Landfill | 16007 Boss Gaston Rd | Sugar Land | TX | 77498 | Fort Bend | CN600724926 | RN104176441 | Installed control devices on an Unicare downdraft paint spray booth, including exhaust air ventilators, exhaust duct clean-outs, pre-filters, micro ceiling filters, exhaust filters, stacks and ductwork. | A positive use determination of 100% for the control devices installed on the Unicare downdraft paint spray booth, including the exhaust air ventilators, exhaust duct clean-outs, pre-filters, micro ceiling filters, exhaust filters, stacks and ductwork. | 2009-12-08 | 79569 | 100
13914 | T1 | Sprint Fort Bend County Landfill, LP | Sprint Ft Bend County Landfill | 16007 Boss Gaston Rd | Sugar Land | TX | 77498 | Fort Bend | CN600724926 | RN104176441 | Installed two sump pumps to move contaminated water for disposal. Installed a six-foot by 25-foot secondary containment around used oil and hydraulic oil tanks. Installed a 200-foot square retention pond for settling solids from stormwater. Installed stormwater dikes. | A positive use determination of 100% for the two sump pumps, six-foot by 25-foot secondary containment area, the stormwater 200-foot square retention pond, and the stormwater dikes. | 2009-12-08 | 60327 | 100
13915 | T1 | Sprint Fort Bend County Landfill, LP | Sprint Ft Bend County Landfill | 16007 Boss Gaston Rd | Sugar Land | TX | 77498 | Fort Bend | CN600724926 | RN104176441 | Use a watering truck and a Broce broom street sweeper for dust control on roadways at landfill. Installed a wash bay and two vehicle contamination pressure washers to clean vehicles that come in contact with dirt. | The following property is used for pollution control and is installed to meet or exceed federal or state regulations. A water truck and a Broce broom street sweeper. The following property was not installed to meet or exceed federal or state regulations, so a negative determination is being issued. The wash bay building and the two pressure washers. | 2010-03-15 | 144264 | 100
13916 | T1 | Sprint Fort Bend County Landfill, LP | Sprint Ft Bend County Landfill | 16007 Boss Gaston Rd | Sugar Land | TX | 77498 | Fort Bend | CN600724926 | RN104176441 | Installed a geotextile liner around an underground fuel storage tank. | A positive use determination of 100% for the underground storage tank liner. | 2009-10-27 | 19981 | 100
13917 | T1 | Victoria WLE, LP | Victoria Power Station | 1205 S Bottom St | Victoria | TX | 77901 | Victoria | CN602656548 | RN100214980 | Installed demisters for combustion turbine exhaust gas. Installed zinc transformer/spark type smokeless igniters. Installed continuous emissions monitoring system (CEMS), including diluent, for nitrogen oxides (NOx), carbon monoxide (CO), particulates (PM10), volatile organic compounds (VOCs), and ammonia (NH3). Installed selective catalytic and non-catalytic reduction systems. Installed an American Petroleum Institute separator on drains for heat recovery steam generator (HRSG). Installed pH meter, chart recorder, and temperature thermocouples for wastewater. Installed Distributed Control System (DCS) alarms for HRSG oily water separator and CEMS. Installed secondary containment (SC), including berm at cooling tower, SC for aqueous NH3, SC around HRSG chemical feed skid, slab and containment around de-mineralized water skid, berm around unloading pad, and double-walled tanks. Maintain spill response equipment. Installed sampling equipment for CEMS and lab. Installed traveling intake screens for fresh water intakes. Installed double-walled tanks for sulfuric acid and bleach. | A positive use determination of 100% for the demisters installed for the combustion turbine exhaust gas; the zinc transformer/spark type smokeless igniters; the CEMS, the selective catalytic and non-catalytic reduction systems; the API separator; the pH meter, chart recorder, and temperature thermocouples; the DCS alarms for HRSG oily water separator and CEMS; the secondary containment, at the cooling tower, for the aqueous NH3, around the HRSG chemical feed skid, the slab, the de-mineralized water skid, and the unloading pad; the spill response equipment; the sampling equipment for CEMS and lab; and the travelling intake screens for the fresh water intakes. A positive use determination of 100% of the cost difference between the cost of the double-walled storage tanks for sulfuric acid and bleach and the cost of same sized single walled tanks. | 2010-02-05 | 1960000 | 100
13918 | T2 | GAINSBOROUGH CORPORATION | GAINSBOROUGH WASTE AND TEXAS OUTHOUSE | 5200 EGBERT ST | HOUSTON | TX | 77007 | Harris | CN601478282 | RN102977444 | Use buffer zone for controlling particulates from processing waste materials. Use MADVAC trailer-mounted litter collection system to control windblown materials. | Withdrawn by applicant | 2009-10-13 | 13009.85 | 100
13919 | T4 | Union Carbide Corporation | Seadrift Site - Cogen | Highway 185 N | Seadrift | TX | 77983 | Calhoun | CN601688781 | RN102181526 | This project installed a heat recovery steam generator (HRSG) at a cogeneration facility. Use of the HRSG improves the thermal efficiency of the facility. | A negative determination. Heat recovery steam generators and associated dedicated ancillary equipment are used solely for production; therefore, are not eligible for a positive use determination. | 2012-07-05 | 8500000 | 100
13920 | T1 | Derichebourg Recycling USA | CFF Recycling West Montgomery | 8202 W Montgomery Rd | Houston | TX | 77088 | Harris | CN600276547 | RN104854856 | Installed an Exploranium GR-510/4400 radiation detector used to detect radioactive material at the scale. | The following property is used for pollution control and is installed to meet or exceed federal or state regulations. Exploranium GR-510/4400 radiation detector. | 2010-03-15 | 33368 | 100
13921 | T1 | Ball Metal Beverage Container Corp. | Ball Metal Beverage Container Corp. | 6600 Will Rogers Blvd | Ft Worth | TX | 76140 | Tarrant | CN600132062 | RN100225440 | Upgraded capacity and media in Regenerative Thermal Oxidizer (RTO). | The following property is used for pollution control and is installed to meet or exceed federal or state regulations. Upgraded capacity and media in the Regenerative Thermal Oxidizer. | 2010-02-09 | 193000 | 100
13922 | T1 | WCA Waste Corporation | WCA Tall Pines Landfill | 18710 E Hardy Rd | Houston | TX | 77073 | Harris | CN602528804 | RN103375879 | Installed 19 gas probes around the perimeter of the landfill to monitor the subsurface migration of methane. | The following property is used 100% for pollution control and is installed to meet or exceed federal or state regulations. The 19 methane probes around the perimeter of the landfill. | 2010-02-12 | 36373 | 100
13923 | T1 | WCA Waste Corporation | WCA Tall Pines Landfill | 18710 E Hardy Rd | Houston | TX | 77073 | Harris | CN602528804 | RN103375879 | Installed four groundwater monitoring wells (Wells 6, 7, 8, & 9) around landfill perimeter. | A positive use determination of 100% for groundwater monitoring wells 6, 7, 8, and 9 which were installed around the perimeter of the landfill. | 2009-12-30 | 13997 | 100
13924 | T1 | WCA Waste Corporation | WCA Tall Pines Landfill | 18710 E Hardy Rd | Houston | TX | 77073 | Harris | CN602528804 | RN103375879 | Installed three-foot thick clay liners in 16 landfill cells. The liners were installed in cells 19A, 19B, 20, 21, 22, 23, 24 North, 24 South, 26, 25 North, 25 South, 24 North Completion Liner, 26 East, 27 North, 28 South, and 28 North. | Compacted clay foundations are considered to be a part of the commercial aspect of a landfill cell and are not eligible for a positive use determination. | 2010-04-27 | 7254093 | 100
13925 | T1 | WCA Waste Corporation | WCA Tall Pines Landfill | 18710 E Hardy Rd | Houston | TX | 77073 | Harris | CN602528804 | RN103375879 | Use a water truck for dust control on dirt roads at landfill. | The following property is used 100% for pollution control and is installed to meet or exceed federal or state regulations. The water truck for dust control on dirt roads at the landfill. | 2010-02-12 | 52675 | 100
13926 | T1 | WCA Waste Corporation | WCA Ralston Rd Landfill | 6632 John Ralston Rd | Houston | TX | 77049 | Harris | CN602528804 | RN101288645 | Installed 11 gas probes around landfill perimeter to monitor the migration of methane. | A positive use determination of 100% for the 11 gas probes which were installed around the landfill perimeter. | 2010-02-18 | 33665 | 100
13927 | T1 | WCA Waste Corporation | WCA Ralston Rd Landfill | 6632 John Ralston Rd | Houston | TX | 77049 | Harris | CN602528804 | RN101288645 | Installed five groundwater monitoring wells (Wells 2, 3, 4, 5, & 6) around landfill perimeter. | A positive use determination of 100% for groundwater monitoring wells 2, 3, 4, 5, and 6 which were installed around the perimeter of the landfill. | 2009-12-30 | 20110 | 100
13928 | T1 | WCA Waste Corporation | WCA Ralston Rd Landfill | 6632 John Ralston Rd | Houston | TX | 77049 | Harris | CN602528804 | RN101288645 | Installed three-foot clay liners in 21 landfill cells. | Compacted clay foundations are considered to be a part of the commercial aspect of a landfill cell and are not eligible for a positive use determination. | 2010-04-27 | 5989713 | 100
13929 | T1 | WCA Waste Corporation | WCA Ralston Rd Landfill | 6632 John Ralston Rd | Houston | TX | 77049 | Harris | CN602528804 | RN101288645 | Purchased a watering truck for use in controlling dust on dirt roads at the landfill. | The following property is used 100% for pollution control and is installed to meet or exceed federal or state regulations. The watering truck for use in controlling dust on dirt roads at the landfill.. | 2010-02-12 | 49525 | 100
13930 | T1 | WCA Waste Corporation | WCA Greenbelt Landfill | 550 Old Genoa Red Bluff Rd | Houston | TX | 77034 | Harris | CN602528804 | RN101477719 | Installed 12 gas probes around landfill perimeter to monitor the migration of methane. | The following property is used 100% for pollution control and is installed to meet or exceed federal or state regulations. The 12 methane probes around landfill perimeter. | 2010-02-12 | 35476 | 100
13931 | T1 | WCA Waste Corporation | WCA Greenbelt Landfill | 550 Old Genoa Red Bluff Rd | Houston | TX | 77034 | Harris | CN602528804 | RN101477719 | Installed six groundwater monitoring wells (Wells 3A, 4, 103, 8, 101, and 102) around landfill perimeter. | A positive use determination of 100% for groundwater monitoring wells 3A, 4, 103, 8, 101, and 102 which were installed around the perimeter of the landfill. | 2009-12-30 | 21567 | 100
13932 | T1 | WCA Waste Corporation | WCA Greenbelt Landfill | 550 Old Genoa Red Bluff Rd | Houston | TX | 77034 | Harris | CN602528804 | RN101477719 | Installed three-foot clay liners in 24 landfill cells. | Compacted clay foundations are considered to be a part of the commercial aspect of a landfill cell and are not eligible for a positive use determination. | 2010-05-04 | 8926860 | 100
13933 | T1 | WCA Waste Corporation | WCA Greenbelt Landfill | 550 Old Genoa Red Bluff Rd | Houston | TX | 77034 | Harris | CN602528804 | RN101477719 | Use a water truck to control dust on dirt roads in landfill. | The following property is used 100% for pollution control and is installed to meet or exceed federal or state regulations. The water truck to control dust on dirt roads in landfill. | 2010-02-12 | 49525 | 100
13934 | T1 | Derichebourg Recycling USA | Terminal Facility | 1 WHARF DR | HOUSTON | TX | 77012 | Harris | CN603440926 | RN104772967 | Constructed a storm water collection and treatment system. The system consists of underground piping with inlet grates; two Advanced Drainage System Water Quality Units; two storm water detention basins; two VortClearex Filters; and two StormFilter filter units. | The following property is used 100% for pollution control and is installed to meet or exceed federal or state regulations. Storm water collection and treatment system consisting of underground piping with inlet grates; two Advanced Drainage System Water Quality Units; two storm water detention basins; two VortClearex Filters; and two StormFilter filter units. | 2010-04-21 | 291407 | 100
13935 | T1 | Derichebourg Recycling USA | Terminal Facility | 1 Wharf Dr | Houston | TX | 77012 | Harris | CN603440926 | RN104772967 | Installed three radiation detectors for use in monitoring incoming shipments to prevent radioactive materials from entering the scrap metal stream. | The following property is used for pollution control and is installed to meet or exceed federal or state regulations. Three radiation detectors. | 2010-03-15 | 120135 | 100
13936 | T1 | Noble Energy | Noble Energy Meadows #1 | Port Arthur Rd | Port Arthur | TX |  | Jefferson | Insufficient Information | Insufficient Information | Installed a ring levee around five 12,700-gallon storage tanks for oil and condensate; the levee measures 120 feet by 40 feet by two feet and has a liner under gravel. Installed one metal dike and three plastic spill tubs around smaller aboveground oil storage tanks. | The following property is used 100% for pollution control and is installed to meet or exceed federal or state regulations. The ring levee around five 12,700-gallon storage tanks for oil and condensate; the levee measures 120 feet by 40 feet by two feet and has a liner under gravel. One metal dike and three plastic spill tubs around smaller aboveground oil storage tanks. | 2010-02-12 | 12500 | 100
13937 | T1 | Noble Energy | Noble Energy Meadows #1 |  | Port Arthur | TX |  | Jefferson | CN601532971 | Insufficient Information | glycol dehydrators, BTEX Eliminator, Jules Thompson Skid. | No status event | 2010-02-18 | 0 | 100
13938 | T1 | Noble Energy | Noble Energy Wilson Jr. High | First Street | Nederland | TX |  | Jefferson | Insufficient Information | Insufficient Information | An 120-foot by 40-foot by two-foot metal dike around five 12,700-gallon storage tanks for oil and condensate. An 180-foot by 180-foot metal dike around the entire facility. One small metal dike and three plastic spill tubs. | The following property is used 100% for pollution control and is installed to meet or exceed federal or state regulations. 120’ by 40’ by 2’ metal secondary containment dike. Small metal containment dike. 3 plastic spill tubs. | 2010-09-14 | 47500 | 100
13939 | T1 | Noble Energy | Noble Energy Wilson Jr. High | First Street | Nederland | TX |  | Jefferson | Insufficient Information | Insufficient Information | glycol dehydrator, BTEX Eliminator, and refrigerated vapor recovery unit. | No status event | 2010-02-18 | 0 | 100
13940 | T1 | Noble Energy | Noble Energy Beauxart Gardens 1 |  | Port Arthur | TX |  | Jefferson | CN601532971 | Insufficient Information | glycol dehydrator and BTEX Eliminator. | No status event | 2010-02-18 | 0 | 100
13941 | T1 | Noble Energy | Noble Energy Beauxart Gardens 1 | Lease Rd | Port Arthur | TX |  | Jefferson | Insufficient Information | Insufficient Information | Installed a 120-foot by 40-foot by two-foot ring levee with a liner under gravel around four 12,700-gallon storage tanks for oil and condensate. Installed one metal dike and three plastic spill tubs around smaller aboveground storage tanks for oil. | The following property is used 100% for pollution control and is installed to meet or exceed federal or state regulations. The120-foot by 40-foot by two-foot ring levee with a liner under gravel around four 12,700-gallon storage tanks for oil and condensate. One metal dike and three plastic spill tubs around smaller aboveground storage tanks for oil. | 2010-02-12 | 12500 | 100
13942 | T1 | Noble Energy | Noble Energy Henry Jacobs 1 | 60th St | Port Arthur | TX |  | Jefferson | Insufficient Information | Insufficient Information | Installed a 120-foot by 40-foot by two-foot metal dike around four 12,700-gallon storage tanks for oil and condensate. Installed one metal dike and three plastic spill tubs around smaller aboveground storage tanks for oil. | The following property is used for pollution control and is installed to meet or exceed federal or state regulations. The 120-foot by 40-foot by two-foot metal dike around four 12,700-gallon storage tanks for oil and condensate. One metal dike and three plastic spill tubs around smaller aboveground storage tanks for oil. | 2010-01-04 | 17500 | 100
13943 | T1 | Noble Energy | Noble Energy Henry Jacobs 1 | 60th Street | Port Arthur | TX |  | Jefferson | Insufficient Information | Insufficient Information | glycol dehydrators, BTEX Eliminator, Jules Thompson Skid. | No status event | 2010-02-18 | 0 | 100
13944 | T1 | Noble Energy | Nobel Energy E. F. Williams 1 |  | Vidor | TX |  | Orange | CN601532971 | Insufficient Information | glycol dehydrator and BTEX Eliminator. | No status event | 2010-02-18 | 0 | 100
13945 | T1 | Noble Energy | Noble Energy Red Gas Unit No. 2 |  | Port Arthur | TX |  | Jefferson | CN601532971 | Insufficient Information | glycol dehydrators, BTEX Eliminator, Jules Thompson Skid. | No status event | 2010-02-18 | 0 | 100
13946 | T1 | Noble Energy | Noble Energy Red Gas Unit No. 2 | State Road 105 | Port Arthur | TX |  | Jefferson | Insufficient Information | Insufficient Information | A 120-foot by 40-foot by two-foot metal dike around four 12,700-gallon storage tanks for oil and condensate. Three plastic spill tubs under raised oil storage (two 350-gallon totes and a 500-gallon aboveground storage tank). | The following property is used 100% for pollution control and is installed to meet or exceed federal or state regulations. The 120-foot by 40-foot by two-foot metal dike and the three plastic spill tubs. | 2010-04-17 | 12500 | 100
13947 | T1 | INEOS USA LLC | INEOS Nitriles - Green Lake | 13050 State Hwy 185 North | Port Lavaca | TX | 77979 | Calhoun | CN602817884 | RN100210038 | Closed Drain System: Stainless steel collection box. Demisters for new absorber. Absorber Off-Gas Incinerator. Flare tips. Plant area monitoring systems. Infrared camera and closed circuit television system. Dopak sampler. Absorber rupture discs. Continuous emission monitoring systems and analyzer house. | The following property is used 100% for pollution control and is installed to meet or exceed federal or state regulations. Closed Drain System. Demisters for absorbers. Absorber off-gas incinerator. Flare tips. Plant area monitoring systems. Infrared camera and closed circuit television system. Dopak sampler. Absorber rupture discs. Continuous emission monitoring systems and analyzer house. | 2011-04-30 | 13917485 | 100
13948 | T1 | Pratt Industries, Inc | Pratt Industries | 202 N Great Southwest Pkwy | Grand Prairie | TX | 75050 | Tarrant | CN603387234 | RN101541514 | Use balers for scrap cardboard. | Returned for failure to respond to a deficiency letter. | 2010-01-06 | 191260 | 100
13949 | T1 | Pratt Industries, Inc | Pratt Industries | 3700 Eagle Place Dr #800 | Dallas | TX | 75236 | Dallas | CN603221417 | RN105293658 | Use baler for scrap cardboard. | Returned for failure to respond to a deficiency letter. | 2010-01-06 | 213501 | 100
13950 | T1 | Pratt Industries, Inc | Pratt Industries | 6389 FM 3009 #100 | Schertz | TX | 78154 | Guadalupe | CN603354044 | RN105511877 | Installed an Environmental Pneumatics Model MF 36-168 dust collector. | The following property is used 100% for pollution control and is installed to meet or exceed federal or state regulations. The Environmental Pneumatics Model MF 36-168 dust collector. | 2010-04-17 | 142039 | 100
13951 | T1 | Williams Field Services | Markham Gas Treating Facility | 4367 County Road 403 | Markham | TX | 77456 | Matagorda | CN602524001 | RN103765970 | Thermal oxidizer and utility flare system to control volatile organic compounds. | The following property is used 100% for pollution control and is installed to meet or exceed federal or state regulations. Thermal oxidizer and utility flare system. | 2010-06-14 | 3457699 | 100
13952 | T1 | Williams Field Services | Markham Gas Treating Facility | 4367 County Road 403 | Markham | TX | 77456 | Matagorda | CN602524001 | RN103765970 | Utility flare and associated equipment, including flare header, pilot, and knock-out drum. | The following property is used 100% for pollution control and is installed to meet or exceed federal or state regulations. Utility flare and associated equipment, including flare header, pilot, and knock-out drum. | 2010-06-14 | 97620 | 100
13953 | T1 | SI Group, Inc | Freeport Plant | 702 FM 523 | Freeport | TX | 77541 | Brazoria | CN603119280 | RN100218999 | Installed vapor control system with two vapor collection piping headers (for tank and loading vapors, respectively), a blower for tank vapors, and a flare. | The following property is used for pollution control and is installed to meet or exceed federal or state regulations. The vapor control system consisting of two vapor collection piping headers (for tank and loading vapors, respectively), the blower for tank vapors, and the flare system. | 2010-03-11 | 680000 | 100
13954 | T1 | Liberty Property Trust, LP | Liberty Property Trust Greens Pkwy | 860 Greens Pkwy | Houston | TX | 77067 | Harris | Insufficient Information | Insufficient Information | Installed 321,750 square feet of paving to control dust and to direct storm water from parking areas and driveways to a retention pond. Installed a 29,565 square foot retention pond to evaporate storm water. | Returned for failure to respond to a deficiency letter. | 2010-05-07 | 4196744 | 100
13955 | T1 | Liberty Property Trust, LP | N Sam Houston Pkwy | 5200 N Sam Houston Pkwy | Houston | TX | 77066 | Harris | Insufficient Information | Insufficient Information | Installed 192,000 square feet of paving in parking areas and driveways to control dust and to direct storm water to a retention pond. Installed a 54,400 square foot retention pond to evaporate storm water. | Returned for failure to respond to a deficiency letter. | 2010-05-11 | 5546560 | 100
13956 | T1 | Liberty Property Trust, LP | Liberty Property Trust W Little York | 10735 W Little York | Houston | TX | 77041 | Harris | Insufficient Information | Insufficient Information | Installed 170,796 square feet of paving on parking areas and driveways to control dust and to direct storm water to a retention pond. Installed a 138,247 square foot retention pond to evaporate storm water. | Returned for failure to respond to a deficiency letter. | 2010-05-11 | 2587613 | 100
13957 | T1 | INEOS USA LLC | INEOS Nitriles - Green Lake | 13050 State Hwy 185 North | Port Lavaca | TX | 77979 | Calhoun | CN602817884 | RN100210038 | Quench stripper. Cathodic protection for process piping and cooling water piping. Area paving. Groundwater monitoring wells., Closed drain trench. Sensing device for the caustic tanks. Pipe coatings on the cooling water piping. Demisters for the quench. pH control analyzer. | The following property is used 100% for pollution control and is installed to meet or exceed federal or state regulations. Quench stripper. Cathodic protection on piping. Area paving. Groundwater monitoring wells., Closed drain trench. Sensing device on caustic tanks. Pipe coatings on the cooling water piping. pH control analyzer. | 2010-09-24 | 2197700 | 100
13958 | T1 | INEOS USA LLC | INEOS Nitriles - Green Lake | 13050 State Hwy 185 North | Port Lavaca | TX | 77979 | Calhoun | CN602817884 | RN100210038 | Installed a new waste drain system for spills, leaks, and contaminated storm water, consisting of steel piping from numerous catch basins and from the outlet catch basin to the existing sump system for rainwater processing. | The following property is used 100% for pollution control and is installed to meet or exceed federal or state regulations. The waste drain system consisting of steel piping from the catch basins and the outlet catch basin to the sump system for rainwater processing. | 2010-05-14 | 500000 | 100
13959 | T1 | WCA Waste Corporation | WCA Fort Bend Regional Landfill | 14115 Davis Estate Rd | Needville | TX | 77461 | Fort Bend | CN602528804 | RN102803913 | Installed 13 gas probes around the perimeter of the landfill to monitor subsurface migration of methane. | The following property is used 100% for pollution control and is installed to meet or exceed federal or state regulations. 13 gas probes. | 2010-09-14 | 33730 | 100
13960 | T1 | WCA Waste Corporation | WCA Fort Bend Regional Landfill | 14115 Davis Estate Rd | Needville | TX | 77461 | Fort Bend | CN602528804 | RN102803913 | Liners for seven landfill cells (total of 62.9 acres). Twenty groundwater monitoring wells around landfill perimeter (MW-1, MW-2A, MW-2B, MW-3, MW-4, MW-5, MW-6A, MW-6B, MW-7, MW-8, MW-9A, MW-9B, MW-10, MW-11, MW-12, MW-13, MW-14, MW-15, MW-16, and MW-17). | The following property is used 100% for pollution control and is installed to meet or exceed federal or state regulations. The following twenty groundwater monitoring wells: MW-1, MW-2A, MW-2B, MW-3, MW-4, MW-5, MW-6A, MW-6B, MW-7, MW-8, MW-9A, MW-9B, MW-10, MW-11, MW-12, MW-13, MW-14, MW-15, MW-16, and MW-17. The following property is considered to be part of the commercial aspect of the facility and a negative determination is issued for: The liners installed for seven landfill cells (total of 62.9 acres). | 2010-05-03 | 165868.14 | 100
13961 | T1 | WCA Waste Corporation | Fort Bend Regional Landfill | 14115 Davis Estate Rd | Needville | TX | 77461 | Fort Bend | CN602528804 | RN102803913 | Water truck and street sweeper. | A positive use determination of 100% for the water truck and the street sweeper. | 2011-04-07 | 5500 | 100
13962 | T1 | WCA Waste Corporation | WCA Fort Bend Regional Landfill | 14115 Davis Estate Rd | Needville | TX | 77461 | Fort Bend | CN602528804 | RN102803913 | Constructed a 769,405 square foot storm water retentions pond. Constructed storm ditches and 9,350 square feet of asphalt access roads. | The following property is used 100% for pollution control and is installed to meet or exceed federal or state regulations. The 769,405 square foot storm water retentions pond. The land occupied by the storm water retention pond. The 9,350 square feet of asphalt access roads. The storm water ditches. | 2010-07-23 | 1471048 | 100
13963 | T1 | WCA Waste Corporation | WCA Fort Bend Regional Landfill | 14115 Davis Estate Rd | Needville | TX | 77461 | Fort Bend | CN602528804 | RN102803913 | Installed a leachate collection system consisting of a collection trench inside landfill cell, a sump, piping, and pumps. Two 60,000-gallon aboveground storage tanks for storing leachate, with secondary containment consisting of a 125-foot by 75-foot berm made of compacted clay with a 60-mil high density polyethylene geo-membrane liner covered with gravel. | The following property is used 100% for pollution control and is installed to meet or exceed federal or state regulations. Leachate collection system consisting of a collection trench inside landfill cell, a sump, piping, and pumps installed to collect leachate. Two 60,000-gallon aboveground leachate storage tanks with secondary containment consisting of a 125-foot by 75-foot berm made of compacted clay with a 60-mil high density polyethylene geo-membrane liner covered with gravel. | 2010-07-20 | 902843 | 100
13964 | T1 | Worley Welding Works, Inc. | B.L.P. | 2055 West State Road 300 | Levelland | Tx | 79336 | Hockley | CN601423635 | RN102803228 | The integral particulate filtration control systems built into the walls of spray paint booths #1 (Spray Booth Systems, Inc., model TEMDD241865PDT), #2 (S.O.T. Abrasives & Equipment, model TECD201245PST), and #3 (S.O.T. Abrasives & Equipment). The cartridge filter system and grit blast recycle system on the abrasive blasting booth (Hoffman Blast Room Equipment, Inc.). | The following property is used 100% for pollution control and is installed to meet or exceed federal or state regulations. The integral particulate filtration control systems built into the walls of spray paint booths #1 (Spray Booth Systems, Inc., model TEMDD241865PDT), #2 (S.O.T. Abrasives & Equipment, model TECD201245PST), and #3 (S.O.T. Abrasives & Equipment). The cartridge filter system and grit blast recycle system on the abrasive blasting booth (Hoffman Blast Room Equipment, Inc.). | 2010-06-14 | 600190.34 | 100
13965 | T1 | Enduro Systems Inc | Enduro Systems Inc | 16602 Central Green Blvd | Houston | TX | 77032 | Harris | CN601226046 | RN104559190 | Sensor system and overfill control on main resin tank. | Returned for failure to respond to a deficiency letter. | 2010-12-03 | 16395.97 | 100
13966 | T1 | Devon Gas Services | Mimms Creek Compressor Station | CR 640 | Teague | TX | 75860 | Freestone | CN601320484 | Insufficient Information | Installed a Caterpillar 3516TALE compressor equipped with a lean-burn gas-fired engine. | A positive use determination of 20% for the lean-burn combustion system installed in the Caterpillar 3516TALE compressor. | 2010-03-31 | 733080 | 20
13967 | T1 | Devon Gas Services | Dew Field Compressor Station | Ranch 489 | Dew | TX | 75860 | Freestone | CN601320484 | Insufficient Information | Installed a Caterpillar 3516TALE compressor equipped with a lean-burn gas-fired engine. | A positive use determination of 20% for the lean-burn combustion system installed in the Caterpillar 3516TALE compressor. | 2010-03-31 | 706080 | 20
13968 | T1 | Devon Gas Services | FR Hill Compressor Station | RR1124 | Fairfield | TX | 75840 | Freestone | CN601320484 | RN105009245 | Installed a Caterpillar 3516TALE compressor equipped with a lean-burn gas-fired engine. | A positive use determination of 20% for the lean-burn combustion system installed in the Caterpillar 3516TALE compressor. | 2010-03-31 | 507880 | 20
13969 | T1 | Devon Gas Services | East Rhome Compressor Station | Hwy 114 | Rhome | TX | 76078 | Wise | CN601320484 | Insufficient Information | Installed three Caterpillar 3616TALE compressors equipped with lean-burn gas-fired engines and four Caterpillar 3612TALE compressors equipped with lean-burn gas-fired engines. | A positive use determination of 20% for the lean-burn combustion systems installed in the three Caterpillar 3616TALE compressors and the four Caterpillar 3216TALE compressors. | 2010-03-31 | 3865860 | 100
13970 | T1 | Devon Gas Services | South Bald Prairie Compressor Station | Leamon | Franklin | TX | 77856 | Robertson | CN601320484 | Insufficient Information | Installed a Caterpillar 3516TALE compressor equipped with a lean-burn gas-fired engine. | A positive use determination of 20% for the lean-burn combustion system installed in the Caterpillar 3516TALE compressor. | 2010-03-31 | 706080 | 20
13971 | T1 | Devon Gas Services | Rothermel Compressor Station | Hwy 937 | Groesbeck | TX | 76642 | Limestone | CN601320484 | Insufficient Information | Installed three Caterpillar 3516TALE compressors equipped with lean-burn gas-fired engines. | A positive use determination of 20% for the lean-burn combustion systems installed in the three Caterpillar 3516TALE compressors. | 2010-03-31 | 2118240 | 20
13972 | T1 | Devon Gas Services | Lateral B-117 Compressor Station | Blewitt Rd | Rhome | TX | 76078 | Wise | CN601320484 | RN102700176 | Installed three Caterpillar 3616TALE compressors equipped with lean-burn gas-fired engines. | A positive use determination of 20% for the lean-burn combustion systems installed in the three Caterpillar 3616TALE compressors. | 2010-03-31 | 9943500 | 20
13973 | T1 | Devon Gas Services | Lone Camp Storage Facility | FM 3137 | Lone Camp | TX | 76484 | Palo Pinto | CN601320484 | Insufficient Information | Installed a Waukesha 7042 GL compressor equipped with a lean-burn gas-fired engine. | The following property is used 20% for pollution control and is installed to meet or exceed federal or state regulations. The lean-burn combustion system for the Waukesha 7042 GL compressor. | 2010-06-11 | 538070 | 20
13974 | T1 | Devon Gas Services | Oaks Compressor Station | CR 828 | Groesbeck | TX | 75838 | Limestone | CN601320484 | Insufficient Information | Installed a Caterpillar 3516TALE compressor equipped with a lean-burn gas-fired engine. | A positive use determination of 20% for the lean-burn combustion system installed in the Caterpillar 3516TALE compressor. | 2010-03-31 | 706080 | 20
13975 | T1 | Devon Gas Services | Allison Compressor Station | Old Stoney Rd | Decatur | TX | 76023 | Wise | CN601320484 | RN102913225 | Installed two Caterpillar 3616TALE compressors equipped with lean-burn gas-fired engines. Installed five Caterpillar 3612TALE compressors equipped with lean-burn gas-fired engines. | A positive use determination of 20% for the lean-burn combustion systems installed in the two Caterpillar 3616TALE and the five Caterpillar 3612TALE compressors. | 2010-03-31 | 2754087 | 100
13976 | T1 | Enduro Systems Inc | Enduro Systems Inc | 16602 Central Green Blvd | Houston | TX | 77032 | Harris | CN601226046 | RN104559190 | four thermal oxidizers and air handling and purification system. | Withdrawn by applicant | 2010-02-19 | 0 | 100
13977 | T1 | Schuff Steel Gulf Coast | Schuff Steel Gulf Coast | 14500 Smith Road | Humble | TX | 77396 | Harris | CN602889024 | RN105508014 | 36,727 square foot storm water pond. 107,443 square foot storm water pond. Piping connecting the ponds. Two submersible pumps. Jockey pump with controls. Land occupied by ponds. | The following property is used 100% for pollution control and is installed to meet or exceed federal or state regulations. 36,727 square foot storm water pond. 107,443 square foot storm water pond. Piping connecting the ponds. Two submersible pumps. Jockey pump with controls. Land occupied by ponds. | 2010-11-18 | 193123 | 100
13978 | T1 | Oxy Vinyls, Inc. | Pasadena PVC Plant | 4403 Pasadena Fwy | Pasadena | TX | 77503 | Harris | CN600129126 | RN102518065 | process change. | Returned for failure to respond to a deficiency letter. | 2010-01-26 | 0 | 100
13979 | T1 | Marathon Petroleum Company, LLC | Texas Refining Division | 502 10th Street South | Texas City | TX | 77590 | Galveston | CN600244933 | RN100210608 | Installation of monitoring equipment for flare system, including flow-meters, restriction orifices, and control valves, and made modifications to the existing flow meter for flare system. | The following property is used 100% for pollution control and is installed to meet or exceed federal or state regulations. The installation of flow-meters, restriction orifices, and control valves; and the modifications to the existing flow meter for the flare system. | 2010-04-27 | 807000 | 100
13980 | T1 | Marathon Petroleum Company, LLC | Texas Refining Division | 502 10th Street South | Texas City | TX | 77590 | Galveston | CN600244933 | RN100210608 | The HMT Aluminator 1000 pontoon internal floating roof and the HMT Aluminum Mini-shoe seal installed on Tank 39, a 90,000-barrel tank used to store wastewater that is potentially contaminated with Benzene. | The following property is used 100% for pollution control and is installed to meet or exceed federal or state regulations. The HMT Aluminator 1000 pontoon internal floating roof and the HMT Aluminum Mini-shoe seal installed on Tank 39. | 2010-04-28 | 265100 | 100
13981 | T1 | Enterprise Texas Pipeline, LLC. | Wilson Storage | 2020 County Road 103 | Boling | TX | 77420 | Wharton | CN603211277 | RN101926822 | Concrete secondary containment (24 feet by 24 feet by 2.5 feet) for 210-barrel diesel storage tank. | The following property is used 100% for pollution control and is installed to meet or exceed federal or state regulations. The 24 feet by 24 feet by 2.5 feet concrete secondary containment. | 2010-04-17 | 27141 | 100
13982 | T1 | F.W. Gartner Thermal Spraying, Ltd | F.W. Gartner Thermal Spraying, Ltd. | 25 Southbelt Industrial Dr | Houston | TX | 77047 | Harris | CN601074818 | RN102183894 | Septic system and 20,000 square foot septic drain field with five 62-inch diameter sprinklers. | The following property is used 100% for pollution control and is installed to meet or exceed federal or state regulations. Septic system and 20,000 square foot septic drain field with five 62-inch diameter sprinklers. | 2010-07-20 | 105000 | 100
13983 | T1 | F.W. Gartner Thermal Spraying, Ltd. | F.W. Gartner Thermal Spraying, Ltd. | 25 Southbelt Industrial Dr | Houston | TX | 77047 | Harris | CN601074818 | RN102183894 | Eight dust collection units, including ducts, baghouses, and stacks, on the thermal spray cells and booths on the north side of the facility behind bays 4 and 5 and on the north side of bay 5. Three dust collectors, including ducts, baghouses, and stacks, for the large thermal spraying room. Three air compressors (two 75 HP and one 150 HP) for cleaning the filters in the baghouses. Cartridge dust collectors: one in the blast room; one on the north end of bay 2 on a large blast enclosure; one on a turbine parts blast enclosure; one on a steel grit blast enclosure; one on two laser weld/manual TIG weld and hand blending units on the north end of bay 3; and one on two benchtown hand grinding filter units on the north end of bay 3. Three dust collectors on small blast cabinets. A Dust Hog dust collector in bay 2. | The following property is used 100% for pollution control and is installed to meet or exceed federal or state regulations. 8 dust collection units. 3 dust collectors. 3 air compressors. 6 cartridge dust collectors. 3 dust collectors on small blast cabinets. Dust Hog dust collector. | 2010-08-23 | 743100 | 100
13984 | T1 | F.W. Gartner Thermal Spraying, Ltd. | F.W. Gartner Thermal Spraying, Ltd. | 25 Southbelt Industrial Dr | Houston | TX | 77047 | Harris | CN601074818 | RN102183894 | Constructed a 30' x 30' x 1' containment structure around the evaporator. Constructed a secondary containment structure consisting of a 20' x 8' x 3' dike and a 6 inch pad for a kerosene tank. Purchased two eight drum containment workstations, three two drum rocker storage units, three two drum stacker storage units, and one shelf drum storage unit. | The following property is used 100% for pollution control and is installed to meet or exceed federal or state regulations. The 30' x 30' x 1' secondary containment structure constructed for the wastewater evaporator. The 20' x 8' x 3' dike and 6" pad installed as secondary containment for the kerosene tank. 2 eight-drum containment workstations. 3 two-drum rocker storage units. | 2010-08-03 | 16665.86 | 100
13985 | T1 | F.W. Gartner Thermal Spraying, Ltd. | F.W. Gartner Thermal Spraying, Ltd. | 25 Southbelt Industrial Dr | Houston | TX | 77047 | Harris | CN601074818 | RN102183894 | Installed stacks, duct work and hoods on eight thermal spray booths, one large spray room, one bead blasting booth, one large blast enclosure, one turbine parts blast enclosure, and one steel grit blast enclosure. Installed three small blast cabinets. | The following property is used 100% for pollution control and is installed to meet or exceed federal or state regulations. The stacks, duct work, and hoods installed for the following: eight thermal spray booths, one large spray room, one bead blasting booth, one large blast enclosure, one turbine parts blast enclosure, and one steel grit blast enclosure. The blasting material capture and recycle portions of the three small blast cabinets. | 2010-04-27 | 484416 | 100
13986 | T1 | AEP Texas North Company | Oklaunion Power Plant | 12567 FM 3430 | Vernon | TX | 76384 | Wilbarger | CN601243389 | RN104511472 | Replacement expansion joints for electrostatic precipitator (ESP) row gate valves. Replacement vacuum piping for ESP. Replacement expansion joints for ESP. Replacement water supply pump for scrubber for flue gas desulfurization (FGD). Relining three FGD absorbers. Replacing 102 inlet dampers for FGD scrubber. | The following property is used 100% for pollution control and is installed to meet or exceed federal or state regulations. Replacement of the expansion joints for the electrostatic precipitator (ESP) row gate valves. Replacement of the vacuum piping for the ESP. Replacement of the expansion joints for the ESP. Replacement of the water supply pump for the flue gas desulfurization (FGD) scrubber. The relining of the three FGD absorbers. The replacement of 102 inlet dampers for the FGD scrubber. | 2010-06-08 | 241477.46 | 100
13987 | T1 | AEP Texas North Company | Oklaunion Power Plant | 12567 FM 3430 | Vernon | TX | 76384 | Wilbarger | CN601243389 | RN104511472 | Replacement liner in evaporation pond for wastewater from cooling tower blowdown. | The following property is used 100% for pollution control and is installed to meet or exceed federal or state regulations. Liner for cooling water blowdown evaporation pond. | 2010-09-14 | 382409.68 | 100
13988 | T1 | Southwestern Electric Power Company | Pirkey Power PLant | 2400 Farm Road 3251 | Hallsville | TX | 75650 | Harrison | CN600126767 | RN100214287 | Replacement of lining in flue gas desulfurization tower C. Replacement of "A" filter cake transfer conveyor belt. New wires in electrostatic precipitator. Replacement tank in the sulfur trioxide/ammonia injection system. New software for Continuous Emissions Monitoring System. Replacement of flow monitor in boiler stack. | The following property is used 100% for pollution control and is installed to meet or exceed federal or state regulations. The flue gas desulfurization tower C lining replacement. The "A" filter cake transfer conveyor belt replacement. The new wires in the electrostatic precipitator. The sulfur trioxide/ammonia injection system tank replacement. The new software for the continuous emissions monitoring system. The replacement of the boiler stack flow monitor. | 2010-06-11 | 2211478.1 | 100
13989 | T1 | Southwestern Electric Power Company | Pirkey Power PLant | 2400 Farm Road 3251 | Hallsville | TX | 75650 | Harrison | CN600126767 | RN100214287 | New ash sluice water recirculation pumps A and C. | The following property is used 100% for pollution control and is installed to meet or exceed federal or state regulations. Ash sluice water recirculation pumps A and C. | 2010-03-09 | 48586.01 | 100
13990 | T1 | Southwestern Electric Power Company | Pirkey Power Plant | 2400 Farm Road 3251 | Hallsville | TX | 75650 | Harrison | CN600126767 | RN100214287 | Expansion of and new liner for on-site landfill for stabilized scrubber sludge waste from the flue gas desulfurization system. | The following property is used 100% for pollution control and is installed to meet or exceed federal or state regulations. Sludge landfill liner. | 2010-12-14 | 59189.06 | 100
13991 | T1 | Southwestern Electric Power Company | Welsh Power Plant | Route 4, Box 221 | Pittsburg | TX | 75686 | Titus | CN602843245 | RN100213370 | fly ash handling system, the pyrite disposal system, the bottom ash handling system, the air system, various expansion joints, and monitor systems. | Returned for failure to respond to a deficiency letter. | 2010-02-18 | 0 | 100
13992 | T1 | Southwestern Electric Power Company | Welsh Power Plant | Route 4, Box 221 | Pittsburg | TX | 75686 | Titus | CN602843245 | RN100213370 | Replacement wastewater treatment plant, control computer, and cover building. | The following property is used 100% for pollution control and is installed to meet or exceed federal or state regulations. Sewage treatment plant. Computer. Building. | 2010-12-30 | 163245.19 | 100
13993 | T1 | Clarke Products | Waco facility | 600 General Parkway | Waco | TX | 76704 | McLennan | CN600129381 | RN104635032 | paint booth(s) Gel Coast Guns, a vacuum pump, and a Fairbanks Scale. | Withdrawn by applicant | 2010-11-03 | 0 | 100
13994 | T1 | Enterprise Texas Pipeline, LLC. | Sweeny Compressor Station | State Hwy 35 | Old Ocean | TX |  | Brazoria | CN603211277 | RN102607884 | Concrete secondary containment (24.5 feet by 24.5 feet by 2 feet) for 210-barrel tank for natural gas condensate. | The following property is used 100% for pollution control and is installed to meet or exceed federal or state regulations. The 24.5 feet by 24.5 feet by 2 feet concrete secondary containment. | 2010-04-27 | 30000 | 100
13995 | T1 | Enterprise Texas Pipeline, LLC. | Bryan Compressor Station | 13757 Old Hearn Road | Bryan | TX | 77807 | Robertson | CN603211277 | RN104213939 | Secondary containment (measuring 50 feet by 50 feet by 3 feet) for three 210-barrel tanks (NGL Tank, Separator Water Tank, and Wash Down Tank). | The following property is used 100% for pollution control and is installed to meet or exceed federal or state regulations. The 50 feet by 50 feet by 3 feet concrete secondary containment. | 2010-04-17 | 53549 | 100
13996 | T1 | Devon Gas Services | Bridgeport Gas Plant | 415 CR 3502 | Bridgeport | TX | 76426 | Wise | CN601320484 | RN100223619 | The lean burn combustion systems on the Caterpillar 3612TALE compressor and the Caterpillar 3616TALE compressor. | The following property is used 20% for pollution control and is installed to meet or exceed federal or state regulations. The lean-burn combustion systems for the Caterpillar G3616TALE compressor and the Caterpillar 3612TALE compressor. | 2010-04-22 | 3351679 | 20
13997 | T1 | Devon Gas Services | I-20 Compressor Station | IH-20 | Weatherford | TX | 76085 | Parker | CN601320484 | Insufficient Information | The lean burn combustion system on the Caterpillar 3612TALE compressor. | The following property is used 20% for pollution control and is installed to meet or exceed federal or state regulations. The Caterpillar G3612TALE lean-burn gas-fired compressor engine. | 2010-04-17 | 2308810 | 20
13998 | T1 | International Aluminum Corp | International Extrusion Corp-TX | 202 Singleton Dr | Waxahachie | TX | 75165 | Ellis | CN602387995 | RN102799947 | upgrade of the wastewater treatment system. | Returned for failure to respond to a deficiency letter. | 2010-06-22 | 0 | 100
13999 | T1 | Enterprise Texas Pipeline, LLC | Hagist Compressor Station | Hwy 16 | Duval | TX |  | Duval | CN603211277 | RN102591302 | Hagist Compressor Station flare and ignition system, including a 12-inch flare base with integrated knock-out drum, a three-inch by six-feet stainless steel flare tip with a 12-inch mixing chamber and a four-inch air line, a retractable propane pilot, a 110-volt continuous spark ignition system, a three-inch detonation flame arrestor, a coat of industrial recoatable primer, and a 375 foot per minute fan. | The following property is used 100% for pollution control and is installed to meet or exceed federal or state regulations. Hagist Compressor Station flare and ignition system, including a 12-inch flare base with integrated knock-out drum, a three-inch by six-feet stainless steel flare tip with a 12-inch mixing chamber and a four-inch air line, a retractable propane pilot, a 110-volt continuous spark ignition system, a three-inch detonation flame arrestor, a coat of industrial recoatable primer, and a 375 foot per minute fan. | 2010-06-08 | 85000 | 100
14000 | T1 | Enterprise Texas Pipeline, LLC. | Hartman Compressor Station | FM 889 |  | TX |  | Live Oak | CN603211277 | RN102522968 | Hartman Compressor Station flare and ignition system, including a 12-inch flare base with integrated knock-out drum, a three-inch by six-feet stainless steel flare tip with a 12-inch mixing chamber and a four-inch air line, a retractable propane pilot, a 110-volt continuous spark ignition system, a three-inch detonation flame arrestor, a coat of industrial recoatable primer, and a 375 foot per minute fan. | The following property is used 100% for pollution control and is installed to meet or exceed federal or state regulations. Hartman Compressor Station flare and ignition system, including a 12-inch flare base with integrated knock-out drum, a three-inch by six-feet stainless steel flare tip with a 12-inch mixing chamber and a four-inch air line, a retractable propane pilot, a 110-volt continuous spark ignition system, a three-inch detonation flame arrestor, a coat of industrial recoatable primer, and a 375 foot per minute fan. | 2010-06-08 | 85000 | 100
14001 | T1 | Eastman Chemical Company, TX Operations | Eastman Chemical Company, TX Operations | 300 Kodak Blvd. | Longview | TX | 75602 | Harrison | CN601214406 | RN100219815 | Secondary containment structure for Tank 123, measuring 55 feet by 130 feet by five inches, constructed of three inches of compacted soil covered by two inches of compacted asphaltic material. | The following property is used 100% for pollution control and is installed to meet or exceed federal or state regulations. Secondary containment structure for Tank 123, measuring 55 feet by 130 feet by five inches, constructed of three inches of compacted soil covered by two inches of compacted asphaltic material. | 2010-06-08 | 411000 | 100
14002 | T1 | Seaway Crude Pipeline Company | Jones Creek Station | 6225 Highway 36 | Jones Creek | TX | 77541 | Brazoria | CN603281544 | Insufficient Information | Degassing system for six crude oil storage tanks, including flexible connectors, piping, a blower, electronic monitoring and control systems, and a John Zinc thermal oxidizer. | The following property is used 100% for pollution control and is installed to meet or exceed federal or state regulations. Degassing system for six crude oil storage tanks, including flexible connectors, piping, blower, electronic monitoring and control systems, and John Zinc thermal oxidizer. | 2010-06-14 | 5793310 | 100
14003 | T1 | Leach Family Limited Partnership | Three L., Inc. Bulk Plant | 12235 Robin Boulevard | Houston | TX | 77045 | Harris | CN603543711 | RN105815088 | 16,953 square foot retention pond. 24,953 square feet of paving. Land occupied by retention pond. | The following property is used 100% for pollution control and is installed to meet or exceed federal or state regulations. 16,953 square foot retention pond. 24,953 square feet of paving. Land occupied by retention pond. | 2010-11-02 | 203801 | 100
14004 | T1 | Texas Eastern Transmission LP | Charco Compressor Station | 2156 FM 2442 | Kennedy | TX | 78119 | Goliad | CN600126221 | RN100217801 | Utility flare, piping, pilots, knock-out drum, and associated equipment | The following property is used 100% for pollution control and is installed to meet or exceed federal or state regulations. Utility flare, piping, pilots, knock-out drum, and associated equipment. | 2010-06-08 | 4763446 | 100
14005 | T1 | Texas Eastern Transmission LP | Thomaston Compressor Station | 803 Zengerle | Thomaston | TX | 77989 | Dewitt | CN600126221 | RN100212547 | Utility flare, piping, pilots, knock-out drum, and associated equipment | The following property is used 100% for pollution control and is installed to meet or exceed federal or state regulations. Utility flare, piping, pilots, knock-out drum, and associated equipment. | 2010-06-08 | 4239258 | 100
14006 | T1 | Williams Field Services | Markham Gas Treating Facility | 4367 County Road 403 | Markham | TX | 77456 | Matagorda | CN602524001 | RN103765970 | Installed a compressor oil drain, an open drain sump, and associated pump systems for the control of potentially contaminated waters. | The following property is used 100% for pollution control and is installed to meet or exceed federal or state regulations. The compressor oil drain, open drain sump, and associated pump systems. | 2010-04-21 | 150963 | 100
14007 | T1 | Williams Field Services | Markham Gas Treating Facility | 4367 County Road 403 | Markham | TX | 77456 | Matagorda | CN602524001 | RN103765970 | Effluent Collection and Drainage System consisting of drains, sumps, and tanks. | The following property is used 100% for pollution control and is installed to meet or exceed federal or state regulations. Effluent Collection and Drainage System consisting of drains, sumps, and tanks. | 2010-06-11 | 181107 | 100
14008 | T1 | Western Extrusion Corp | Sandy Lake Road Facility | 1735 Sandy Lake road | Carrollton | TX | 75006 | Dallas | CN600255293 | RN102590700 | Effluent water treatment facility to adjust the pH of process water prior to discharge to the municipal sewer system, including four mixing tanks and a controller system. | The following property is used 100% for pollution control and is installed to meet or exceed federal or state regulations. The four mixing tanks and controller system installed for pH adjustment of process wastewater. | 2010-04-27 | 119430 | 100
14009 | T1 | WCA Waste Corporation | WCA Fort Bend Regional Landfill | 14115 Davis Estate Rd | Needville | TX | 77461 | Fort Bend | CN602528804 | RN102803913 | Spray system for septic system for domestic sewage. | The following property is used 100% for pollution control and is installed to meet or exceed federal or state regulations. Spray system for septic system for domestic sewage. | 2010-06-24 | 5000 | 100
14010 | T1 | Pratt Industries (USA), Inc | Pratt Industries Converting Houston | 10510 Okanella St. Ste 100 | Houston | TX | 77041 | Harris | CN605394592 | RN109862433 | Installed an Environmental Pneumatics Model MF 36-168 Dust Collector with 1,600 square-feet of 16-ounce polyester felt media. | The following property is used 100% for pollution control and is installed to meet or exceed federal or state regulations. Environmental Pneumatics Model MF 36-168 Dust Collector with 1,600 square-feet of 16-ounce polyester felt media installed to control particulate matter. | 2010-08-20 | 115960 | 100
14011 | T1 | Texas Lehigh Cement Company | Buda Plant | 701 Cement Plant Road | Buda | TX | 78610 | Hays | CN600127666 | RN102597846 | Selective non-catalytic reduction system to control nitrogen oxides in the cement kiln exhaust gas stream, including a storage tank and spill containment, pumping system, stainless steel piping, electrical controls, flow control panels with air supply, and the injection system. | The following property is used 100% for pollution control and is installed to meet or exceed federal or state regulations. Selective non-catalytic reduction system including a storage tank and spill containment, pumping system, stainless steel piping, electrical controls, flow control panels with air supply, and the injection system. | 2010-04-20 | 377059 | 100
14012 | T1 | Entergy Texas Inc. | Entergy Lewis Creek Plant | 11191 Longstreet Road | Willis | TX | 77318 | Montgomery | CN603282054 | RN100226877 | ditches, the valves (sluice slides and stop logs), and the discharge points. | Returned for failure to respond to a deficiency letter. | 2010-06-22 | 40847 | 100
14013 | T1 | Aquila Drilling Company LP | Aquila Rig #4 | 100 Main Street | Tenaha | TX | 75974 | Wichita | CN602951154 | No Regulated Entity at this Location | Installed a MUD recycling system consisting of a mud shaker tank, mud trip tank, mud suction tank, SWACO Cone Desilter, SWACO Cone Desander, and two SWACO Mongoose shale shakers. | The following property is used 100% for pollution control and is installed to meet or exceed federal or state regulations. Installed a MUD recycling system consisting of a mud shaker tank, mud trip tank, mud suction tank, SWACO Cone Desilter, SWACO Cone Desander, and two SWACO Mongoose shale shakers. | 2010-06-17 | 825394.38 | 100
14014 | T1 | Metal Coatings Corp | Metal Coatings Corp | 3700 Dunvale | Houston | TX | 77063 | Harris | CN602483547 | RN101056836 | Wastewater pretreatment system. 350 square-feet of the building housing the wastewater pretreatment system. Pretreated wastewater drainage system. | The following property is used 100% for pollution control and is installed to meet or exceed federal or state regulations. Wastewater pretreatment system. 350 square-feet of the building housing the wastewater pretreatment system. Pretreated wastewater drainage system. | 2010-12-06 | 220663 | 100
14015 | T1 | Metal Coatings Corp | Metal Coatings Corp | 3700 Dunvale | Houston | TX | 77063 | Harris | CN602483547 | RN101056836 | Three dust collectors on a blast booth. | The following property is used 100% for pollution control and is installed to meet or exceed federal or state regulations. Three dust collectors installed on the blast booth. | 2010-06-17 | 101642 | 100
14016 | T1 | Metal Coatings Corp | Metal Coatings Corp | 3700 Dunvale | Houston | TX | 77063 | Harris | CN602483547 | RN101056836 | 3.5-inch by 14-inch curbing around the perimeter of the Bolt Coating shop. 4-inch by 14-inch curbing around the perimeter of the Machined Parts Coating shop. | Returned for failure to respond to a deficiency letter. | 2011-04-04 | 134200 | 100
14017 | T1 | Metal Coatings Corp | Metal Coatings Corp | 3700 Dunvale | Houston | TX | 77063 | Harris | CN602483547 | RN101056836 | Property description was unclear. | Withdrawn by applicant | 2010-06-03 | 0 | 100
14018 | T1 | NRG South Texas LP | South Texas Project | 6865 FM521 | Wadsworth | TX | 77483 | Matagorda | CN601658669 | RN107585713 | A liquid scintillation counter for laboratory measurements of radionuclides in environmental samples. | The following property is used 100% for pollution control and is installed to meet or exceed federal or state regulations. Liquid scintillation counter for laboratory measurements of radionuclides in environmental samples. | 2010-06-08 | 29300 | 100
14019 | T1 | NRG South Texas LP | South Texas Project | 6865 FM521 | Wadsworth | TX | 77483 | Matagorda | CN601658669 | RN107585713 | Boat for taking samples from on-site reservoirs and the river. | The following property is used 100% for pollution control and is installed to meet or exceed federal or state regulations. Boat purchased for taking samples from on-site reservoirs and the river. | 2010-07-07 | 40513 | 100
14020 | T1 | NRG South Texas LP | South Texas Project | 6865 FM521 | Wadsworth | TX | 77483 | Matagorda | CN601658669 | RN107585713 | Waste container constructed of concrete and rebar. Steel form for constructing additional containers. | The following property is used 100% for pollution control and is installed to meet or exceed federal or state regulations. Waste container constructed of concrete and rebar. Steel form for constructing additional containers. | 2010-06-11 | 120612 | 100
14021 | T1 | IP Investments | IP investments | 10201 Bay Area Blvd | Pasadena | TX | 77505 | Harris | CN603532318 | RN100553189 | secondary containment. | Withdrawn by applicant | 2010-06-03 | 220000 | 100
14022 | T1 | IP Investments | Container Cleaning Facility | 10201 Bay Area Blvd | Pasadena | TX | 77505 | Harris | CN603532318 | RN100553189 | The seven following secondary containment areas: 40' x 100' x 1' truck wash, hydro-blast, maintenance area; 40' x 70' x 4' wastewater tanks for pH adjustment; 30' x 40' x 1’ fractured tank containment; 60’ x 105’ x 5’ process wastewater/oily water storage; 50’ x 90’ x 4’ process wastewater/oily water storage; 70’ x 100’ x 1’ oil storage, liquid repackaging/destruction/recycling for GCA discharge; 70’ x 55’ x 6” oil storage. Use of these containment areas prevents ground and surface water contamination form process wastewater and oily waters. | The following property is used 100% for pollution control and is installed to meet or exceed federal or state regulations: secondary containment for the following areas: 40' x 100' x 1' truck wash, hydro-blast, maintenance; 40' x 70' x 4' wastewater tanks for pH adjustment; 30' x 40' x 1’ fractured tank containment; 60’ x 105’ x 5’ process wastewater/oily water storage; 50’ x 90’ x 4’ process wastewater/oily water storage; 70’ x 100’ x 1’ oil storage, liquid repackaging, destruction, recycling for GCA discharge; 70’ x 55’ x 6” oil storage. | 2011-08-03 | 110401 | 100
14023 | T1 | IP Investments | IP investments | 10201 Bay Area Blvd | Pasadena | TX | 77505 | Harris | CN603532318 | RN100553189 | flares. | Returned for failure to respond to a deficiency letter. | 2010-12-08 | 0 | 100
14024 | T1 | IP Investments | IP investments | 10201 Bay Area Blvd | Pasadena | TX | 77505 | Harris | CN603532318 | RN100553189 | stormwater pond and automatic shut off valves. | Withdrawn by applicant | 2010-05-17 | 0 | 100
14025 | T1 | Agri Impressa | Agri Empressa | 7707 Wallisville Rd | Houston | TX | 77029 | Harris | CN601297732 | RN102866852 | Seven dust collectors. | Returned for failure to respond to a deficiency letter. | 2011-04-04 | 75000 | 100
14026 | T1 | Agri Empressa | Agri Empressa Chemical Facility | 7707 Wallisville Rd | Houston | TX | 77029 | Harris | CN601297732 | RN102866852 | Two street sweepers. | The following property is used 100% for pollution control and is installed to meet or exceed federal or state regulations. Two street sweepers. | 2011-04-29 | 8500 | 100
14027 | T1 | Agri Empressa | Agri Empressa Chemical Facility | 7707 Wallisville Rd | Houston | TX | 77029 | Harris | CN601297732 | RN102866852 | 230-foot by 225-foot by 2-foot hazardous material storage area consisting of concrete with a High Density Polyethylene geomembrane liner underneath. | The applicant was unable to identify an adopted environmental rule or regulation that requires the installation of a storage area for hazardous materials. Houston City Ordinance, Chapter 47, Article XII, Division 5, §47-741 requires the control of storm waters not the construction of secondary containment. | 2011-05-13 | 496000 | 100
14028 | T1 | Liberty Property | Liberty Property | 11505 Highway 225 | La Porte | TX | 77571 | Liberty | CN602631673 | RN104278858 | Chemical Warehouse foundation. | Building foundations are not considered to be pollution control equipment and are not eligible for a positive use determination. | 2010-12-06 | 3873056 | 100
14029 | T1 | Liberty Property | Liberty Property | 11505 Highway 225 | La Porte | TX | 77571 | Liberty | CN602631673 | RN104278858 | Constructed a 22,400 square foot storm water retention pond on the north side of the warehouses. Constructed an approximately 65,400 square foot concrete freight loading yard. | The following property is used 100% for pollution control and is installed to meet or exceed federal or state regulations. The approximately 22,400 square foot storm water retention pond constructed on the north side of the warehouses. | 2010-06-22 | 275600 | 100
14030 | T1 | First industrial realty Trust Group | Jacobson | 11505 Highway 225 | La Porte | TX | 77571 | Harris | CN602577512 | RN104922737 | 201,600 square feet of land occupied by the building. 98,092 square feet of land occupied by the containment ponds. Concrete secondary containment including drainage system for chemicals. Containment pond clay liners. | The following property is used 100% for pollution control and is installed to meet or exceed federal or state regulations. Warehouse drainage system. Two retention ponds with clay liners. | 2010-12-06 | 6146674 | 100
14031 | T1 | Jacobson | Jacobson | 11505 Highway 225 | La Porte | TX | 77571 | Harris | CN602631673 | RN104278858 | Constructed five storm water retention ponds occupying approximately 158,325 square feet. Constructed an approximately 65,400 square foot concrete freight-loading yard. | The following property is used 100% for pollution control and is installed to meet or exceed federal or state regulations. The five storm water retention ponds occupying approximately 158,325 square feet. | 2010-06-22 | 479450 | 100
14032 | T1 | First Industrial Realty | First Industrial Realty | 13031 Bay Area Blvd | Houston | TX | 77507 | Harris | insufficient Information | Insufficient Information | Constructed a storm water retention pond occupying approximately 225,000 square feet. Constructed an approximately 340,000 square foot concrete freight-loading yard. | The following property is used 100% for pollution control and is installed to meet or exceed federal or state regulations. Constructed a storm water retention pond occupying approximately 225,000 square feet. | 2010-06-22 | 6932391 | 100
14033 | T1 | Lone Star Fasteners | Lone Star Fasteners | 24131 West Hardy Rd | Spring | TX | 77373 | Harris | CN600756811 | RN104373907 | Constructed a 50-foot by 30-foot by 12-inch hazardous materials storage area. | Withdrawn by applicant | 2010-10-19 | 7500 | 100
14034 | T1 | Lone Star Fasteners | Lone Star Fasteners | 24131 West Hardy Rd | Spring | TX | 77373 | Harris | CN600756811 | RN104373907 | Two United Air Specialist dust collectors installed outside the Coating Dynamics Building. | The following property is used 100% for pollution control and is installed to meet or exceed federal or state regulations. Two United Air Specialist dust collectors installed outside the Coating Dynamics Building. | 2010-07-20 | 45000 | 100
14035 | T1 | Lone Star Fasteners | Lone Star Fasteners | 24131 West Hardy Rd | Spring | TX | 77373 | Harris | CN600756811 | RN104373907 | Septic system and 60-foot by 30-foot spray field on the west side of the facility. | The following property is used 100% for pollution control and is installed to meet or exceed federal or state regulations. Septic system. 60’ by 30’ spray field. | 2010-09-14 | 63816 | 100
14036 | T1 | Lone Star Fasteners | Lone Star Fasteners | 24131 West Hardy Rd | Spring | TX | 77373 | Harris | CN600756811 | RN104373907 | Constructed an approximately 17,500 square foot storm water retention pond, with two Clearstream aerators, and a surrounding 355-foot by 55-foot berm on the north end of the facility. Constructed an approximately 2,220 square foot storm water retention pond, with a 65-foot by 40-foot berm at the west end of the facility. Installed approximately 8,400 square feet of concrete paving, used for the control of storm water, on the north and west side of the facility, | The following property is used 100% for pollution control and is installed to meet or exceed federal or state regulations. The 17,500 square foot north end storm water retention pond including the two Clearstream aerators and the surrounding 355-foot by 55-foot berm. The approximately 2,220 square foot west end storm water retention pond and the surrounding 65-foot by 40-foot berm. The approximately 8,400 square feet of concrete paving installed on the north and west sides of the facility for storm water control. | 2010-06-28 | 370000 | 100
14037 | T1 | Katoen Natie | Katoen Natie | 10925 SH 225 | La Porte | TX | 77571 | Harris | CN602188278 | RN103670048 | 12 dust collection systems for unloading area for railcars, including a baghouse, blower, exhaust hood, and ductwork for each system. | The following property is used 100% for pollution control and is installed to meet or exceed federal or state regulations. 12 dust collection baghouses. 12 dust collection blowers. 12 dust collection exhaust hoods. 12 dust collection duct systems. | 2010-11-19 | 20000 | 100
14038 | T1 | Katoen Natie | Katoen Natie | 10925 SH 225 | La Porte | TX | 77571 | Harris | CN602188278 | RN103670048 | Constructed metal secondary containment areas around five diesel storage tanks. Installed seven 48-inch by 48-inch spill pallets. | The following property is used 100% for pollution control and is installed to meet or exceed federal or state regulations. 12’ by 5’ by 2’ secondary containment areas for two 500 gallon storage tanks. 7’ by 5’ by 2’ secondary containment area for a 500 gallon storage tank. 6’ by 5’ by 2’ secondary containment area for a 250 gallon storage tank. 9’ by 5’ diameter secondary containment areas for a 1,000 gallon double-walled storage tank. 7-48-inch by 48-inch spill pallets. | 2010-09-14 | 13500 | 100
14039 | T1 | Katoen Natie | Warehouse Manufacture Ring Facility | 10925 SH 225 | La Porte | TX | 77571 | Harris | CN602188278 | RN103670048 | Street sweeper and 200,000 square feet of concrete paving excluding any parking areas. . | The following property is used 100% for pollution control and is installed to meet or exceed federal or state regulations. Street sweeper and 200,00 square feet of paving. | 2011-04-06 | 624000 | 100
14040 | T1 | Katoen Natie | Katoen Natie | 10925 SH 225 | La Porte | TX | 77571 | Harris | CN602188278 | RN103670048 | septic tanks, compactor, and air filter system. | Withdrawn by applicant | 2010-07-02 | 0 | 100
14041 | T3 | PL Propylene LLC | Houston Plant | 9822 La Porte Freeway | Houston | TX | 77017 | Harris | CN604650093 | RN105638399 | Reactor chase tail piping and interlock system installed to allow eight reactors to be started on recirculation thereby reducing uncontrolled HRVOC emissions. | The following property is used 92.82% for pollution control and is installed to meet or exceed federal or state regulations. Reactor chase tail piping. Interlock system. | 2011-04-30 | 16145000 | 92.82
14042 | T2 | PL Propylene LLC | PL Propylene LLC Plant | 9822 La Porte Freeway | Houston | TX | 77017 | Harris | CN604650093 | RN105638399 | product splitter. | Returned for failure to respond to a deficiency letter. | 2010-05-26 | 0 | 100
14043 | T2 | PL Propylene LLC | PL Propylene LLC | 9822 La Porte Freeway | Houston | TX | 77017 | Harris | CN604650093 | RN105638399 | Incremental cost of dual seals versus single seals for replacement dual mechanical seals for routing highly reactive volatile organic compound emissions to a control device. | The following property is used 100% for pollution control and is installed to meet or exceed federal or state regulations. The incremental cost difference between the cost of the existing single seals and the cost of the replacement dual mechanical seals installed for routing highly reactive volatile organic compound emissions to a control device. | 2010-06-11 | 1682000 | 100
14044 | T3 | PL Propylene LLC | PL Propylene LLC | 9822 La Porte Freeway | Houston | TX | 77017 | Harris | CN604650093 | RN105638399 | Two 3,500 horsepower electric blowers installed as an alternative to diesel driven equipment. | The following property is used 66% for pollution control and is installed to meet or exceed federal or state regulations. Electric air blower 4023J. Electric air blower 4026J. | 2011-01-25 | 5000000 | 66
14045 | T2 | PL Propylene, L.L.C. | PL Propylene, L.L.C. | 9822 La Porte Freeway | Houston | TX | 77017 | Harris | CN604650093 | RN105638399 | Installed electric blowers for regeneration vents for eight reactors. | These electric blowers were installed in order to improve the efficiency of process equipment and are not pollution control property. | 2010-08-30 | 3600000 | 100
14046 | T1 | PL Propylene LLC | PL Propylene LLC | 9822 La Porte Freeway | Houston | TX | 77017 | Harris | CN604650093 | RN105638399 | Installed an internal floating roof on Tank 1002. | The following property is used 100% for pollution control and is installed to meet or exceed federal or state regulations. The internal floating roof installed for Tank 1002. | 2010-04-09 | 1121000 | 100
14047 | T1 | PL Propylene LLC | PL Propylene LLC | 9822 La Porte Freeway | Houston | TX | 77017 | Harris | CN604650093 | RN105638399 | Installed continuous emission monitoring systems, monitoring buildings, conditioning systems, and an associated computer monitoring system. | The following property is used 100% for pollution control and is installed to meet or exceed federal or state regulations. The continuous emission monitoring systems, monitoring buildings, conditioning systems, and an associated computer monitoring system installed to monitor Highly-Reactive Volatile Organic Compound emissions from the process flare. | 2010-06-14 | 4569000 | 100
14048 | T1 | PL Propylene LLC | PL Propylene LLC | 9822 La Porte Freeway | Houston | TX | 77017 | Harris | CN604650093 | RN105638399 | Replaced single seals in 20 existing pumps with dual mechanical seals. | The following property is used 100% for pollution control and is installed to meet or exceed federal or state regulations. Dual mechanical seals installed to replace single seals in 20 existing pumps. The determination is for 100% of the incremental cost difference between the cost of the new dual mechanical seals and the previous single seals. | 2010-07-20 | 4345000 | 100
14049 | T1 | PL Propylene LLC | PL Propylene LLC | 9822 La Porte Freeway | Houston | TX | 77017 | Harris | CN604650093 | RN105638399 | Installed high pressure water fogging (injection) system in the inlets of four gas turbines. Installed sample ports on the exhaust of the four gas turbines. | The following property is used 100% for pollution control and is installed to meet or exceed federal or state regulations. The high-pressure water fogging (injection) systems installed in the inlets of four gas turbines to reduce NOx emissions. The sample ports installed on the exhaust of the four gas turbines for compliance testing. | 2010-06-14 | 3363000 | 100
14050 | T1 | PL Propylene LLC | PL Propylene LLC | 9822 La Porte Freeway | Houston | TX | 77017 | Harris | CN604650093 | RN105638399 | A gas detection system comprised of approximately 120 combustible gas detectors, 60 catalytic detectors, and 60 infrared detectors. | The following property is used 100% for pollution control and is installed to meet or exceed federal or state regulations. The gas detection system comprised of approximately 120 combustible gas detectors, 60 catalytic detectors, and 60 infrared detectors installed to detect unauthorized emissions. | 2010-07-28 | 800000 | 100
14051 | T1 | PL Propylene LLC | PL Propylene LLC | 9822 La Porte Freeway | Houston | TX | 77017 | Harris | CN604650093 | RN105638399 | Drift eliminators and inboard curbing with inboard and outboard sealers installed to control particulate matter formed by evaporation of water droplets from cooling tower. | The following property is used 100% for pollution control and is installed to meet or exceed federal or state regulations. Drift eliminators and inboard curbing with inboard and outboard sealers installed to control particulate matter formed by evaporation of water droplets from cooling tower. | 2010-06-08 | 561000 | 100
14052 | T1 | PL Propylene LLC | PL Propylene LLC Plant | 9822 La Porte Freeway | Houston | TX | 77017 | Harris | CN604650093 | RN105638399 | High pressure hydrocarbon purge system for expansion joints. The system does not include the expansion joints themselves. | The following property is used 100% for pollution control and is installed to meet or exceed federal or state regulations. High-pressure hydrocarbon purge system for expansion joints. | 2010-08-06 | 1682000 | 100
14053 | T1 | PL Propylene LLC | PL Propylene LLC | 9822 La Porte Freeway | Houston | TX | 77017 | Harris | CN604650093 | RN105638399 | Replaced air conditioning systems in the administration building, laboratory, control room, and electrical building. | The air conditioners are not pollution control property and are not eligible per §11.31(a) of the Texas Tax Code. | 2010-11-22 | 900000 | 100
14054 | T3 | PL Propylene, LLC | PL Propylene Houston Plant | 9822 La Porte Freeway | Houston | TX | 77017 | Harris | CN604650093 | RN105638399 | A water recycling / recirculation system | The following property is used 5.45% for pollution control and is installed to meet or exceed federal or state regulations. a water recycling / recirculation system. | 2011-05-17 | 42643009 | 5.44
14055 | T1 | PL Propylene LLC | PL Propylene LLC | 9822 La Porte Freeway | Houston | TX | 77017 | Harris | CN604650093 | RN105638399 | Installed 49,563 square feet of paving in construction areas with drainage controls and conveyances for storm water. Constructed rock berms for control of sediment in storm water in the lay-down yard and construction areas. | The following property is used 100% for pollution control and is installed to meet or exceed federal or state regulations. 49,563 square feet of paving in construction areas. Rock berms. | 2010-09-14 | 1350000 | 100
14056 | T1 | PL Propylene LLC | PL Propylene LLC Plant | 9822 La Porte Freeway | Houston | TX | 77017 | Harris | CN604650093 | RN105638399 | Installed a 49,563 square-feet process area storm water drainage system consisting of concrete paving. | The following property is used 100% for pollution control and is installed to meet or exceed federal or state regulations. The 49,563 square-foot concrete storm water drainage system for the process area. | 2010-08-23 | 6700000 | 100
14057 | T1 | Southwestern Public Service Company | Jones Station | FM 3020 | Lubbock | TX | 79404 | Lubbock | CN601481336 | RN101719219 | Replaced the south reactor tank used to treated sewage effluent for reuse as process water. | Returned for failure to respond to a deficiency letter. | 2010-10-20 | 1130102 | 100
14058 | T1 | Southwestern Public Service Company | Harrington Station | 8300 Lakeside Dr | Amarillo | TX | 79108 | Potter-Randall | CN601481336 | RN100224849 | Replacement of 32 vent dampers for baghouse for Harrington Unit 3. | The following property is used 100% for pollution control and is installed to meet or exceed federal or state regulations. Thirty-two vent dampers replaced in the Harrington Unit 3 baghouse. | 2010-06-11 | 63735 | 100
14059 | T1 | Southwestern Public Service Company | Harrington Station | 8300 Lakeside Dr | Amarillo | TX | 79108 | Potter-Randall | CN601481336 | RN100224849 | Replacement of the pipeline from the blowdown pond to the injection well. | The following property is used 100% for pollution control and is installed to meet or exceed federal or state regulations. The pipeline between the blowdown pond and the injection well. | 2010-05-05 | 308917 | 100
14060 | T1 | Southwestern Public Service Company | Nichols Station | 7201 Lakeside Dr | Amarillo | TX | 79108 | Potter-Randall | CN601481336 | RN100224641 | Replacement wastewater pipeline from the Nichols Unit 3 cooling tower to the wastewater storage pond for irrigation. | The following property is used 100% for pollution control and is installed to meet or exceed federal or state regulations. The replacement wastewater pipeline installed between the Nichols Unit 3 cooling tower and the wastewater storage pond used for irrigation. | 2010-06-14 | 166368 | 100
14061 | T1 | Southwestern Public Service Company | Nichols Station | 7201 Lakeside Dr | Amarillo | TX | 79108 | Potter-Randall | CN601481336 | RN100224641 | Replacement of acid tank for #1-4 reactor, which treats sewage effluent for reuse as process water. | Returned for failure to respond to a deficiency letter. | 2010-10-20 | 314240 | 100
14062 | T1 | Southwestern Public Service Company | Tolk Station | FM 2910 | Sudan | TX | 79347 | Lamb | CN601481336 | RN100224534 | Replacement of the stack ladder and landing for the continuous emissions monitoring system on the Tolk Station Unit 1 stack. | The following property is used 100% for pollution control and is installed to meet or exceed federal or state regulations. The replacement of the stack ladder and landing for the continuous emissions monitoring system on the Tolk Station Unit 1 stack. | 2010-04-09 | 261126 | 100
14063 | T1 | Southwestern Public Service Company | Tolk Station | FM 2910 | Sudan | TX | 79347 | Lamb | CN601481336 | RN100224534 | Replacement doors for the Tolk Station Unit 1 baghouse. | The following property is used 100% for pollution control and is installed to meet or exceed federal or state regulations. The replacement doors for the Tolk Station Unit 1 baghouse. | 2010-04-09 | 231921 | 100
14064 | T1 | Southwestern Public Service Company | Plant X | 1091 FM 1055 | Earth | TX | 79031 | Lamb | CN601481336 | RN100224419 | Replacement irrigation pivot sprinkler on Plant X Section 40, used to irrigate crops with cooling tower blowdown water. | The following property is used 100% for pollution control and is installed to meet or exceed federal or state regulations. The replacement irrigation pivot sprinkler on Plant X Section 40. | 2010-04-27 | 108018 | 100
14065 | T1 | American Color Graphics Inc. | American Color Graphics Inc. | 3001 Atkinson Drive | Lufkin | TX | 75901 | Angelina | CN600877005 | RN101633766 | Regenerative thermal oxidizer to control volatile organic compounds from seven heatset printing presses. | The following property is used 100% for pollution control and is installed to meet or exceed federal or state regulations. The regenerative thermal oxidizer installed to control volatile organic compounds from seven heatset printing presses. | 2010-06-08 | 1351328 | 100
14066 | T1 | Mark West Oklahoma Gas Company, LLC | Britt North Compressor Station | Rural Wheeler County |  | TX |  | Wheeler | CN603400276 | RN105609366 | The lean-burn gas-fired combustion systems installed in the six Caterpillar 3516 compressor engines, | The following property is used 20% for pollution control and is installed to meet or exceed federal or state regulations. The lean-burn gas-fired combustion systems installed in the six Caterpillar 3516 compressor engines. | 2010-06-08 | 6000000 | 20
14067 | T1 | Mark West Energy East Tx Gas Co LLC | Prior Compressor Station | Rural Panola County |  |  |  | Panola | CN602694523 | RN102705068 | The lean-burn gas-fired combustion system installed in the Caterpillar 3516 compressor engine, | The following property is used 20% for pollution control and is installed to meet or exceed federal or state regulations. The lean-burn gas-fired combustion system installed in the Caterpillar 3516 compressor engine. | 2010-06-08 | 1000000 | 20
14068 | T1 | Mark West Energy East Tx Gas Co LLC | Bethany Compressor Station | County Road 327 |  | TX |  | Panola | CN602694523 | RN104271531 | The lean-burn gas-fired combustion system installed in the Caterpillar 3516 compressor engine, | The following property is used 20% for pollution control and is installed to meet or exceed federal or state regulations. The lean-burn gas-fired combustion system installed in the Caterpillar 3516 compressor engine. | 2010-06-08 | 1000000 | 20
14069 | T1 | E I Du Pont De Nemours & Co Inc | DuPont's La Porte Site | 12501 Strang Rd | La Porte | TX | 77571 | Harris | CN600128284 | RN100225085 | In order to maintain the integrity of the non-hazardous waste injection well the deepwell casing was repaired with cement and an expandable liner and the fiberglass tubing was replaced. | The following property is used 100% for pollution control and is installed to meet or exceed federal or state regulations. For the repairs made to the deepwell casing consisting of cement and an expandable liner and the replacement of the fiberglass tubing. | 2010-05-20 | 230000 | 100
14070 | T1 | E I Du Pont De Nemours & Co Inc | DuPont's La Porte Site | 12501 Strang Rd | La Porte | TX | 77571 | Harris | CN600128284 | RN100225085 | stack. | Returned for failure to respond to a deficiency letter. | 2010-03-17 | 0 | 100
14071 | T1 | Rhodia Inc | Rhodia Inc | 8615 Manchester Street | Houston | TX | 77012 | Harris | CN600125330 | RN100220581 | Not listed. | Withdrawn/Returned | 2010-05-04 | 0 | 100
14072 | T1 | Rhodia Inc | Rhodia Inc | 8615 Manchester Street | Houston | TX | 77012 | Harris | CN600125330 | RN100220581 | Piping and instrumentation to route flammable and acid gases from rail cars to the regeneration combustion furnace. New header and vent lines on storage tanks 48, 49, 53, and 54 to route condensates back into the tanks and flammable and acid gases to the regeneration combustion furnace. New nozzle on the regeneration combustion furnace to inject flammable and acid gases from vent line from barges. | The following property is used 100% for pollution control and is installed to meet or exceed federal or state regulations. Piping and instrumentation installed to route flammable and acid gases from rail cars to the regeneration combustion furnace. Header and vent lines installed on storage tanks 48, 49, 53, and 54 to route condensates back into the tanks; and flammable and acid gases to the regeneration combustion furnace. Nozzle on the regeneration combustion furnace to inject flammable and acid gases from vent line from barges. | 2010-07-21 | 569347.99 | 100
14073 | T1 | Rhodia Inc | Rhodia Inc | 8615 Manchester Street | Houston | TX | 77012 | Harris | CN600125330 | RN100220581 | High level alarm systems connected to automatic gauging systems in nine sulfuric acid storage tanks. | The following property is used 100% for pollution control and is installed to meet or exceed federal or state regulations. High level alarm systems connected to automatic gauging systems in nine sulfuric acid storage tanks. | 2010-06-14 | 12382.03 | 100
14074 | T1 | Rhodia Inc | Rhodia Inc | 8615 Manchester Street | Houston | TX | 77012 | Harris | CN600125330 | RN100220581 | Replacement drainage trench from the pump pit at the #8 Unit Pump Tank to the sewer collection system. | The following property is used 100% for pollution control and is installed to meet or exceed federal or state regulations. Drainage trench installed from the pump pit at the #8 Unit Pump Tank to the sewer collection system. | 2010-08-31 | 58817.85 | 100
14075 | T1 | Rhodia Inc | Rhodia Inc | 8615 Manchester Street | Houston | TX | 77012 | Harris | CN600125330 | RN100220581 | repairs to the barge dock. | Withdrawn by applicant | 2010-06-04 | 0 | 100
14076 | T1 | Rhodia Inc | Rhodia Inc | 8615 Manchester Street | Houston | TX | 77012 | Harris | CN600125330 | RN100220581 | Two 2200-gallon containment pans for 2000-gallon storage tanks for gasoline and diesel. | The following property is used 100% for pollution control and is installed to meet or exceed federal or state regulations. Two 2200-gallon containment pans for 2000-gallon storage tanks. | 2010-04-28 | 6996.91 | 100
14077 | T1 | Rhodia Inc | Rhodia Inc | 8615 Manchester Street | Houston | TX | 77012 | Harris | CN600125330 | RN100220581 | uninterrupted power supply. | Withdrawn by applicant | 2010-06-09 | 0 | 100
14078 | T1 | Rhodia Inc | Rhodia Inc | 8615 Manchester Street | Houston | TX | 77012 | Harris | CN600125330 | RN100220581 | Installed a new electrical transformer at the Advanced Wastewater Treatment facility. | The following property is used 100% for pollution control and is installed to meet or exceed federal or state regulations. The electrical transformer installed at the Advanced Wastewater Treatment facility. | 2010-06-22 | 236635.48 | 100
14079 | T1 | Rhodia Inc | Rhodia Inc | 8615 Manchester Street | Houston | TX | 77012 | Harris | CN600125330 | RN100220581 | Repair and modification of Tank 781, used only to store caustic solution used in the caustic scrubber for Houston Plant Unit #8. | The following property is used 100% for pollution control and is installed to meet or exceed federal or state regulations. Tank 781 modifications for storage of caustic solution. | 2010-06-16 | 337688.29 | 100
14080 | T1 | Texas Sterling Construction | Texas Sterling Houston Office | 20810 Fernbush Ln. | Houston | TX |  | Harris | CN60169377 | RN105357834 | brooms and water trucks. | Returned for failure to respond to a deficiency letter. | 2011-09-23 | 0 | 100
14081 | T1 | Rhodia Inc | Rhodia Inc | 3439 Park Street | Baytown | TX | 77520 | Harris | CN600125330 | RN100211317 | Upgraded the SO2 analyzer by adding lower range SO2 capability, an additional oxygen analyzer, and digital data communications with the distributed control system. | The following property is used 100% for pollution control and is installed to meet or exceed federal or state regulations. Upgrades made to the SO2 analyzer including adding lower range SO2 capability, an additional oxygen analyzer, and digital data communications with the distributed control system. | 2010-08-06 | 17390.87 | 100
14082 | T1 | Rhodia Inc | Rhodia Inc | 3439 Park Street | Baytown | TX | 77520 | Harris | CN600125330 | RN100211317 | Thermal oxidizer and ancillary equipment, including electrical service, structural steel, nitrogen pipeline, and barge vent connections. | The equipment listed on this application was approved on application 12844. The applicant has withdrawn this application. | 2010-07-01 | 360886.09 | 100
14083 | T1 | Rhodia Inc | Rhodia Inc | 3439 Park Street | Baytown | TX | 77520 | Harris | CN600125330 | RN100211317 | CAT5 cable connecting instrumentation to thermal oxidizer at dock. | The following property is used 100% for pollution control and is installed to meet or exceed federal or state regulations. CAT5 cable connecting instrumentation to thermal oxidizer at the dock. | 2010-04-28 | 5409.6 | 100
14084 | T1 | Rhodia Inc | Rhodia Inc | 3439 Park Street | Baytown | TX | 77520 | Harris | CN600125330 | RN100211317 | Installed controls for two electrostatic precipitators. | The controls for the two electrostatic precipitators are considered to be production equipment and are not eligible per §11.31(a) of the Texas Tax Code. | 2010-10-21 | 13881 | 100
14085 | T3 | Exxon Mobil Corporation | ExxonMobil Beaumont Refinery | 1795 Burt Street | Beaumont | TX | 77704 | Jefferson | CN600123939 | RN102450756 | Flare Gas Recovery Control: Two compressors, compressor building, piping, drums, pumps, electrical, foundations, air exchanger, and control systems including engineering and associated installation costs | The following property is used 94% for pollution control and is installed to meet or exceed federal or state regulations:2-compressors; compressor building; piping; drums; pumps; electrical, foundations; air exchanger; and control systems including engineering and installation costs. | 2011-05-10 | 286000000 | 94
14086 | T1 | Exxon Mobil Corporation | ExxonMobil, Beaumont Refinery | 1795 Burt Street | Beaumont | TX | 77704 | Jefferson | CN600123939 | RN102450756 | Selective Catalytic Reduction (SCR) System including catalyst, housing vessel, ductwork, support platform, foundation, and meters. SCR is installed to treat CO Boiler effluent. | The following property is used 100% for pollution control and is installed to meet or exceed federal or state regulations. Selective catalytic reduction system installed on the FCC Unit between the CO Boiler and Wet Gas Scrubber. | 2011-01-11 | 74000000 | 100
14087 | T1 | The Lubrizol Corporation | Lubrizol Corp-Deer Park | 41 Tidal Road | Deer Park | TX | 77536 | Harris | CN600269617 | RN100221589 | Various Items | Withdrawn/Returned | 2010-06-15 | 4670985.22 | 100
14088 | T1 | The Lubrizol Corporation | Lubrizol Corp-Bayport Facility | 12801 Bay Area Blvd | Pasadena | TX | 77507 | Harris | CN600269617 | RN101058410 | Not listed. | Withdrawn/Returned | 2010-06-15 | 0 | 100
14089 | T1 | PMI Services No. America, INC | PMI Pipeline & Terminal | 13551 Montana Ave | El Paso | TX | 79938 | El Paso | CN603425240 | RN105701528 | Installed a vapor combustor unit for controlling hydrocarbon vapors. | The following property is used 100% for pollution control and is installed to meet or exceed federal or state regulations. Vapor combustor unit installed for controlling hydrocarbon vapors. | 2010-04-28 | 750000 | 100
14090 | T1 | PMI Services No. America, INC | PMI Pipeline & Terminal | 13551 Montana Ave | El Paso | TX | 79938 | El Paso | CN603425240 | RN105701528 | Installed pressure relief valves throughout the facility. | Returned for failure to respond to a deficiency letter. | 2011-03-02 | 300000 | 100
14091 | T1 | PMI Services No. America, Inc | PMI Pipeline & Terminal | 13551 Montana Ave | El Paso | TX | 79938 | El Paso | CN603425240 | RN105701528 | Installed a pipeline inspection gauge (PIG) launcher. | The following property is used 100% for pollution control and is installed to meet or exceed federal or state regulations. Installation of pipeline inspection gauge (PIG) launcher. | 2010-06-14 | 100000 | 100
14092 | T1 | PMI Services No. America, Inc | PMI Pipeline & Terminal | 13551 Montana Ave | El Paso | TX | 79938 | El Paso | CN603425240 | RN105701528 | Installed an oil/water separator used to remove oil from storm water. | The following property is used 100% for pollution control and is installed to meet or exceed federal or state regulations. Oil/water separator used to remove oil from storm water. | 2010-04-14 | 100000 | 100
14093 | T1 | PMI Services No. America, INC | PMI Pipeline & Terminal | 13551 Montana Ave | El Paso | TX | 79938 | El Paso | CN603425240 | RN105701528 | Installed three automatic shut-off valves in the pipeline. | Withdrawn by applicant | 2010-07-13 | 600000 | 100
14094 | T1 | PMI Services No. America, INC | PMI Pipeline & Terminal | 13551 Montana Ave | El Paso | TX | 79938 | El Paso | CN603425240 | RN105701528 | Monitoring and leak detection equipment consisting of Supervisory Central and Data Acquisition (SCADA) system, two meters, and a hydrocarbon monitor. | The following property is used 100% for pollution control and is installed to meet or exceed federal or state regulations. Hydrocarbon monitor installed to detect gasoline spills at the deep well. The following property is considered to be part of the facilities inventory control system and is issued a negative determination. Supervisory Central and Data Acquisition (SCADA) system and the Border and Terminal Meters. | 2010-04-28 | 450000 | 100
14095 | T1 | PMI Services No. America, INC | PMI Pipeline & Terminal | 13551 Montana Ave | El Paso | TX | 79938 | El Paso | CN603425240 | RN105701528 | Installed internal floating roofs with wiper seals in three gasoline storage tanks. | The following property is used 100% for pollution control and is installed to meet or exceed federal or state regulations. The internal floating roofs with wiper seals installed in three gasoline storage tanks. | 2010-04-28 | 300000 | 100
14096 | T1 | Oiltanking Beaumont Partners, LP | Oiltanking Beaumont Terminal | 6275 Highway 347 | Beaumont | TX | 77705 | Jefferson | CN600611123 | RN101042885 | Constructed dike walls as secondary containment for the area occupied by tanks 100-17, 100-18, 100-19, 100-120, 100-26, and 100-127. Installed radar gauging systems in these tanks and in tanks 150-4 and 150-5. Installed overfill sensors on the eight tanks. The land occupied by the dike walls. | The following property is used 100% for pollution control and is installed to meet or exceed federal or state regulations. The dike walls constructed as secondary containment for tanks 100-17, 100-18, 100-19, 100-120, 100-26, and 100-127. The radar gauging systems and overfill sensors installed for tanks 100-17, 100-18, 100-19, 100-120, 100-26, 100-127, 150-4, and 150-5. The land occupied by the dike walls. | 2010-04-27 | 652365 | 100
14097 | T1 | Oiltanking Beaumont Partners, LP | Oiltanking Beaumont Terminal | 6275 Highway 347 | Beaumont | TX | 77705 | Jefferson | CN600611123 | RN101042885 | Internal floating roofs and mechanical shoe seals were installed for tanks 150-4, 150-5, 100-26 and 100-27. | The following property is used 100% for pollution control and is installed to meet or exceed federal or state regulations. Internal floating roofs and mechanical shoe seals installed for tanks 150-4, 150-5, 100-26 and 100-27. | 2011-04-28 | 1005535.6 | 100
14098 | T1 | Oiltanking Beaumont Partners, LP | Oiltanking Beaumont Terminal | 6275 Highway 347 | Beaumont | TX | 77705 | Jefferson | CN600611123 | RN101042885 | Applied a liner to the bottoms of tanks 100-17, 100-18, 100-19, 100-20, 100-26, 100-27, 150-4, and 150-5. | Liners applied to the outside of a tank are considered to provide secondary containment by preventing leaks if the tank corrodes. Liners applied to the inside of tanks are used to protect the tank from corrosion which is asset protection and not be pollution control. | 2010-04-28 | 426290 | 100
14099 | T1 | Oiltanking Beaumont Partners, LP | Oiltanking Beaumont Terminal | 6275 Highway 347 | Beaumont | TX | 77705 | Jefferson | CN600611123 | RN101042885 | Installed a containment pad (45 feet x 62 feet) for the No. 11 Station Manifold in order to provide secondary containment. Request includes the land under the pad excluding the area occupied by the manifold. | The following property is used 100% for pollution control and is installed to meet or exceed federal or state regulations. The 45 feet by 62 feet containment pad installed for the No. 11 Station Manifold and the land occupied by the containment pad excluding the portion occupied by the manifold. | 2010-04-27 | 300053.15 | 100
14100 | T1 | Oiltanking Beaumont Partners, LP | Oiltanking Beaumont Terminal | 6275 Highway 347 | Beaumont | TX | 77705 | Jefferson | CN600611123 | RN101042885 | Installed Vapor Combustor #1 (EPN VC-1) for use in controlling VOCs from marine loading operations. Request includes the land occupied by the vapor combustor. | The following property is used 100% for pollution control and is installed to meet or exceed federal or state regulations. Vapor Combustor #1 (EPN VC-1) and the approximately 4,320 square feet of land it occupies. | 2010-03-31 | 2102628.17 | 100
14101 | T1 | Oiltanking Beaumont Partners, LP | Oiltanking Beaumont Terminal | 6275 Highway 347 | Beaumont | TX | 77705 | Jefferson | CN600611123 | RN101042885 | Installed ultrasonic leak detection on the Huntsman Project pipelines. | The following property is used 100% for pollution control and is installed to meet or exceed federal or state regulations. The ultrasonic leak detection equipment installed for the Huntsman Project pipelines. | 2010-04-27 | 58346.75 | 100
14102 | T1 | Oiltanking Houston, LP | Oiltanking Houston Terminal | 15602A Jacintoport Blvd | Houston | TX | 77015 | Harris | CN600129795 | RN100224740 | Tanks 150-41, 200-11, 300-2, and 300-4 were retrofitted with sleeves around the existing slotted guide poles. | The following property is used 100% for pollution control and is installed to meet or exceed federal or state regulations. The project to retrofit Tanks 150-41, 200-11, 300-2, and 300-4 with sleeves around the existing slotted guide poles. | 2010-04-23 | 24904 | 100
14103 | T1 | Oiltanking Houston, LP | Oiltanking Houston Terminal | 15602A Jacintoport Blvd | Houston | TX | 77015 | Harris | CN600129795 | RN100224740 | Applied liners inside of the following tanks: 300-3, TH-502, 150-42, C80-4, 100-55, 80-46, 100-47, 100-49, 80-44, 27-14, 27-15, 200-56, 200-57, and 200-58. | Liners applied to the outside of a tank are considered to provide secondary containment by preventing leaks if the tank corrodes. Liners applied to the inside of tanks are used to protect the tank from corrosion which is asset protection and not pollution control. | 2010-04-19 | 704344 | 100
14104 | T1 | Oiltanking Houston, LP | Oiltanking Houston Terminal | 15602A Jacintoport Blvd | Houston | TX | 77015 | Harris | CN600129795 | RN100224740 | Upgraded overfill sensors and communication systems for tanks TH-501, TH-502, 100-57, C30-10, C80-1, C80-2, C80-3, C80-4, C30-13, 27-14, 27-15, 150-40, 150-41, 150-42, 80-44, 80-45, 80-46, 100-47, 100-48, 100-49, 80-62, 100-60, 100-61, 100-63, 80-64, 175-59, 200-58, 200-57, 200-56, 100-55, 250-50, 200-51, 250-52, 200-53, 100-54, FUG-300, 300-4, 150-9, 200-8, 80-12, 300-3, 80-7, LD-114, LD-115, LD-116, LD-111, LD-112, LD-113, 260-5, 260-6, 200-11, 300-1, 80-10, 300-2, 200-20, 390-23, 390-25, 390-27, 300-21, 390-24, 390-26, 300-22, 390-30, 390-31, 390-32, 300-25, 390-34, and 390-33. | The following property is used 100% for pollution control and is installed to meet or exceed federal or state regulations. The overfill sensors and communication systems for tanks TH-501, TH-502, 100-57, C30-10, C80-1, C30-2, C30-3, C30-4, C30-13, 27-14, 27-15, 150-40, 150-41, 150-42, 80-44, 80-45, 80-46, 100-47, 100-48, 100-49, 80-62, 100-60, 100-61, 100-63, 80-64, 175-59, 200-58, 200-57, 200-56, 100-55, 250-50, 200-51, 250-52, 200-53, 100-54, FUG-300, 300-4, 150-9, 200-8, 80-12, 300-3, 80-7, LD-114, LD-115, LD-116, LD-111, LD-112, LD-113, 260-5, 260-6, 200-11, 300-1, 80-10, 300-2, 200-20, 390-23, 390-25, 390-27, 300-21, 390-24, 390-26, 300-22, 390-30, 390-31, 390-32, 300-25, 390-34, and 390-33. | 2010-04-27 | 237747.92 | 100
14105 | T1 | Chemical Lime, Ltd. | Clifton | FM2602 | Clifton | TX | 76634 | Bosque | CN601228471 | RN102325669 | The plant purchased dust collectors, a 2007 International 7600 Guzzler Vacuum, and a 2009 Sterlin Acterra water truck to control dust. Items are also used for compliance with air regulatory requirements for emissions. These items were purchased in 2008. | Withdrawn/Returned | 2010-06-15 | 211354 | 100
14106 | T1 | Chemical Lime, Ltd. | Marble Falls | 5 mi North on Hwy 281 | Marble Falls | TX | 78654 | BURNET | CN600130470 | RN100729250 | The plant purchased Carbon Sulfur Analyzers. | Withdrawn/Returned | 2010-06-15 | 29784 | 100
14107 | T1 | Chemical Lime, Ltd. | Marble Falls | 5 mi North on Hwy 281 | Marble Falls | TX | 78654 | Burnet | CN600130470 | RN100729250 | The plant replaced dust collectors, baghouse fans, and baghouses. All items are used for dust control. Baghouse Fan Replacement - 2000, Baghouse Replacement - 2001, Load Out Dust Collector Replacement - 2003. Dust Collector Replacement - 2004. | Withdrawn/Returned | 2010-06-15 | 1104982 | 100
14108 | T1 | The Dow Chemical Company | The Dow Chemical Company | 3718 Stratton Ridge Rd | Clute | TX | 77531 | Brazoria | CN600565642 | RN109657858 | A vapor recovery system was installed to recover the hydrocarbon from a nitrogen stream coming off of a hydrocarbon brine stripper. | A positive use determination of 50% for the vapor recovery system which was installed. | 1998-01-08 | 1800000 | 100
14109 | T1 | The Dow Chemical Company | The Dow Chemical Company | 3718 Stratton Ridge Rd | Clute | TX | 77531 | Brazoria | CN600565642 | RN109657858 | Increased flare tip size to 16 inches in order to stay below the maximum flare tip velocity. | A positive use determination of 100% for the flare tip replacement project. | 2000-01-20 | 40000 | 100
14110 | T1 | The Dow Chemical Company | The Dow Chemical Company | 3718 Stratton Ridge Rd | Clute | TX | 77531 | Brazoria | CN600565642 | RN109657858 | Purchase of 110 area gas detectors to monitor fugitive emissions from the hydrocarbon pumps, compressors and associated piping within the Stevens Process Area. | A positive use determination of 100% for the 110 area gas detectors. | 2002-03-12 | 147000 | 100
14111 | T1 | Union Carbide Corporation | HP2 | Hwy 185 N. | Seadrift | TX | 77983 | Calhoun | CN601688781 | RN102181526 | Installed Phenothiazine (PTZ) inhibitor injection system. Property includes pressure safety valves and pressure, temperature and flow meters. | Withdrawn by applicant | 2010-04-14 | 180000 | 100
14112 | T1 | Union Carbide Corporation | EOC DIscharge | Hwy 185 N. | Seadrift | TX | 77989 | Calhoun | CN601688781 | RN102181526 | Installed two more pressure transmitters on recovery and one on the EOC discharge. | Withdrawn by applicant | 2010-06-22 | 60000 | 100
14113 | T1 | Union Carbide Corporation | Stripping Still | Hwy 185 N. | Seadrift | TX | 77983 | Calhoun | CN601688781 | RN102181526 | Installed two new pressure transmitters on the stripping still. | Withdrawn by applicant | 2010-06-21 | 30000 | 100
14114 | T1 | Union Carbide Corporation | Rail Car | Hwy 185 N. | Seadrift | TX | 77983 | Calhoun | CN601688781 | RN102181526 | Project to implement a system of wireless temperature monitoring and alarming of EO railcars at the North Yard. Equipment includes eight transmitters, eight RTDs, and nine pole transmitters. | Returned for failure to respond to a deficiency letter. | 2010-05-11 | 153000 | 100
14115 | T1 | Union Carbide Corporation | Building 622 | Hwy 182 N. | Seadrift | TX | 77983 | Calhoun | CN601688781 | RN102181526 | Purchased and installed a Biotector Total Organic Carbon (TOC) Analyzer and ancillary equipment for Building 622. | The following property is used 100% for pollution control and is installed to meet or exceed federal or state regulations. Biotector Total Organic Carbon (TOC) Analyzer and ancillary equipment purchased and installed in Building 622. | 2010-07-07 | 95000 | 100
14116 | T1 | Union Carbide Corporation | Energy Systems | 3301 5th Ave S | Texas City | TX | 77590 | Galveston | CN601688781 | RN100219351 | Installed a redundant pressure transmitter on #1 Vent Header, a redundant pressure transmitter on #2 Vent Header, an additional level transmitter and reconfigured HI Level alarm on tank 17, and an activation alarm on the deluge system. | Withdrawn by applicant | 2010-06-28 | 55000 | 100
14117 | T1 | Union Carbide Corporation | Liquefied Gas Terminal | 3301 5th Avenue S | Texas City | TX | 77590 | Galveston | CN601688781 | RN100219351 | Installed continuous monitoring capabilities for the Liquefied Gas Terminal and flare. | Withdrawn by applicant | 2010-06-28 | 275000 | 100
14118 | T1 | Union Carbide Corporation | IPA Plant | 3301 5th Avenue S. | Texas City | TX | 77590 | Galveston | CN601688781 | RN100219351 | Installed new emergency block valves and new instrumentation for propylene guard beds. | Withdrawn by applicant | 2010-06-28 | 173000 | 100
14119 | T1 | Union Carbide Corporation | Texas City Operations Main Lab | 3301 5th Avenue South | Texas City | TX | 77590 | Galveston | CN601688781 | RN100219351 | Installed a stand alone Pulse Flame Photo Detector analyzer for the Texas City Operations Main Lab. | Applicant requested withdrawal of application during administrative review. | 2010-04-28 | 20000 | 100
14120 | T1 | The Dow Chemical Company | The Dow Chemical Company | 3718 Stratton Ridge Rd | Clute | TX | 77531 | Brazoria | CN600565642 | RN109657858 | A flare and control system was installed to combust a mixture of ethylene and propylene. The control system includes a water/gas separator and a 200bbl water retention tank. | A positive use determination of 100% for the flare and control system. | 2003-02-19 | 63391 | 100
14121 | T1 | The Dow Chemical Company | The Dow Chemical Company | 3718 Stratton Ridge Rd | Clute | TX | 77531 | Brazoria | CN600565642 | RN109657858 | Additional concrete slabs, curbs, and walls were installed at the SDO dip rack area and the C14/C15 methane compressor area to improve the existing rainwater containment systems. | A positive use determination of 100% for the additional concrete slabs, curbs, and walls installed at the SDO dip rack area and the C14/C15 methane compressor area. | 2003-02-19 | 91000 | 100
14122 | T1 | The Dow Chemical Company | The Dow Chemical Company | 3718 Stratton Ridge Rd | Clute | TX | 77531 | Brazoria | CN600565642 | RN109657858 | Construct a RCRA Waste Storage Facility for the Salt Dome Operations. | A positive use determination for 100% of a RCRA waste storage facility. | 2004-01-23 | 150000 | 100
14123 | T1 | The Dow Chemical Company | The Dow Chemical Company | 3718 Stratton Ridge Rd | Clute | TX | 77531 | Brazoria | CN600565642 | RN109657858 | HDPE liners in 2 million barrel brine pond. Includes 2 pumps and a leachate collection system. | A positive use determination of 100% for the two million barrel brine pond. | 2004-01-21 | 15000000 | 100
14124 | T1 | The Dow Chemical Company | The Dow Chemical Company | 3718 Stratton Ridge Rd | Clute | TX | 77531 | Brazoria | CN600565642 | RN109657858 | Property: SDO FL401 Flare - analyzer building, analyzer, and flow meter. SDO FL1/BSRF101A Flares - analyzer building, analyzer, and flow meter. SDO FBRF Flare - analyzer building, analyzer, and flow meter. SDO DW12&13 Flare: analyzer building, analyzer, and flow meter. | A positive use determination of 100% for the SDO FL401 Flare - analyzer building, analyzer, and flow meter; SDO FL1/BSRF101A Flares - analyzer building, analyzer, and flow meter; SDO FBRF Flare - analyzer building, analyzer, and flow meter; and SDO DW12&13 Flare: analyzer building, analyzer, and flow meter. | 2004-01-21 | 3340000 | 100
14125 | T1 | The Dow Chemical Company | The Dow Chemical Company | 3718 Stratton Ridge Rd | Clute | TX | 77531 | Brazoria | CN600565642 | RN109657858 | Project involved drilling 5 monitoring/recovery wells. Recovered gas/water mixture will go thru a knockout pot, with vents going to a flare & water returned to the plant process. | A positive use determination of 100% for the five monitoring/recovery wells and associated equipment. | 2004-02-19 | 1565000 | 100
14126 | T1 | The Dow Chemical Company | The Dow Chemical Company | 3718 Stratton Ridge Rd | Clute | TX | 77531 | Brazoria | CN600565642 | RN109657858 | SDO FL-401 Flare: Analyzer building, analyzer, and flow meter. | A positive use determination of 100% for the Analyzer building, analyzer, and flow meter. | 2005-02-10 | 435000 | 100
14127 | T1 | The Dow Chemical Company | The Dow Chemical Company | 550 Battleground Rd | La Porte | TX | 77571 | Harris | CN600356976 | RN102414232 | Purchased a total oxygen demand analyzer for wastewater monitoring. | A positive use determination of 100% for the total oxygen demand analyzer. | 2001-03-05 | 25000 | 100
14128 | T1 | The Dow Chemical Company | The Dow Chemical Company | 550 Battleground Rd | La Porte | TX | 77571 | Harris | CN600356976 | RN102414232 | Carbon absorption system, cyclone separator, baghouse, Cannon Viking Rigid slabstock bun line, pentane sump, pentane collection duct work, Draeger fugitive emissions monitors, welded pipe systems in pentane service, dispersion stacks, internal pick up hood and flex duct, D-690 double wall 20,000 gallon tank, D-690 monitoring. | A positive use determination of 100% for the Carbon absorption system, cyclone separator, baghouse, pentane collection duct work, Draeger fugitive emissions monitors, welded pipe systems in pentane service, dispersion stacks, internal pick up hood and flex duct, D-690 double wall 20,000 gallon tank, D-690 monitoring | 2004-02-12 | 4447000 | 100
14129 | T1 | The Dow Chemical Company | The Dow Chemical Company | 550 Battleground Rd | La Porte | TX | 77571 | Harris | CN600356976 | RN102414232 | Low NOx Burner, flue gas recirculation and oxygen analyzers for 50,000 lb/hr steam boiler. | A positive use determination for 100% of the low NOx burner, flue gas recirculation, and oxygen analyzers on the steam boiler. | 2005-03-07 | 2300000 | 100
14130 | T1 | The Dow Chemical Company | The Dow Chemical Company | 600 Battleground Rd | La Porte | TX | 77572 | Harris | CN600356976 | RN102414232 | The property installed included a 12" vent header, instrumentation, and valves to collect and carry mon chloror benzene vapors from an atmospheric vent off two process scrubbers to an existing pressure swing carbon absorption system. | A positive use determination of 100% for the 12" vent header, instrumentation and valves. | 1996-02-26 | 235000 | 100
14131 | T1 | The Dow Chemical Company | The Dow Chemical Company | 600 Battleground Rd | La Porte | TX | 77572 | Harris | CN600356976 | RN102414232 | The process wastewater collection sump, pump, piping and instrumentation was installed to collect and pump process wastewater. | A positive use determination of 100% for the process wastewater collection sump, pump, piping, and instrumentation. | 1996-03-04 | 110000 | 100
14132 | T1 | The Dow Chemical Company | The Dow Chemical Company | 600 Battleground Rd | La Porte | TX | 77572 | Harris | CN600356976 | RN102414232 | Four level transmitters and 23 level switches with associated level alarms were installed on the site's sanitary sumps. | A positive use determination of 100% for the four level transmitters and 23 level switches with associated level alarms installed on the sites sanitary sumps. | 1996-03-04 | 75000 | 100
14133 | T1 | The Dow Chemical Company | The Dow Chemical Company | 600 Battleground Rd | La Porte | TX | 77572 | Harris | CN600356976 | RN102414232 | The property consists of an activated carbon adsorption system. | A positive use determination of 100% for the activated carbon adsorption system. | 1998-01-08 | 2400000 | 100
14134 | T1 | The Dow Chemical Company | The Dow Chemical Company | 600 Battleground Rd | La Porte | TX | 77572 | Harris | CN600356976 | RN102414232 | An external containment wall (dike) was constructed around a primary containment device. | A positive use determination of 100% for the external containment wall constructed around RCRA waste storage tank R-401. | 1998-01-16 | 7400 | 100
14135 | T1 | BP Products North America Inc | Texas City Refinery | 2401 5th Avenue South | Texas City | TX | 77592 | Galveston | CN600866800 | RN102324829 | Equipment included a 2,000 cfm Catalytic Oxidizer along with blowers and 18" vapor piping and supports. New concrete slabs were constructed. Added nine sample stations: four to PS3A, ten to PS3B, three to UU3, and one to RHU. | Returned for failure to respond to a deficiency letter. | 2010-07-16 | 9910000 | 100
14136 | T1 | BP Products North America Inc | Texas City Refinery | 2401 5th Avenue South | Texas City | TX | 77592 | Galveston | CN600866800 | RN102324829 | Installed 92 dual bed canisters and provide three portable canisters that can be transported around site for use as back-up canisters while carbon is being changed in the dual bed canister. Modified piping for SDU F-628 A & B absorbers to accommodate the new beds. | The following property is used 100% for pollution control and is installed to meet or exceed federal or state regulations. 92 dual bed canisters, 3 portable canisters, and modifications to piping for SDU F-628 A & B absorbers to allow for the larger beds. | 2010-08-06 | 6900000 | 100
14137 | T1 | BP Products North America Inc | Texas City Refinery | 2401 5th Avenue South | Texas City | TX | 77592 | Galveston | CN600866800 | RN102324829 | Re-route high H2S content streams currently going to a flare header, to an alternative (non-flare) destination 3# Vent Gas Stream or Sour Fuel Gas System. | Returned for failure to respond to a deficiency letter. | 2010-07-16 | 17710000 | 100
14138 | T1 | BP Products North America Inc | Texas City Refinery | 2401 5th Avenue South | Texas City | TX | 77592 | Galveston | CN600866800 | RN102324829 | Installed 18 ultra low NOx burners in the B-301 heater. Fuel gas conditioning equipment and control/safety instrumentation was installed. The heater box was sealed. | Returned for failure to respond to a deficiency letter. | 2010-07-16 | 4200000 | 100
14139 | T1 | BP Products North America Inc | Texas City Refinery | 2401 5th Avenue South | Texas City | TX | 77592 | Galveston | CN600866800 | RN102324829 | Raised approximately 10,020 feet of average pipe size 9.4". | Returned for failure to respond to a deficiency letter. | 2010-07-16 | 26000000 | 100
14140 | T1 | BP Products North America Inc | Texas City Refinery | 2401 5th Avenue South | Texas City | TX | 77592 | Galveston | CN600866800 | RN102324829 | Reduce risk from toxic releases by installing HVAC devices and controls that will detect toxics and will be able to shut down dampers automatically. Phase 1 affects 91 HVAC systems that are comfort cooling appliances. Phase 2 will replace systems in 49 locations by replacing R-22 with an environmentally friendly refrigerant. Phase 3 will upgrade or replace HVAC equipment at the West Plant substation, Power Station 2, Water Treatment Plant, ARU, Docks VRU and DDU 300. | Returned for failure to respond to a deficiency letter. | 2010-08-13 | 27900000 | 100
14141 | T1 | BP Products North America Inc | Texas City Refinery | 2401 5th Avenue South | Texas City | TX | 77592 | Galveston | CN600866800 | RN102324829 | Project to segregate low pressure continuous vent streams in the Sulfur Recovery Unit from the emergency vent streams and pressure boost these streams into the low pressure vent collector header (3# vent gas system). | Returned for failure to respond to a deficiency letter. | 2010-07-16 | 10400000 | 100
14142 | T1 | BP Products North America Inc | Texas City Refinery | 2401 5th Avenue South | Texas City | TX | 77592 | Galveston | CN600866800 | RN102324829 | The Hydrogen Recovery Unit (HRU) utilizes cryogenic technology to separate hydrogen from methane, ethane, and propane. The existing system has a poor service factor and has been hampered by continued refrigerant leaks. The refrigerant system uses Freon R-22 that has been mandated to be phased out. This project will evaluate alternative technologies to replace and improve the service factor and operability of the HRU. | Withdrawn/Returned | 2010-06-15 | 49800000 | 100
14143 | T1 | BP Products North America Inc | Texas City Refinery | 2401 5th Avenue South | Texas City | TX | 77592 | Galveston | CN600866800 | RN102324829 | Buried piping in oil service that is installed or replaced on or after August 16, 2002, must be provided a protective wrapping/coating and cathodic protection. If buries oil piping is exposed for any reason, it must be inspected for deterioration and if corrosion damage is found, corrective action must be taken. During execution, the anode locations will be excavated, anodes installed, and the anode lead wire will be welded to the pipe. | Withdrawn/Returned | 2010-06-15 | 1100000 | 100
14144 | T1 | BP Products North America Inc | Texas City Refinery | 2401 5th Avenue South | Texas City | TX | 77592 | Galveston | CN600866800 | RN102324829 | Permanent concrete covers will be installed on all 3 existing API's including access man-ways. | Withdrawn/Returned | 2010-06-15 | 1900000 | 100
14145 | T1 | BP Products North America Inc | Texas City Refinery | 2401 5th Avenue South | Texas City | TX | 77592 | Galveston | CN600866800 | RN102324829 | Install a site release modeling system which will give the BP TC Refinery the capability of real-time modeling of atmospheric release to access the potential impact on the site and the surrounding communities. The project will install a Real-Time Emergency Response System including software and meteorological towers, two Reallink antennae and provide 19 battery powered portable GPS enabled detectors with radio communication capabilities. | Withdrawn/Returned | 2010-06-15 | 1300000 | 100
14146 | T1 | BP Products North America Inc | Texas City Refinery | 2401 5th Avenue South | Texas City | TX | 77592 | Galveston | CN600866800 | RN102324829 | Sour Fuel Gas Treatment Project: upgrade existing sour fuel treating system to increased capacity/increase sour fuel system ability to handle additional continuous gas and H2S loads and swings from intermittent flare loads/improve system performance by reducing contaminates in the treated gas. The design basis has identifies two options. 1) I & II contactor upgrade 2) new high pressure amine contactor. Bring tank vents routed to top of east Pant Torches 2 & 4 into compliance with NSPS Subpart J. Limit H2S flare systems to under 162 ppm by volume on a dry gas basis. | Returned for failure to respond to a deficiency letter. | 2011-04-28 | 27800000 | 100
14147 | T1 | Oncor Electric Delivery Company | ALLEN SUBSTATION | 306 Central Expressway S | Allen | TX | 75002 | COLLIN | CN 603313842 | RN109653501 | Leaker Management Project -- Installation of a secondary containment system consisting of a concrete pad with a metal railing and an oil water separator. | The following property is used 100% for pollution control and is installed to meet or exceed federal or state regulations. Leaker Management Project consisting of a concrete pad with a metal railing and an oil water separator. | 2010-04-10 | 24983.2 | 100
14148 | T1 | Oncor Electric Delivery Company | Comanche Substation | 504 South Mary Street | Comanche | TX | 76442 | COMANCHE | Insufficient Information | Insufficient Information | Oil Water Separator Catastrophic Containment -- Installation of a secondary containment system consisting of an earthen berm and an oil water separator. | The following property is used 100% for pollution control and is installed to meet or exceed federal or state regulations. Oil Water Separator Catastrophic Containment System consisting of an earthen berm and an oil water separator. | 2010-04-10 | 15539.7 | 100
14149 | T1 | Oncor Electric Delivery Company | Proctor Substation | 3750 Hwy 67/377 | Proctor | TX | 76445 | Comanche | Insufficient Information | Insufficient Information | Oil Water Separator Catastrophic Containment -- Installation of a secondary containment system consisting of an earthen berm and an oil water separator. | The following property is used 100% for pollution control and is installed to meet or exceed federal or state regulations. Oil Water Separator Catastrophic Containment System consisting of an earthen berm and an oil water separator. | 2010-04-10 | 12048.3 | 100
14150 | T1 | Oncor Electric Delivery Company | Coit Road Substation | 12150 Coit Road | Dallas | TX | 75251 | Dallas | Insufficient Information | Insufficient Information | Polymer Drain Catastrophic Containment -- Installation of secondary containment consisting of an earthen dike with expandable polymer located in the drain. | The following property is used 100% for pollution control and is installed to meet or exceed federal or state regulations. Polymer Drain Catastrophic Containment System consisting of an earthen berm and drains with expandable polymer. | 2010-04-10 | 112121 | 100
14151 | T1 | Oncor Electric Delivery Company | Dallas West Substation | 2805 Westerfield Street | Dallas | TX | 75212 | Dallas | Insufficient Information | Insufficient Information | Leaker Management Project -- Installation of a secondary containment system consisting of a concrete pad with a metal railing and an oil water separator. | The following property is used 100% for pollution control and is installed to meet or exceed federal or state regulations. Leaker Management Project consisting of a concrete pad with a metal railing and an oil water separator. | 2010-04-07 | 47439.7 | 100
14152 | T1 | Oncor Electric Delivery Company | Eagle Ford Substation | 5951 Eagle Ford Drive | Dallas | TX | 75249 | Dallas | CN 603313842 | RN109631044 | 1. Leaker Management Project -- Installation of a secondary containment system consisting of a concrete pad with a metal railing and an oil water separator. 2. Polymer Drain Catastrophic Containment -- Installation of secondary containment consisting of an earthen dike with expandable polymer located in the drain. | The following property is used 100% for pollution control and is installed to meet or exceed federal or state regulations. Leaker Management Project consisting of a concrete pad with a metal railing and an oil water separator and the Polymer Drain Catastrophic Containment System consisting of an earthen berm and drains with expandable polymer. | 2010-04-07 | 46855 | 100
14153 | T1 | Oncor Electric Delivery Company | Fair Oaks Substation | 8440 Fair Oaks Avenue | Dallas | TX | 75231 | Dallas | Insufficient Information | Insufficient Information | Polymer Drain Catastrophic Containment -- Installation of secondary containment consisting of an earthen dike with expandable polymer located in the drain. | The following property is used 100% for pollution control and is installed to meet or exceed federal or state regulations. Polymer Drain Catastrophic Containment System consisting of an earthen berm and drains with expandable polymer. | 2010-04-07 | 60524 | 100
14154 | T1 | Oncor Electric Delivery Company | Irving Norwood 138KV Substation | 116 North Loop 2 | Irving | TX | 75061 | Dallas | CN603313842 | Insufficient Information | Oil Water Separator Catastrophic Containment -- Installation of a secondary containment system consisting of an earthen berm and an oil water separator. | The following property is used 100% for pollution control and is installed to meet or exceed federal or state regulations. Oil Water Separator Catastrophic Containment System consisting of an earthen berm and an oil water separator. | 2010-04-07 | 17941 | 100
14155 | T1 | Oncor Electric Delivery Company | Knoll Trail Substation | 15405 Knoll Trail Drive | Dallas | TX | 75061 | Dallas | Insufficient Information | Insufficient Information | Leaker Management Project -- Installation of a secondary containment system consisting of a concrete pad with a metal railing and an oil water separator. | The following property is used 100% for pollution control and is installed to meet or exceed federal or state regulations. Leaker Management Project consisting of a concrete pad with a metal railing and an oil water separator. | 2010-04-07 | 20658 | 100
14156 | T1 | Oncor Electric Delivery Company | Lomo Alto Substation | 6921 Lomo Alto Drive | Dallas | TX | 75205 | Dallas | CN 603313842 | RN109631077 | Polymer Drain Catastrophic Containment -- Installation of secondary containment consisting of an earthen dike with expandable polymer located in the drain. | The following property is used 100% for pollution control and is installed to meet or exceed federal or state regulations. Polymer Drain Catastrophic Containment System consisting of an earthen berm and drains with expandable polymer. | 2010-04-07 | 110974 | 100
14157 | T1 | Oncor Electric Delivery Company | Morrison Lane Substation | 11064 Morrison Lane | Dallas | TX | 75229 | Dallas | CN 603313842 | RN109631093 | Oil Water Separator Catastrophic Containment -- Installation of a secondary containment system consisting of an earthen berm and an oil water separator. | The following property is used 100% for pollution control and is installed to meet or exceed federal or state regulations. Oil Water Separator Catastrophic Containment System consisting of an earthen berm and an oil water separator. | 2010-04-01 | 18681.3 | 100
14158 | T1 | Oncor Electric Delivery Company | Murdock Substation | 6444 Murdock Road | Dallas | TX | 75217 | Dallas | Insufficient Information | Insufficient Information | Polymer Drain Catastrophic Containment -- Installation of secondary containment consisting of an earthen dike with expandable polymer located in the drain. | The following property is used 100% for pollution control and is installed to meet or exceed federal or state regulations. Polymer Drain Catastrophic Containment System consisting of an earthen berm and drains with expandable polymer. | 2010-04-13 | 61945 | 100
14159 | T1 | Oncor Electric Delivery Company | Seagoville Substation | 1701 Simmonds Road | Seagoville | TX | 75159 | Dallas | Insufficient Information | Insufficient Information | Oil Water Separator Catastrophic Containment -- Installation of a secondary containment system consisting of an earthen berm and an oil water separator. | The following property is used 100% for pollution control and is installed to meet or exceed federal or state regulations. Oil Water Separator Catastrophic Containment System consisting of an earthen berm and an oil water separator. | 2010-04-13 | 39534 | 100
14160 | T1 | Oncor Electric Delivery Company | Addison Substation | 3945 Beltline | Addison | TX | 75244 | Dallas | CN603313842 | Insufficient Information | Leaker Management Project -- Installation of a secondary containment system consisting of a concrete pad with a metal railing and an oil water separator. | The following property is used 100% for pollution control and is installed to meet or exceed federal or state regulations. Leaker Management Project consisting of a concrete pad with a metal railing and an oil water separator. | 2010-04-13 | 22959.2 | 100
14161 | T1 | Oncor Electric Delivery Company | Bandera Substation | 6810 Bandera Avenue | Dallas | TX | 75225 | Dallas | CN603313842 | Insufficient Information | Polymer Drain Catastrophic Containment -- Installation of secondary containment consisting of an earthen dike with expandable polymer located in the drain. | The following property is used 100% for pollution control and is installed to meet or exceed federal or state regulations. Polymer Drain Catastrophic Containment System consisting of an earthen berm and drains with expandable polymer. | 2010-04-13 | 39449 | 100
14162 | T1 | Oncor Electric Delivery Company | Krum Substation | FM 156 2 mi S US Hwy 380 | Krum | TX | 76249 | Denton | CN 603313842 | RN105809081 | Leaker Management Project -- Installation of a secondary containment system consisting of a concrete pad with a metal railing and an oil water separator. | The following property is used 100% for pollution control and is installed to meet or exceed federal or state regulations. Leaker Management Project consisting of a concrete pad with a metal railing and an oil water separator. | 2010-03-11 | 40979.4 | 100
14163 | T1 | Oncor Electric Delivery Company | Goldsmith Substation | 1 mi W of Goldsmith on TX 58 | Goldsmith | TX | 79741 | ECTOR | Insufficient Information | Insufficient Information | Leaker Management Project -- Installation of a secondary containment system consisting of a concrete pad with a metal railing and an oil water separator. | The following property is used 100% for pollution control and is installed to meet or exceed federal or state regulations. Leaker Management Project consisting of a concrete pad with a metal railing and an oil water separator. | 2010-03-11 | 45356.3 | 100
14164 | T1 | Oncor Electric Delivery Company | Midlothian North Substation | 2121 Gilfco Road | Midlothiam | TX | 76065 | Ellis | Insufficient Information | Insufficient Information | Polymer Drain Catastrophic Containment -- Installation of secondary containment consisting of an earthen dike with expandable polymer located in the drain. | The following property is used 100% for pollution control and is installed to meet or exceed federal or state regulations. Polymer Drain Catastrophic Containment System consisting of an earthen berm and drains with expandable polymer. | 2010-03-11 | 71251 | 100
14165 | T1 | Oncor Electric Delivery Company | Longlake Substation | 9 mi w of Palestine on HWY 79 | Oakwood | TX | 75855 | Freestone | Insufficient Information | Insufficient Information | Polymer Drain Catastrophic Containment -- Installation of secondary containment consisting of an earthen dike with expandable polymer located in the drain. | The following property is used 100% for pollution control and is installed to meet or exceed federal or state regulations. Polymer Drain Catastrophic Containment System consisting of an earthen berm and drains with expandable polymer. | 2010-03-11 | 71708 | 100
14166 | T1 | Oncor Electric Delivery Company | Alvarado Substation | 8834 FM 3136 | Alvarado | TX | 76009 | JOHNSON | CN 603313842 | No Regulated Entity at this Location | Oil Water Separator Catastrophic Containment -- Installation of a secondary containment system consisting of an earthen berm and an oil water separator. | The following property is used 100% for pollution control and is installed to meet or exceed federal or state regulations. Oil Water Separator Catastrophic Containment System consisting of an earthen berm and an oil water separator. | 2010-03-11 | 4367 | 100
14167 | T1 | Oncor Electric Delivery Company | Grandview Substation | 309 Ohara Street | Grandview | TX | 76050 | Johnson | Insufficient Information | Insufficient Information | Leaker Management Project -- Installation of a secondary containment system consisting of a concrete pad with a metal railing and an oil water separator. | The following property is used 100% for pollution control and is installed to meet or exceed federal or state regulations. Leaker Management Project consisting of a concrete pad with a metal railing and an oil water separator. | 2010-03-11 | 20709.7 | 100
14168 | T1 | Oncor Electric Delivery Company | Paris North Substation | 3105 North Main Street | Paris | TX | 75460 | Lamar | Insufficient Information | Insufficient Information | Portable Oil Containment – Installation of secondary containment consisting of an earthen berm with a manually operated valve. | The following property is used 100% for pollution control and is installed to meet or exceed federal or state regulations. Portable Oil Containment System consisting of an earthen berm with a manually operated valve. | 2010-03-11 | 13915 | 100
14169 | T1 | Oncor Electric Delivery Company | Waco Colonial Substation | 2704 Colonial Avenue | Waco | TX | 76707 | McLennan | CN 603313842 | Insufficient Information | Polymer Drain Catastrophic Containment -- Installation of secondary containment consisting of an earthen dike with expandable polymer located in the drain. | The following property is used 100% for pollution control and is installed to meet or exceed federal or state regulations. Polymer Drain Catastrophic Containment System consisting of an earthen berm and drains with expandable polymer. | 2010-03-11 | 63528 | 100
14170 | T1 | Oncor Electric Delivery Company | Waco North Substation | 3805 N. 25th Street | Waco | TX | 76708 | McLennan | CN 603313842 | Insufficient Information | Polymer Drain Catastrophic Containment -- Installation of secondary containment consisting of an earthen dike with expandable polymer located in the drain. | The following property is used 100% for pollution control and is installed to meet or exceed federal or state regulations. Polymer Drain Catastrophic Containment System consisting of an earthen berm and drains with expandable polymer. | 2010-03-11 | 72315 | 100
14171 | T1 | Oncor Electric Delivery Company | Waco Sanger Avenue Substation | 801 N. 65th Street | Waco | TX | 76710 | McLennan | CN 603313842 | Insufficient Information | Oil Water Separator Catastrophic Containment -- Installation of a secondary containment system consisting of an earthen berm and an oil water separator. | The following property is used 100% for pollution control and is installed to meet or exceed federal or state regulations. Oil Water Separator Catastrophic Containment System consisting of an earthen berm and an oil water separator. | 2010-04-10 | 31013.4 | 100
14172 | T1 | Oncor Electric Delivery Company | Waco South Substation | 2512 S. Jack Kultgen | Waco | TX | 76706 | McLennan | CN 603313842 | RN101461747 | Polymer Drain Catastrophic Containment -- Installation of secondary containment consisting of an earthen dike with expandable polymer located in the drain. | The following property is used 100% for pollution control and is installed to meet or exceed federal or state regulations. Polymer Drain Catastrophic Containment System consisting of an earthen berm and drains with expandable polymer. | 2010-04-10 | 79867 | 100
14173 | T1 | Oncor Electric Delivery Company | Navarro Mills Substation | 1129 Farm Road 667 | Forst | TX | 76641 | Navarro | CN603313842 | Insufficient Information | Polymer Drain Catastrophic Containment -- Installation of secondary containment consisting of an earthen dike with expandable polymer located in the drain. | The following property is used 100% for pollution control and is installed to meet or exceed federal or state regulations. Polymer Drain Catastrophic Containment System consisting of an earthen berm and drains with expandable polymer. | 2010-04-10 | 24832 | 100
14174 | T1 | Oncor Electric Delivery Company | Superock Substation | 14889 South I-45 East | Richland | TX | 76681 | Navarro | Insufficient Information | Insufficient Information | Polymer Drain Catastrophic Containment -- Installation of secondary containment consisting of an earthen dike with expandable polymer located in the drain. | The following property is used 100% for pollution control and is installed to meet or exceed federal or state regulations. Polymer Drain Catastrophic Containment System consisting of an earthen berm and drains with expandable polymer. | 2010-04-10 | 12437 | 100
14175 | T1 | Oncor Electric Delivery Company | Oak Creek Substation | 110 County Road 180 | Maryneal | TX | 79535 | Nolan | CN603313842 | Insufficient Information | Polymer Drain Catastrophic Containment -- Installation of secondary containment consisting of an earthen dike with expandable polymer located in the drain. | The following property is used 100% for pollution control and is installed to meet or exceed federal or state regulations. Polymer Drain Catastrophic Containment System consisting of an earthen berm and drains with expandable polymer. | 2010-04-10 | 52905 | 100
14176 | T1 | Oncor Electric Delivery Company | Graford Substation | 638 West Division | Graford | TX | 76449 | Palo Pinto | Insufficient Information | Insufficient Information | Oil Water Separator Catastrophic Containment -- Installation of a secondary containment system consisting of an earthen berm and an oil water separator. | Oil Water Separator Catastrophic Containment System consisting of an earthen berm and an oil water separator. | 2010-04-10 | 18667 | 100
14177 | T1 | Oncor Electric Delivery Company | Mineral Wells Substation | 1500 S. E. 7th Street | Mineral Wells | TX | 76067 | Palo Pinto | Insufficient Information | Insufficient Information | Polymer Drain Catastrophic Containment -- Installation of secondary containment consisting of an earthen dike with expandable polymer located in the drain. | The following property is used 100% for pollution control and is installed to meet or exceed federal or state regulations. Polymer Drain Catastrophic Containment System consisting of an earthen berm and drains with expandable polymer. | 2010-03-11 | 111815 | 100
14178 | T1 | Oncor Electric Delivery Company | Mineral Wells West Substation | 3300 Hwy 180 West | Mineral Wells | TX | 76067 | Palo Pinto | CN 603313842 | RN109631895 | Oil Water Separator Catastrophic Containment -- Installation of a secondary containment system consisting of an earthen berm and an oil water separator. | The following property is used 100% for pollution control and is installed to meet or exceed federal or state regulations. Oil Water Separator Catastrophic Containment System consisting of an earthen berm and an oil water separator. | 2010-03-11 | 43067.2 | 100
14179 | T1 | Oncor Electric Delivery Company | Spingtown Substation | .5 mi e of Springtown on SH 199 | Springtown | TX | 76082 | Parker | Insufficient Information | Insufficient Information | Oil Water Separator Catastrophic Containment -- Installation of a secondary containment system consisting of an earthen berm and an oil water separator. | The following property is used 100% for pollution control and is installed to meet or exceed federal or state regulations. Oil Water Separator Catastrophic Containment System consisting of an earthen berm and an oil water separator. | 2010-04-10 | 20335.7 | 100
14180 | T1 | Oncor Electric Delivery Company | Weatherford East Substation | 2641 White Settlement Road | Weatherford | TX | 76116 | Parker | Insufficient Information | Insufficient Information | Polymer Drain Catastrophic Containment -- Installation of secondary containment consisting of an earthen dike with expandable polymer located in the drain. | The following property is used 100% for pollution control and is installed to meet or exceed federal or state regulations. Polymer Drain Catastrophic Containment System consisting of an earthen berm and drains with expandable polymer. | 2010-03-11 | 51767 | 100
14181 | T1 | Oncor Electric Delivery Company | Clarksville Substation | 200 Gulf Street | Clarksville | TX | 75426 | Red River | Insufficient Information | Insufficient Information | Oil Water Separator Catastrophic Containment -- Installation of a secondary containment system consisting of an earthen berm and an oil water separator. | The following property is used 100% for pollution control and is installed to meet or exceed federal or state regulations. Oil Water Separator Catastrophic Containment System consisting of an earthen berm and an oil water separator. | 2010-03-11 | 22183.7 | 100
14182 | T1 | Oncor Electric Delivery Company | Sacroc Substation | 5500 CR 242 | Snyder | TX | 79549 | Scurry | Insufficient Information | Insufficient Information | Polymer Drain Catastrophic Containment -- Installation of secondary containment consisting of an earthen dike with expandable polymer located in the drain. | The following property is used 100% for pollution control and is installed to meet or exceed federal or state regulations. Polymer Drain Catastrophic Containment System consisting of an earthen berm and drains with expandable polymer. | 2010-03-11 | 75320 | 100
14183 | T1 | Oncor Electric Delivery Company | Lindale Substation | 15372 CR 463 | Lindale | TX | 75711 | Smith | Insufficient Information | Insufficient Information | Oil Water Separator Catastrophic Containment -- Installation of a secondary containment system consisting of an earthen berm and an oil water separator. | The following property is used 100% for pollution control and is installed to meet or exceed federal or state regulations. Oil Water Separator Catastrophic Containment System consisting of an earthen berm and an oil water separator. | 2010-03-11 | 17902.5 | 100
14184 | T1 | Oncor Electric Delivery Company | Tyler East Substation | 2510 E. Commerce | Tyler | TX | 75702 | Smith | CN 603313842 | RN102465259 | Leaker Management Project -- Installation of a secondary containment system consisting of a concrete pad with a metal railing and an oil water separator. | The following property is used 100% for pollution control and is installed to meet or exceed federal or state regulations. Leaker Management Project consisting of a concrete pad with a metal railing and an oil water separator. | 2010-03-11 | 63811 | 100
14185 | T1 | Oncor Electric Delivery Company | Tyler Northeast Substation | 8731 CR 3205 | Tyler | TX | 75702 | Smith | CN 603313842 | Insufficient Information | 1. Leaker Management Project -- Installation of a secondary containment system consisting of a concrete pad with a metal railing and an oil water separator. 2. Oil Water Separator Catastrophic Containment -- Installation of a secondary containment system consisting of an earthen berm and an oil water separator. | The following property is used 100% for pollution control and is installed to meet or exceed federal or state regulations. Oil Water Separator Catastrophic Containment System consisting of an earthen berm and an oil water separator and the Leaker Management Project consisting of a concrete pad with a metal railing and an oil water separator. | 2010-03-10 | 63696.7 | 100
14186 | T1 | Oncor Electric Delivery Company | Breckenridge North Substation | 1398 (US 183) North | Brackenridge | TX | 76424 | Stephens | Insufficient Information | Insufficient Information | Oil Water Separator Catastrophic Containment -- Installation of a secondary containment system consisting of an earthen berm and an oil water separator. | The following property is used 100% for pollution control and is installed to meet or exceed federal or state regulations. Oil Water Separator Catastrophic Containment System consisting of an earthen berm and an oil water separator. | 2010-03-11 | 30787.9 | 100
14187 | T1 | Oncor Electric Delivery Company | Caddo Substation | 11925 (US 180) East | Breckenridge | TX | 76424 | Stephens | Insufficient Information | Insufficient Information | Oil Water Separator Catastrophic Containment -- Installation of a secondary containment system consisting of an earthen berm and an oil water separator. | The following property is used 100% for pollution control and is installed to meet or exceed federal or state regulations. Oil Water Separator Catastrophic Containment System consisting of an earthen berm and an oil water separator. | 2010-04-07 | 20289.5 | 100
14188 | T1 | Oncor Electric Delivery Company | Bear Creek Substation | 8000 N. Davis Blvd. | North Richland Hills | TX | 76180 | Tarrant | CN 603313842 | RN109627232 | Oil Water Separator Catastrophic Containment -- Installation of a secondary containment system consisting of an earthen berm and an oil water separator. | The following property is used 100% for pollution control and is installed to meet or exceed federal or state regulations. Oil Water Separator Catastrophic Containment System consisting of an earthen berm and an oil water separator. | 2010-04-07 | 19480.07 | 100
14189 | T1 | Oncor Electric Delivery Company | Blackstone Substation | 4700 Blackstone Drive | Fort Worth | TX | 76114 | Tarrant | Insufficient Information | Insufficient Information | Polymer Drain Catastrophic Containment -- Installation of secondary containment consisting of an earthen dike with expandable polymer located in the drain. | The following property is used 100% for pollution control and is installed to meet or exceed federal or state regulations. Polymer Drain Catastrophic Containment System consisting of an earthen berm and drains with expandable polymer. | 2010-04-07 | 140165 | 100
14190 | T1 | Oncor Electric Delivery Company | Currie Substation | 2828 Whitmore Street | Fort Worth | TX | 76017 | Tarrant | Insufficient Information | Insufficient Information | Leaker Management Project -- Installation of a secondary containment system consisting of a concrete pad with a metal railing and an oil water separator. | The following property is used 100% for pollution control and is installed to meet or exceed federal or state regulations. Leaker Management Project consisting of a concrete pad with a metal railing and an oil water separator. | 2010-04-07 | 39460.3 | 100
14191 | T1 | Oncor Electric Delivery Company | Richland Hills Substation | 3010 Elm Park | Richland Hills | TX | 76116 | Tarrant | CN 603313842 | RN109632968 | 1. Leaker Management Project -- Installation of a secondary containment system consisting of a concrete pad with a metal railing and an oil water separator. 2. Oil Water Separator Catastrophic Containment -- Installation of a secondary containment system consisting of an earthen berm and an oil water separator. | The following property is used 100% for pollution control and is installed to meet or exceed federal or state regulations. Oil Water Separator Catastrophic Containment System consisting of an earthen berm and an oil water separator and the Leaker Management Project consisting of a concrete pad with a metal railing and an oil water separator. | 2010-04-13 | 81071.1 | 100
14192 | T1 | Oncor Electric Delivery Company | Webb Substation | 1450 Ragland Road | Arlington | TX | 76018 | Tarrant | Insufficient Information | Insufficient Information | Oil Water Separator Catastrophic Containment -- Installation of a secondary containment system consisting of an earthen berm and an oil water separator. | The following property is used 100% for pollution control and is installed to meet or exceed federal or state regulations. Oil Water Separator Catastrophic Containment System consisting of an earthen berm and an oil water separator. | 2010-04-07 | 42366.5 | 100
14193 | T1 | Oncor Electric Delivery Company | Bridgeport Substation | 3245 S. Hwy 101 | Bridgeport | TX | 76026 | Wise | Insufficient Information | Insufficient Information | Oil Water Separator Catastrophic Containment -- Installation of a secondary containment system consisting of an earthen berm and an oil water separator. | The following property is used 100% for pollution control and is installed to meet or exceed federal or state regulations. Oil Water Separator Catastrophic Containment System consisting of an earthen berm and an oil water separator. | 2010-04-07 | 18813.3 | 100
14194 | T1 | Oncor Electric Delivery Company | Comanche Switch Substation | 1651 County Road 210 | Comanche | TX | 76442 | Comanche | CN 603313842 | RN109628990 | Oil Water Separator Catastrophic Containment -- Installation of a secondary containment system consisting of an earthen berm and an oil water separator. | The following property is used 100% for pollution control and is installed to meet or exceed federal or state regulations. Oil Water Separator Catastrophic Containment System consisting of an earthen berm and an oil water separator. | 2010-04-07 | 84971.7 | 100
14195 | T1 | Oncor Electric Delivery Company | Centerville Road Switch Substation | 11781 Ferguson Road | Dallas | TX | 75228 | Dallas | Insufficient Information | Insufficient Information | Leaker Management Project -- Installation of a secondary containment system consisting of a concrete pad with a metal railing and an oil water separator. | The following property is used 100% for pollution control and is installed to meet or exceed federal or state regulations. Leaker Management Project consisting of a concrete pad with a metal railing and an oil water separator. | 2010-04-10 | 29069.7 | 100
14196 | T1 | Oncor Electric Delivery Company | DeSoto Switch Substation | 1735 South UHL Road | Glenn Heights | TX | 75154 | Dallas | Insufficient Information | Insufficient Information | Oil Water Separator Catastrophic Containment -- Installation of a secondary containment system consisting of an earthen berm and an oil water separator. | The following property is used 100% for pollution control and is installed to meet or exceed federal or state regulations. Oil Water Separator Catastrophic Containment System consisting of an earthen berm and an oil water separator. | 2010-04-10 | 22931.7 | 100
14197 | T1 | Oncor Electric Delivery Company | Lake Hubbard Substation | 555 Barnes Bridge Road | Garland | TX | 75043 | Dallas | Insufficient Information | Insufficient Information | Polymer Drain Catastrophic Containment -- Installation of secondary containment consisting of an earthen dike with expandable polymer located in the drain. | The following property is used 100% for pollution control and is installed to meet or exceed federal or state regulations. Polymer Drain Catastrophic Containment System consisting of an earthen berm and drains with expandable polymer. | 2010-04-10 | 11694 | 100
14198 | T1 | Oncor Electric Delivery Company | Lemmon Avenue Substation | 3244 Carlisie Place | Dallas | TX | 75204 | Dallas | Insufficient Information | Insufficient Information | Leaker Management Project -- Installation of a secondary containment system consisting of a concrete pad with a metal railing and an oil water separator. | The following property is used 100% for pollution control and is installed to meet or exceed federal or state regulations. Leaker Management Project consisting of a concrete pad with a metal railing and an oil water separator. | 2010-04-10 | 25545.3 | 100
14199 | T1 | Oncor Electric Delivery Company | Norwood 138KV Switch Station | 124 Wildwood | Irving | TX | 75061 | Dallas | CN 603313842 | RN109633065 | Polymer Drain Catastrophic Containment -- Installation of secondary containment consisting of an earthen dike with expandable polymer located in the drain. | The following property is used 100% for pollution control and is installed to meet or exceed federal or state regulations. Polymer Drain Catastrophic Containment System consisting of an earthen berm and drains with expandable polymer. | 2010-04-10 | 153928 | 100
14200 | T1 | Oncor Electric Delivery Company | Norwood 245KV Switch Substation | 116 North Loop 12 | Irving | TX | 75061 | Dallas | CN603313842 | Insufficient Information | Polymer Drain Catastrophic Containment -- Installation of secondary containment consisting of an earthen dike with expandable polymer located in the drain. | The following property is used 100% for pollution control and is installed to meet or exceed federal or state regulations. Polymer Drain Catastrophic Containment System consisting of an earthen berm and drains with expandable polymer. | 2010-04-10 | 154614 | 100
14201 | T1 | Oncor Electric Delivery Company | Parkdale Static Var Compensator | 5770 Parksdale Drive | Dallas | TX | 75227 | Dallas | CN 603313842 | RN100804301 | 1. Leaker Management Project -- Installation of a secondary containment system consisting of a concrete pad with a metal railing and an oil water separator. 2. Oil Water Separator Catastrophic Containment -- Installation of a secondary containment system consisting of an earthen berm and an oil water separator. | The following property is used 100% for pollution control and is installed to meet or exceed federal or state regulations. Leaker Management Project consisting of a concrete pad with a metal railing and an oil water separator and Oil Water Separator Catastrophic Containment System consisting of an earthen berm and an oil water separator. | 2010-04-10 | 91358.3 | 100
14202 | T1 | Oncor Electric Delivery Company | Parkdale Switch Substation | 5770 Parkdale Drive | Dallas | TX | 75227 | Dallas | CN 603313842 | RN100804301 | Oil Water Separator Catastrophic Containment -- Installation of a secondary containment system consisting of an earthen berm and an oil water separator. | The following property is used 100% for pollution control and is installed to meet or exceed federal or state regulations. Oil Water Separator Catastrophic Containment System consisting of an earthen berm and an oil water separator. | 2010-04-10 | 70808.1 | 100
14203 | T1 | Oncor Electric Delivery Company | Seagoville Switch Substation | 1706 Simmonds Road | Seagoville | TX | 75159 | Dallas | Insufficient Information | Insufficient Information | Leaker Management Project -- Installation of a secondary containment system consisting of a concrete pad with a metal railing and an oil water separator. | The following property is used 100% for pollution control and is installed to meet or exceed federal or state regulations. Leaker Management Project consisting of a concrete pad with a metal railing and an oil water separator. | 2010-04-10 | 31061.8 | 100
14204 | T1 | Oncor Electric Delivery Company | Watermill Substation | 2271 Watermill Road | Lancaster | TX | 75146 | Dallas | CN 603313842 | RN109629022 | 1. Leaker Management Project -- Installation of a secondary containment system consisting of a concrete pad with a metal railing and an oil water separator. 2. Oil Water Separator Catastrophic Containment -- Installation of a secondary containment system consisting of an earthen berm and an oil water separator. | The following property is used 100% for pollution control and is installed to meet or exceed federal or state regulations. Leaker Management Project consisting of a concrete pad with a metal railing and an oil water separator and the Oil Water Separator Catastrophic Containment System consisting of an earthen berm and an oil water separator. | 2010-04-10 | 87968.1 | 100
14205 | T1 | Oncor Electric Delivery Company | Cedar Hill Substation | 1314 North Joe Wilson | Cedar Hill | TX | 75104 | Dallas | CN 603313842 | RN109627091 | Portable Oil Containment – Installation of secondary containment consisting of an earthen berm with a manually operated valve. | The following property is used 100% for pollution control and is installed to meet or exceed federal or state regulations. Portable Oil Containment System consisting of an earthen berm with a manually operated valve. | 2010-04-10 | 8711 | 100
14206 | T1 | Oncor Electric Delivery Company | Roanoke Substation | Henrietta Creek Road | Fort Worth | TX | 76262 | Denton | CN 603313842 | RN109632976 | Leaker Management Project -- Installation of a secondary containment system consisting of a concrete pad with a metal railing and an oil water separator. | The following property is used 100% for pollution control and is installed to meet or exceed federal or state regulations. Leaker Management Project consisting of a concrete pad with a metal railing and an oil water separator. | 2010-04-10 | 42243.3 | 100
14207 | T1 | Oncor Electric Delivery Company | Leon Switch Substation | FM 570 S. from I-20 | Eastland | TX | 76448 | Eastland | Insufficient Information | Insufficient Information | Leaker Management Project -- Installation of a secondary containment system consisting of a concrete pad with a metal railing and an oil water separator. | The following property is used 100% for pollution control and is installed to meet or exceed federal or state regulations. Leaker Management Project consisting of a concrete pad with a metal railing and an oil water separator. | 2010-04-10 | 29836.4 | 100
14208 | T1 | Oncor Electric Delivery Company | Ferris Substation | 410 West 12th Street | Ferris | TX | 75125 | Ellis | Insufficient Information | Insufficient Information | Oil Water Separator Catastrophic Containment -- Installation of a secondary containment system consisting of an earthen berm and an oil water separator. | The following property is used 100% for pollution control and is installed to meet or exceed federal or state regulations. Oil Water Separator Catastrophic Containment System consisting of an earthen berm and an oil water separator. | 2010-04-10 | 20614 | 100
14209 | T1 | Oncor Electric Delivery Company | Trinidad S. E. S. Substation | 1320 McEntire Road | Trinidad | TX | 75163 | Henderson | CN 603313842 | RN109627182 | Oil Water Separator Catastrophic Containment -- Installation of a secondary containment system consisting of an earthen berm and an oil water separator. | The following property is used 100% for pollution control and is installed to meet or exceed federal or state regulations. Oil Water Separator Catastrophic Containment System consisting of an earthen berm and an oil water separator. | 2010-04-10 | 40521.8 | 100
14210 | T1 | Oncor Electric Delivery Company | Commerce Substation | 700 north Park Street | Commerce | TX | 75428 | Hunt | CN 603313842 | RN109655241 | Portable Oil Containment – Installation of secondary containment consisting of an earthen berm with a manually operated valve. | The following property is used 100% for pollution control and is installed to meet or exceed federal or state regulations. Portable Oil Containment System consisting of an earthen berm with a manually operated valve. | 2010-04-10 | 7024 | 100
14211 | T1 | Oncor Electric Delivery Company | Elm Mott Substation | 6743 Old Dallas Road | Elm Mott | TX | 76640 | McLennan | CN 603313842 | RN109627521 | Oil Water Separator Catastrophic Containment -- Installation of a secondary containment system consisting of an earthen berm and an oil water separator. | The following property is used 100% for pollution control and is installed to meet or exceed federal or state regulations. Oil Water Separator Catastrophic Containment System consisting of an earthen berm and an oil water separator. | 2010-04-10 | 23899.7 | 100
14212 | T1 | Oncor Electric Delivery Company | McGregor Phillips Substation | 2615 South Main Street | McGregor | TX | 76657 | McLennan | Insufficient Information | Insufficient Information | Oil Water Separator Catastrophic Containment -- Installation of a secondary containment system consisting of an earthen berm and an oil water separator. | The following property is used 100% for pollution control and is installed to meet or exceed federal or state regulations. Oil Water Separator Catastrophic Containment System consisting of an earthen berm and an oil water separator. | 2010-04-10 | 30628.4 | 100
14213 | T1 | Oncor Electric Delivery Company | Tradinghouse Switch Substation | 1868 Lake Felton Parkway | Waco | TX | 76705 | McLennan | CN 603313842 | RN102566494 | Polymer Drain Catastrophic Containment -- Installation of secondary containment consisting of an earthen dike with expandable polymer located in the drain. | The following property is used 100% for pollution control and is installed to meet or exceed federal or state regulations. Polymer Drain Catastrophic Containment System consisting of an earthen berm and drains with expandable polymer. | 2010-04-10 | 25386 | 100
14214 | T1 | Oncor Electric Delivery Company | Sandow Switch Substation | 3134 Charles Martin Hall Road | Rockdale | TX | 76567 | Milam | Insufficient Information | Insufficient Information | 1. Leaker Management Project -- Installation of a secondary containment system consisting of a concrete pad with a metal railing and an oil water separator. 2. Oil Water Separator Catastrophic Containment -- Installation of a secondary containment system consisting of an earthen berm and an oil water separator. | The following property is used 100% for pollution control and is installed to meet or exceed federal or state regulations. Leaker Management Project consisting of a concrete pad with a metal railing and an oil water separator and the Oil Water Separator Catastrophic Containment System consisting of an earthen berm and an oil water separator. | 2010-04-10 | 39669.3 | 100
14215 | T1 | Oncor Electric Delivery Company | Martin Lake Switch Substation | 8850 FM 2658 | Tatum | TX | 75691 | Rusk | Insufficient Information | Insufficient Information | 1. Leaker Management Project -- Installation of a secondary containment system consisting of a concrete pad with a metal railing and an oil water separator. 2. Portable Oil Containment – Installation of secondary containment consisting of an earthen berm with a manually operated valve. | The following property is used 100% for pollution control and is installed to meet or exceed federal or state regulations. Leaker Management Project consisting of a concrete pad with a metal railing and an oil water separator and the Portable Oil Containment System consisting of an earthen berm with a manually operated valve. | 2010-04-10 | 74550.7 | 100
14216 | T1 | Oncor Electric Delivery Company | Bluff Creek Substation | 7920 County Road 3115 | Snyder | TX | 79459 | Scurry | Insufficient Information | Insufficient Information | Polymer Drain Catastrophic Containment -- Installation of secondary containment consisting of an earthen dike with expandable polymer located in the drain. | The following property is used 100% for pollution control and is installed to meet or exceed federal or state regulations. Polymer Drain Catastrophic Containment System consisting of an earthen berm and drains with expandable polymer. | 2010-04-10 | 49910 | 100
14217 | T1 | Oncor Electric Delivery Company | Tyler Grande Substation | 6500 FM 2964 | Tyler | TX | 75707 | Smith | CN 603313842 | Insufficient Information | 1. Leaker Management Project -- Installation of a secondary containment system consisting of a concrete pad with a metal railing and an oil water separator. 2. Polymer Drain Catastrophic Containment -- Installation of secondary containment consisting of an earthen dike with expandable polymer located in the drain. 3. Portable Oil Containment – Installation of secondary containment consisting of an earthen berm with a manually operated valve. | The following property is used 100% for pollution control and is installed to meet or exceed federal or state regulations. Leaker Management Project consisting of a concrete pad with a metal railing and an oil water separator, the Polymer Drain Catastrophic Containment System consisting of an earthen berm and drains with expandable polymer, and the Portable Oil Containment System consisting of an earthen berm with a manually operated valve. | 2010-04-10 | 67270 | 100
14218 | T1 | Oncor Electric Delivery Company | Breckenridge Substation | 801 S. Breckenridge HWY 183 | Breckenridge | TX | 76424 | Stephens | Insufficient Information | Insufficient Information | Polymer Drain Catastrophic Containment -- Installation of secondary containment consisting of an earthen dike with expandable polymer located in the drain. | The following property is used 100% for pollution control and is installed to meet or exceed federal or state regulations. Polymer Drain Catastrophic Containment System consisting of an earthen berm and drains with expandable polymer. | 2010-04-10 | 139949 | 100
14219 | T1 | Oncor Electric Delivery Company | Britton Road Substation | 701 Heritage Parkway South | Mansfield | TX | 76063 | Tarrant | CN 603313842 | RN105643910 | 1. Leaker Management Project -- Installation of a secondary containment system consisting of a concrete pad with a metal railing and an oil water separator. 2. Oil Water Separator Catastrophic Containment -- Installation of a secondary containment system consisting of an earthen berm and an oil water separator. | The following property is used 100% for pollution control and is installed to meet or exceed federal or state regulations. Leaker Management Project consisting of a concrete pad with a metal railing and an oil water separator and the Oil Water Separator Catastrophic Containment System consisting of an earthen berm and an oil water separator. | 2010-04-10 | 67303.5 | 100
14220 | T1 | Oncor Electric Delivery Company | Grapevine Hwy 380 Substation | 3201 State Hwy 360 | Grapevine | TX | 76051 | Tarrant | Insufficient Information | Insufficient Information | 1. Leaker Management Project -- Installation of a secondary containment system consisting of a concrete pad with a metal railing and an oil water separator. 2. Oil Water Separator Catastrophic Containment -- Installation of a secondary containment system consisting of an earthen berm and an oil water separator. | The following property is used 100% for pollution control and is installed to meet or exceed federal or state regulations. Leaker Management Project consisting of a concrete pad with a metal railing and an oil water separator and the Oil Water Separator Catastrophic Containment System consisting of an earthen berm and an oil water separator. | 2010-04-10 | 63089.4 | 100
14221 | T1 | Oncor Electric Delivery Company | Hemphill Substation | 500 Hemphill Street | Fort Worth | TX | 76104 | Tarrant | Insufficient Information | Insufficient Information | Polymer Drain Catastrophic Containment -- Installation of secondary containment consisting of an earthen dike with expandable polymer located in the drain. | The following property is used 100% for pollution control and is installed to meet or exceed federal or state regulations. Polymer Drain Catastrophic Containment System consisting of an earthen berm and drains with expandable polymer. | 2010-04-10 | 63842 | 100
14222 | T1 | Oncor Electric Delivery Company | Graham 345KV S. E. S. Substation | 582 Power Plant Road | Graham | TX | 76450 | Young | CN 603313842 | RN109632083 | Oil Water Separator Catastrophic Containment -- Installation of a secondary containment system consisting of an earthen berm and an oil water separator. | The following property is used 100% for pollution control and is installed to meet or exceed federal or state regulations. Oil Water Separator Catastrophic Containment System consisting of an earthen berm and an oil water separator. | 2010-04-10 | 50596.7 | 100
14223 | T1 | Oncor Electric Delivery Company | Graham 69KV Substation | 301 Hwy 380 West | Graham | TX | 76540 | Young | Insufficient Information | Insufficient Information | Polymer Drain Catastrophic Containment -- Installation of secondary containment consisting of an earthen dike with expandable polymer located in the drain. | The following property is used 100% for pollution control and is installed to meet or exceed federal or state regulations. Polymer Drain Catastrophic Containment System consisting of an earthen berm and drains with expandable polymer. | 2010-04-10 | 128439 | 100
14224 | T1 | The Dow Chemical Company | The Dow Chemical Company | 600 Battleground Rd | La Porte | TX | 77572 | Harris | CN600356976 | RN102414232 | Installed an online analyzer for total oxygen demand. | A positive use determination of 100% for the online TOD analyzer. | 1998-01-07 | 20300 | 100
14225 | T1 | The Dow Chemical Company | The Dow Chemical Company | 600 Battleground Rd | La Porte | TX | 77572 | Harris | CN600356976 | RN102414232 | Installed ancillary equipment for waste storage tank R-401 including piping for recycle of waste, instrumentation on the piping, and piping to the final control device. | A positive use determination of 100% for the ancillary equipment installed for waste storage tank R-401. | 1998-01-16 | 50000 | 100
14226 | T1 | Gainsborough Corporation | Gainsborough Waste & TX Outhouse | 5200 Egbert Street | Houston | TX | 77007 | Harris | CN601478282 | RN102977444 | Sump B for collecting contaminating washwater from cleaning portable toilets. WaterMaze clarifier and ozone generator system to clean wastewater for reuse or discharge. | Returned for failure to respond to a deficiency letter. | 2010-12-03 | 37909 | 100
14227 | T1 | Houston Refining, LP | Houston Refinery | 12000 Lawndale | Houston | TX | 77017 | Harris | CN601313083 | RN100218130 | Automatic tank gauging system on six tanks in the central tank farm area, including tank gauging probes, new level instruments, radar gauges, and fiber optic and hard cable connections to the distributive control system. | The following property is used 100% for pollution control and is installed to meet or exceed federal or state regulations. The automatic tank gauging system installed on six tanks in the central tank farm area, including tank gauging probes, new level instruments, radar gauges, and fiber optic and hard cable connections to the distributive control system. | 2010-07-16 | 4076107 | 100
14228 | T1 | Houston Refining, LP | Houston Refinery | 12000 Lawndale | Houston | TX | 77017 | Harris | CN601313083 | RN100218130 | Automatic tank gauging system on 13 tanks in the east tank farm area, including tank gauging probes, new level instruments, radar gauges, and fiber optic and hard cable connections to the distributive control system. | The following property is used 100% for pollution control and is installed to meet or exceed federal or state regulations. The automatic tank gauging system installed on 13 tanks in the east tank farm area, including tank gauging probes, new level instruments, radar gauges, and fiber optic and hard cable connections to the distributive control system. | 2010-07-16 | 3064000 | 100
14229 | T1 | Houston Refining, LP | Houston Refinery | 12000 Lawndale | Houston | TX | 77017 | Harris | CN601313083 | RN100218130 | Automatic tank gauging system on 15 tanks in the south tank farm area, including tank gauging probes, new level instruments, radar gauges, and fiber optic and hard cable connections to the distributive control system. | The following property is used 100% for pollution control and is installed to meet or exceed federal or state regulations. The automatic tank gauging system installed on 15 tanks in the south tank farm area, including tank gauging probes, new level instruments, radar gauges, and fiber optic and hard cable connections to the distributive control system. | 2010-07-16 | 3717506 | 100
14230 | T1 | Houston Refining, LP | Houston Refinery | 12000 Lawndale | Houston | TX | 77017 | Harris | CN601313083 | RN100218130 | Automatic tank gauging system for twelve tanks located in the 225 tank farm area. | The following property is used 100% for pollution control and is installed to meet or exceed federal or state regulations. The automatic tank gauging system installed on 12 tanks in the 225 tank farm area, including tank gauging probes, new level instruments, radar gauges, and fiber optic and hard cable connections to the distributive control system. | 2010-07-16 | 4076107 | 100
14231 | T1 | Seaway Crude Pipeline Company | Texas City Station | 801 Dock Road | Texas City | TX | 77592 | Galveston | CN603281544 | RN102802113 | Tank degassing system, including a John Zinc thermal oxidizer and piping and a blower to move volatile organic compound vapors from the floating roofs on the six crude oil storage tanks to the thermal oxidizer. | The following property is used 100% for pollution control and is installed to meet or exceed federal or state regulations. Degassing system for six crude oil storage tanks, including flexible connectors, piping, blower, electronic monitoring and control systems, and John Zinc thermal oxidizer. | 2010-06-14 | 5050000 | 100
14232 | T1 | Anadarko Petroleum Corporation | Carthage Compressor Station | 1748 US 79 South | Carthage | TX | 75633 | Panola | CN600126296 | RN107501322 | Tank vapor recovery system for two 1,000-barrel condensate storage tanks at the Condensate Storage facility. | The following property is used 100% for pollution control and is installed to meet or exceed federal or state regulations. Tank vapor recovery system installed for two 1,000-barrel condensate storage tanks at the Condensate Storage facility. | 2010-07-20 | 90200 | 100
14233 | T1 | Flowserve Corporation | Flowserve Corporation | 2802 E 13th St | Deer Park | TX | 77536 | Harris | CN601221773 | RN105242507 | Installed an Encon Evaporator model N33Y-28 for cleaning wastewater. | The following property is used 100% for pollution control and is installed to meet or exceed federal or state regulations. Encon Evaporator model N33Y-28. | 2010-09-14 | 25090 | 100
14234 | T1 | Flowserve Corporation | Flowserve Corporation | 1511 Jefferson Street | Sulphur Springs | TX | 75482 | Hopkins | CN601221773 | RN101949378 | EMIC Model 800 MM Filter Press and a roof for the 7,600 gallon wastewater tank. | The following property is used 100% for pollution control and is installed to meet or exceed federal or state regulations. EMIC Model 800 MM Filter Press. Roof for the 7,600 gallon wastewater tank. | 2010-09-14 | 55671 | 100
14235 | T1 | Flowserve Corporation | Flowserve Corporation | 1511 Jefferson Street | Sulphur Springs | TX | 75482 | Hopkins | CN601221773 | RN101949378 | Torit dust collector located at the north end of the facility. Used to collect steel filings from the file and grind process. | The following property is used 100% for pollution control and is installed to meet or exceed federal or state regulations. Torit dust collector located at the north end of the facility. | 2010-06-24 | 17540 | 100
14236 | T1 | Flowserve Corporation | Flowserve Corporation | 5114 Railroad Street | Deer Park | TX | 77536 | Harris | CN601221773 | RN100705276 | Installed a sandblaster and rubber curtains. Installed an air circulator and smoke removal system. Repaired a paint booth vent. | Withdrawn/Returned | 2010-06-15 | 16862 | 100
14237 | T1 | Flowserve Corporation | Flowserve Corporation | 6832 Wynnewood Lane | Houston | TX | 77008 | Harris | CN601221773 | RN102511649 | Installed a CF-36 Cyclone and Particle Flow Velocity-24-30 Dust Collector for High Velocity Oxygen Fuel spray coating booth. | The following property is used 100% for pollution control and is installed to meet or exceed federal or state regulations. The CF-36 Cyclone and Particle Flow Velocity-24-30 Dust Collector installed for the High Velocity Oxygen Fuel spray coating booth. | 2010-08-23 | 35240 | 100
14238 | T1 | Flowserve Corporation | Flowserve Corporation | 2220 Highway 365 | Port Arthur | TX | 77640 | Jefferson | CN601221773 | Insufficient Information | Installed a mist reclamation ventilation system (1512.516) to collect wet residue from the lapping machines. | The following property is used 100% for pollution control and is installed to meet or exceed federal or state regulations. Mist reclamation ventilation system (1512.516) installed to collect wet residue from the lapping machines. | 2010-06-22 | 10615 | 100
14239 | T1 | Huntsman Petrochemical LLC | Huntsman Dayton Plant | 3892 US Highway 90 | Dayton | TX | 77535 | Liberty | CN600632848 | RN100225721 | Containment system involving water conveyances, concrete curbing, and larger roof installed at the truck loading rack to divert storm water and control spills. | The following property is used 100% for pollution control and is installed to meet or exceed federal or state regulations. Storm water conveyances. Concrete curbing. Truck loading rack roof. | 2010-11-02 | 157213 | 100
14240 | T1 | El Paso Electric Company | El Paso Electric | Two |  |  |  | El Paso | CN600352819 | Insufficient Information | Retention pond constructed to control leaks from a 5 million gallon fuel oil storage tank. | The following property is used 100% for pollution control and is installed to meet or exceed federal or state regulations. Retention pond. | 2010-12-21 | 85975 | 100
14241 | T4 | El Paso Electric Company | Newman Power Plant | 4900 Stan Roberts Ave | El Paso | TX | 79934 | El Paso | CN600352819 | RN100211309 | Installation and operation of new Solar Photovoltaic (PVs) Panel equipment at generating plant. | The installation of the photovoltaic panels does not meet or exceed an adopted environmental rule, regulation, or law. | 2011-04-30 | 555996 | 100
14242 | T1 | Equistar Chemicals LP | Equistar Victoria | Old Bloomington Hwy | Victoria | TX | 77902 | Victoria | CN600124705 | RN100215276 | A cyclone was added to each of the two new dryers installed to dry polyethylene product. | A positive use determination of 100% for the cyclones. | 1999-03-31 | 110000 | 100
14243 | T1 | Motiva Enterprises, LLC | Motiva Port Arthur Refinery | 2555 Savannah Avenue | Port Arthur | TX | 77640 | Jefferson | CN600124051 | RN100209451 | Installed new American Petroleum Institute (API) Separator system consisting of one West API storage tank, five separator bays, two clarifiers, ten sludge pumps, four centrifugal wastewater pumps and an oxidizer. | The following property is used 100% for pollution control and is installed to meet or exceed federal or state regulations. API storage tank, five separator bays, two clarifiers, ten sludge pumps, four centrifugal wastewater pumps and a catalytic recuperative oxidizer. | 2011-04-07 | 62428895 | 100
14244 | T1 | E I Du Pont De Nemours & Co Inc | DuPont's La Porte Site | 12501 Strang Rd | La Porte | TX | 77571 | Harris | CN600128284 | RN100225085 | Replaced weirs, gearbox, and sludge handling internals for the in-ground clarifier. | The following property is used 100% for pollution control and is installed to meet or exceed federal or state regulations. Weirs, gearbox, and sludge handling internals for the in-ground clarifier. | 2010-08-16 | 368267 | 100
14245 | T1 | Motiva Enterprises, LLC | Motiva Port Arthur Refinery | 2555 Savannah Avenue | Port Arthur | TX | 77640 | Jefferson | CN600124051 | RN100209451 | Delayed Coker Unit #1 Flare Project: Replaced two old flares with one new flare. Project includes a knock-out drum and cooler, two condensable pumps, and the flare. | The following property is used 100% for pollution control and is installed to meet or exceed federal or state regulations. Delayed Coker Unit #1 Flare system including a knock-out drum and cooler, two condensable pumps, and the flare. | 2011-04-30 | 42424565 | 100
14246 | T1 | Dal Tile Corporation | Dal Tile Corporation | 12001 Railroad Dr | El Paso | TX | 79934 | El Paso | CN600128797 | RN100542976 | Installed two pumps for re-circulating water, three pumps for recovery of wastewater, a wastewater tank, and pipes slip and rec. waste. | The following property is used 100% for pollution control and is installed to meet or exceed federal or state regulations. Wastewater handling system consisting of pipes, five pumps, and a wastewater tank. | 2010-07-20 | 40000 | 100
14247 | T1 | Dal Tile Corporation | Dal Tile Corporation | 7834 C.F. Hawn Freeway | Dallas | TX | 75217 | Dallas | CN600128797 | RN100216779 | Two wastewater treatment plants consisting of pumps and filters. | The following property is used 100% for pollution control and is installed to meet or exceed federal or state regulations. Two wastewater treatment plants consisting of pumps and filters. | 2010-08-16 | 122030.81 | 100
14248 | T1 | Dal Tile Corporation | Dal Tile Corporation | 7834 C.F. Hawn Freeway | Dallas | TX | 75217 | Dallas | CN600128797 | RN100216779 | Installed a dust collection system including duct work and instrumentation. | The following property is used 100% for pollution control and is installed to meet or exceed federal or state regulations. Dust collection system including duct work and instrumentation. | 2010-07-20 | 51219.77 | 100
14249 | T1 | Aladdin Manufacturing Corp. | Aladdin Manufacturing Corp. | 3100 Industrial Blvd | Commerce | TX | 75428 | Hunt | CN604397307 | No Regulated Entity at this Location | Purchased and installed six cyclone particulate collectors. | The following property is used 100% for pollution control and is installed to meet or exceed federal or state regulations. Six cyclone particulate collectors installed to remove particulate during the drying process. | 2010-07-20 | 54964 | 100
14250 | T1 | Dal Tile Corporation | Dal Tile Corporation | 12001 Railroad Dr | El Paso | TX | 79934 | El Paso | CN600128797 | RN100542976 | Installed dust collectors Body Shop (40135), Body Shop (40137), Spray Area (40139), Glaze Area (40141), Glaze Area (40143), Spray Area (40253), Pre-Grinding Area (40367), Press Area (40369), Glaze Area (40371), and dust collection system (40380). | The following property is used 100% for pollution control and is installed to meet or exceed federal or state regulations. Dust collectors for Body Shop (40135 and 40137), Spray Area (40139), Glaze Area (40141, 40143, and 40371), Spray Area (40253), Pre-Grind Area (40367), Press Area (40369), and dust collection system (40380). | 2010-06-30 | 212500 | 100
14251 | T1 | Kinder Morgan TX Pipeline, LLC | Markham Compressor Station 581 | 7197 FM 1468 N | Bay City | TX | 77414 | Matagorda | CN602580318 | RN101987741 | Installed an 8,180 Horse power gas-fired lean burn compressor engine (Caterpillar G61CM34) with an oxidation catalyst system. | The following property is used 100% for pollution control and is installed to meet or exceed federal or state regulations. The oxidation catalyst system. The following property is used 20% for pollution control and is installed to meet or exceed federal or state regulations. The Caterpillar G16CM34 lean-burn combustion system. | 2010-04-30 | 4604591 | 100
14252 | T1 | E I Du Pont De Nemours & Co Inc | DuPont's La Porte Site | 12501 Strang Rd | La Porte | TX | 77571 | Harris | CN600128284 | RN100225085 | Installed a Biotreatment Feed Preheater in the wastewater piping system. | The following property is used 100% for pollution control and is installed to meet or exceed federal or state regulations. Biotreatment Feed Preheater installed in the wastewater piping system. | 2010-06-17 | 234439 | 100
14253 | T1 | Oncor Electric Delivery Company | Systems Operating Serve. Facility | 2471 S. Dallas Ave. | Dallas | TX | 75146 | Dallas | Insufficient Information | Insufficient Information | Secondary containment projects, including Tanker Storage Area (167-foot by 60-foot by 4-inch with a sump), South Tank Farm Extension (130-foot by 35-foot by 4-inch with sump), North Tank Farm Berm (130-foot by 20-foot by 18-inch), west side off loading area (80-foot by 30-foot by 4-inch with sump), and empty used oil drum storage (100-foot by 50-foot by 4-inch). Constructed an earthen berm around the oil drum storage area. Expandable polymer was installed in drain for the oil storage area. | The following property is used 100% for pollution control and is installed to meet or exceed federal or state regulations. Secondary containment for: Tanker Storage Area (167-foot by 60-foot by 4-inch with a sump) South Tank Farm Extension (130-foot by 35-foot by 4-inch with sump) North Tank Farm Berm (130-foot by 20-foot by 18-inch) West side off loading area (80-foot by 30-foot by 4-inch with sump) Empty used oil drum storage (100-foot by 50-foot by 4-inch) Earthen berm and expandable polymer filled drain for the oil drum storage area. | 2010-07-20 | 942076.85 | 100
14254 | T1 | Kinder Morgan TX Pipeline, LLC | Fredericksburg-Compressor Station 558 | 19807 FM 783 | Doss | TX | 78618 | Mason | CN603338880 | RN105647440 | Installed a 4735 horse-power new Caterpillar 4 cycle gas-fired lean-burn internal combustion engine at Compressor Station 558. | The following property is used 20% for pollution control and is installed to meet or exceed federal or state regulations. The Caterpillar lean-burn combustion system. | 2010-04-30 | 3315303 | 20
14255 | T1 | TXI Operations, LP | Hunter Cement Plant | 7781 FM 1102 | New Braunfels | TX | 78132 | Comal | CN600125157 | RN100212067 | Installed 39 dust collectors and 4 bag houses. | The following property is used 100% for pollution control and is installed to meet or exceed federal or state regulations. 39-dust collectors and 4 bag houses. | 2011-05-05 | 20537113 | 100
14256 | T1 | Caterpillar Inc. | Caterpillar Inc. Seguin Engine Facility | SH-46 & IH-10 aka W. Kingsbury St | Seguin | TX | 78155 | Guadalupe | CN600510838 | RN105667349 | Constructed a storm water control system consisting of two clay-lined storm water containment ponds, concrete lined channels, flumes, culverts, gabion mattress, and 31.43926 acres of land occupied by the storm water system. | The following property is used 100% for pollution control and is installed to meet or exceed federal or state regulations. The storm water control system consisting of two clay-lined storm water containment ponds, concrete lined channels, flumes, culverts, gabion mattress, and 31.43926 acres of land occupied by the storm water system. | 2010-04-29 | 2227594 | 100
14257 | T1 | Hydro Aluminum Metal Products | Hydro Aluminum Commerce | 2000 Economic Drive | Commerce | TX | 75428 | Hunt | CN604256354 | RN102660875 | Constructed fabric filtration baghouse (BH2) for control of emissions from melt furnace. | The following property is used 100% for pollution control and is installed to meet or exceed federal or state regulations. Fabric filtration baghouse (BH2) used to control emissions from the melt furnace. | 2010-07-01 | 1450000 | 100
14258 | T1 | Universal Forest Products Texas LP | Universal Forest Products Plant #224 | 1000 Highway 81 South | Grandview | TX |  | Johnson | CN602996290 | RN104609748 | Installed a baghouse for use in collecting sawdust generated by the production process. | Withdrawn/Returned | 2010-06-15 | 98032 | 100
14259 | T1 | Encore Wire Corporation | McKinney Facility | 1329 Millwood Road | McKinney | TX | 75069 | Collin | CN601485238 | RN105435051 | Two Excel Model EX63 Balers. | A negative determination is issued for this application. The applicant failed to provide a citation to an appropriate adopted environmental rule requiring the installation of the two Excel Model EX63 Balers. | 2010-11-30 | 62662 | 100
14260 | T1 | Universal Forest Products Texas LP | Universal Forest Products Plant #374 | 54 Lee Roy Jordan Drive | Hillsboro | TX | 76645 | Hill | CN603315946 | RN106021637 | Installed a dust collector for use in controlling sawdust. | Withdrawn/Returned | 2010-06-15 | 14445 | 100
14261 | T1 | Schumacher Co., Inc. | Schumacher Co., Inc. | 5610 Polk | Houston | TX | 77023 | Harris | CN603166851 | RN100917970 | Installed a 12,000 CFM Dust Collector for the sand blasting operation. Installed PVC Liners as secondary containment around process tanks. | Withdrawn/Returned | 2010-06-15 | 27352 | 100
14262 | T1 | Georgia Pacific Chemicals | Lufkin Resins Facility | 1429 E. Lufkin | Lufkin | TX | 75901 | Angelina | CN603140039 | RN101896439 | Upgrades and repairs to wastewater treatment plant and Lamella Clarifier including relocation of the filter press, installation of a new agitator and acid tank maintenance platform, conversion of the out of service cooling tower pump pit into an oil decantation system, increase of freeboard for ponds #1 and #2, upgrade of the wastewater treatment facilities power supply, and the installation of a Webmaster industrial controller. | The following property is used 100% for pollution control and is installed to meet or exceed federal or state regulations. The upgrades and repairs made to the wastewater treatment plant and Lamella Clarifier including relocation of the filter press, installation of a new agitator and acid tank maintenance platform, conversion of the out of service cooling tower pump pit into an oil decantation system, increase of freeboard for ponds #1 and #2, upgrade of the wastewater treatment facilities power supply, and the installation of a Webmaster industrial controller. | 2010-04-09 | 275000 | 100
14263 | T1 | Elk Corporation of Texas | Ennis Shingle & Nonwovens | 202 Cedar Rd | Ennis | TX | 75119 | Ellis | CN600126858 | RN100213479 | Secondary containment structures were constructed at RTO, three compressor areas, Compactor Hydraulic Fluid Tank, Baler, and Splitter. | Returned for failure to respond to a deficiency letter. | 2010-09-07 | 44129 | 100
14264 | T2 | Natural Gas Pipeline Company of America | Compressor Station 302 | 17057 FM 1485 | New Caney | TX | 77357 | Montgomery | CN600124200 | RN100225325 | Replace multiple gas fired compressors with a 10,000 horse-power electric motor at Compressor Station 302. | Returned for failure to respond to a deficiency letter. | 2010-07-16 | 547635 | 100
14265 | T1 | Mary Kay Inc, Corporate Tax | Mary Kay Inc | 1330 Regal Row | Dallas | TX | 75247 | Dallas | CN600366256 | RN100657113 | Installed a Dissolved Air Flotation Wastewater Pretreatment System. | The following property is used 100% for pollution control and is installed to meet or exceed federal or state regulations. Dissolved Air Floatation Wastewater Pretreatment Unit. | 2010-04-08 | 255483 | 100
14266 | T1 | Kinder Morgan TX Pipeline, LLC | Galena Park Terminal | 906 Clinton Dr. | Galena Park | TX | 77547 | Harris | CN602717092 | RN100237452 | Installed an internal floating roof on tank Tk 80-17. | The following property is used 100% for pollution control and is installed to meet or exceed federal or state regulations. Internal floating roof installed for tank Tk 80-17. | 2010-04-29 | 370000 | 100
14267 | T1 | Kinder Morgan | Galena Park Terminal | 906 Clinton Dr. | Galena Park | TX | 77547 | Harris | CN601545940 | RN100237452 | Installed an internal floating roof on tank Tk 187-01. | The following property is used 100% for pollution control and is installed to meet or exceed federal or state regulations. Internal floating roof installed for tank Tk 187-01. | 2010-04-30 | 459863 | 100
14268 | T1 | Kinder Morgan | Galena Park Terminal | 906 Clinton Dr. | Galena Park | TX | 77547 | Harris | CN601545940 | RN100237452 | Installed an internal floating roof on tank Tk 150-104. | The following property is used 100% for pollution control and is installed to meet or exceed federal or state regulations. Internal floating roof installed for tank Tk 150-104. | 2010-04-30 | 200000 | 100
14269 | T1 | Kinder Morgan | Galena Park Terminal | 906 Clinton Dr. | Galena Park | TX | 77547 | Harris | CN601545940 | RN100237452 | Installed an internal floating roof on tank Tk 150-105. | The following property is used 100% for pollution control and is installed to meet or exceed federal or state regulations. Internal floating roof installed for tank Tk 150-105. | 2010-04-29 | 200000 | 100
14270 | T1 | Kinder Morgan | Galena Park Terminal | 906 Clinton Dr. | Galena Park | TX | 77547 | Harris | CN601545940 | RN100237452 | Installed an internal floating roof on tank Tk 150-106. | The following property is used 100% for pollution control and is installed to meet or exceed federal or state regulations. Internal floating roof installed for tank Tk 150-106. | 2010-04-30 | 200000 | 100
14271 | T1 | Kinder Morgan | Galena Park Terminal | 906 Clinton Dr. | Galena Park | TX | 77547 | Harris | CN601545940 | RN100237452 | Installed an internal floating roof on tank Tk 150-107. | The following property is used 100% for pollution control and is installed to meet or exceed federal or state regulations. Internal floating roof installed for tank Tk 150-107. | 2010-04-30 | 200000 | 100
14272 | T1 | Kinder Morgan | Galena Park Terminal | 906 Clinton Dr. | Galena Park | TX | 77547 | Harris | CN601545940 | RN100237452 | Installed an internal floating roof on tank Tk 150-108. | The following property is used 100% for pollution control and is installed to meet or exceed federal or state regulations. Internal floating roof installed for tank Tk 150-108. | 2010-04-30 | 200000 | 100
14273 | T1 | Kinder Morgan | Galena Park Terminal | 906 Clinton Dr. | Galena Park | TX | 77547 | Harris | CN601545940 | RN100237452 | Installed an internal floating roof on tank Tk 150-109. | The following property is used 100% for pollution control and is installed to meet or exceed federal or state regulations. Internal floating roof installed for tank Tk 150-109. | 2010-04-30 | 200000 | 100
14274 | T1 | Kinder Morgan | Galena Park Terminal | 906 Clinton Dr. | Galena Park | TX | 77547 | Harris | CN601545940 | RN100237452 | Installed an internal floating roof on tank Tk 150-115. | The following property is used 100% for pollution control and is installed to meet or exceed federal or state regulations. Internal floating roof installed for tank Tk 150-115. | 2010-04-30 | 200000 | 100
14275 | T1 | Kinder Morgan | Pasadena Terminal | 1420 North Witter | Pasadena | TX | 77506 | Harris | CN601296916 | Insufficient Information | Installed an internal floating roof on tank Tk 150-74. | The following property is used 100% for pollution control and is installed to meet or exceed federal or state regulations. Internal floating roof installed for tank Tk 150-74. | 2010-04-29 | 200000 | 100
14276 | T1 | Kinder Morgan | Pasadena Terminal | 1420 North Witter | Pasadena | TX | 77506 | Harris | CN601296916 | Insufficient Information | Installed an internal floating roof on tank Tk 150-75. | The following property is used 100% for pollution control and is installed to meet or exceed federal or state regulations. Internal floating roof installed for tank Tk 150-75. | 2010-04-30 | 200000 | 100
14277 | T1 | Kinder Morgan | Pasadena Terminal | 1420 North Witter | Pasadena | TX | 77506 | Harris | CN601296916 | Insufficient Information | Installed an internal floating roof on tank Tk 150-76. | The following property is used 100% for pollution control and is installed to meet or exceed federal or state regulations. Internal floating roof installed for tank Tk 150-76. | 2010-04-30 | 200000 | 100
14278 | T1 | Kinder Morgan | Pasadena Terminal | 1420 North Witter | Pasadena | TX | 77506 | Harris | CN601296916 | Insufficient Information | Installed an internal floating roof on tank Tk 150-77. | The following property is used 100% for pollution control and is installed to meet or exceed federal or state regulations. Internal floating roof installed for tank Tk 150-77. | 2010-04-30 | 200000 | 100
14279 | T1 | Kinder Morgan | Pasadena Terminal | 1420 North Witter | Pasadena | TX | 77506 | Harris | CN601296916 | Insufficient Information | Installed an internal floating roof on tank Tk 150-78. | The following property is used 100% for pollution control and is installed to meet or exceed federal or state regulations. Internal floating roof installed for tank Tk 150-78. | 2010-04-29 | 200000 | 100
14280 | T1 | Huntsman Petrochemical LLC | Huntsman Conroe Plant | 5451 Jefferson Chemical Road | Conroe | TX | 77301 | Montgomery | CN603603093 | RN100219740 | Installed a flow meter for monitoring outfall 001. | The following property is used 100% for pollution control and is installed to meet or exceed federal or state regulations. The flow meter installed for monitoring outfall 001. | 2010-06-11 | 30540 | 100
14281 | T1 | Huntsman Petrochemical LLC | Huntsman Conroe Plant | 5451 Jefferson Chemical Road | Conroe | TX | 77301 | Montgomery | CN603603093 | RN100219740 | Installed sumps, valves, piping and conveyances used to segregate storm water from process wastewater. | The following property is used 100% for pollution control and is installed to meet or exceed federal or state regulations. Sumps, valves, piping and conveyances installed to segregate storm water from process wastewater. | 2010-04-22 | 653490 | 100
14282 | T1 | International Cellulose Corp | International Cellulose Corp | 12315 Robin Rd | Houston | TX | 77045 | Harris | CN603919911 | RN100661313 | Baghouses and dust collectors | Returned for failure to respond to a deficiency letter. | 2010-07-16 | 154771.68 | 100
14283 | T1 | Gulf Crossing Pipeline Company LP | Natural Gas Pipeline | Various Counties |  | Tx |  | Cass | CN603200791 | No Regulated Entity Number Assigned | Installed pipeline coatings and cathodic protection. | The following property is used 100% for pollution control and is installed to meet or exceed federal or state regulations. Pipeline coatings and cathodic protection installed to prevent corrosion. | 2010-06-08 | 8660967 | 100
14284 | T1 | Gulf Crossing Pipeline Company LP | Natural Gas Pipeline | Various Counties |  | TX |  | Grayson | CN603200791 | No Regulated Entity Number Assigned | Installed intelligent pig launchers and receivers. | The following property is used 100% for pollution control and is installed to meet or exceed federal or state regulations. The intelligent pipeline inspection gauge launchers and receivers installed for leak detection. | 2010-06-04 | 2070479 | 100
14285 | T1 | Gulf Crossing Pipeline Company LP | Natural Gas Pipeline | Various Counties |  | TX |  | Fannin | CN603200791 | No Regulated Entity Number Assigned | Installation of erosion and sedimentation controls including silt fence structures, diking, compacted earth formations, staked hay or straw bales, sand bags, mulch and seeds, and polyurethane trench breakers. | The following property is used 100% for pollution control and is installed to meet or exceed federal or state regulations. The installation of erosion and sedimentation controls including silt fence structures, diking, compacted earth formations, staked hay or straw bales, sand bags, mulch and seeds, and polyurethane trench breakers. | 2011-04-30 | 18064667 | 100
14286 | T1 | Gulf Crossing Pipeline Company LP | Natural Gas Pipeline |  |  |  |  | Franklin | CN603200791 | No Regulated Entity Number Assigned | Not listed on application. | Withdrawn by applicant | 2010-04-10 | 0 | 100
14287 | T1 | Gulf Crossing Pipeline Company LP | Natural Gas Pipeline |  |  |  |  | Grayson | CN603200791 | No Regulated Entity Number Assigned | Not listed on application. | Withdrawn by applicant | 2010-04-27 | 0 | 100
14288 | T1 | Gulf Crossing Pipeline Company LP | Natural Gas Pipeline |  |  |  |  | Hopkins | CN603200791 | No Regulated Entity Number Assigned | Not listed on application. | Applicant has requested the withdrawal of this application. | 2010-04-27 | 0 | 100
14289 | T1 | Gulf Crossing Pipeline Company LP | Natural Gas pipeline |  |  |  |  | Lamar | CN603200791 | No Regulated Entity Number Assigned | Not listed on application. | Withdrawn by applicant | 2010-04-27 | 0 | 100
14290 | T1 | Gulf Crossing Pipeline Company LP | Natural Gas Pipeline |  |  |  |  | Morris | CN603200791 | No Regulated Entity Number Assigned | Not listed on application. | Withdrawn by applicant | 2010-04-27 | 0 | 100
14291 | T1 | Gulf Crossing Pipeline Company LP | Natural Gas Pipeline |  |  |  |  | Titus | CN603200791 | RN105625222 | Not listed on application. | Applicant has requested the withdrawal of this application. | 2010-04-27 | 0 | 100
14292 | T1 | Gulf Crossing Pipeline Company LP | Natural Gas Pipeline | Panola County |  | TX |  | Panola | CN603200791 | No Regulated Entity Number Assigned | Installed cathodic and protective coatings on pipeline. | The following property is used 100% for pollution control and is installed to meet or exceed federal or state regulations. Pipeline coatings and cathodic protection. | 2010-06-08 | 582509 | 100
14293 | T1 | Exterran Holding, Inc. and Subsidiaries | Devon Gas Services LP | Bridgeport Plant Bypass Lease | 2 miles NE on 114/380 | TX |  | Wise | Insufficient Information | Insufficient Information | Installed an Ariel - JGC4 compressor with a 1,775 horse-power Caterpillar - G3606LE lean-burn gas-fired engine. | The following property is used 20% for pollution control and is installed to meet or exceed federal or state regulations. The lean-burn gas-fired combustion system installed for the Caterpillar - G3606LE engine for the 1,775 horsepower Ariel - JGC4 compressor. | 2010-06-21 | 924775 | 20
14294 | T1 | Exterran Holding, Inc. and Subsidiaries | Devon Gas Services LP | Bridgeport Plant Bypass | Wise County | TX |  | Wise | Insufficient Information | Insufficient Information | Installed an Ariel - JGC4 compressor with a 1,775 horse-power Caterpillar - G3606LE lean-burn gas-fired engine. | The following property is used 20% for pollution control and is installed to meet or exceed federal or state regulations. The lean-burn gas-fired combustion system installed for the Caterpillar - G3606LE engine for the 1,775 horsepower Ariel - JGC4 compressor. | 2010-06-21 | 924775 | 20
14295 | T1 | Exterran Holding, Inc. and Subsidiaries | XTO Energy Inc | Comp. PETRU (Comp. 1) | Willacy County | TX |  | Willacy | Insufficient Information | Insufficient Information | Installed an Ariel - JGT4 compressor with a 1,340 horsepower Caterpillar - G3516TALE AFR lean-burn gas-fired engine. | The following property is used 20% for pollution control and is installed to meet or exceed federal or state regulations. The lean-burn gas-fired combustion system installed for the Caterpillar - G3516TALE AFR engine for the 1,340 horsepower Ariel – JGT4 compressor. | 2010-06-21 | 698140 | 20
14296 | T1 | Exterran Holding, Inc. and Subsidiaries | Kelton Gas Services LP | Kelton Field Gas Compressor | Wheeler County | TX |  | Wheeler | Insufficient Information | Insufficient Information | Installed an Ariel - JGT4 compressor with a 1,340 horsepower Caterpillar - G3516TALE AFR lean-burn gas-fired engine. | The following property is used 20% for pollution control and is installed to meet or exceed federal or state regulations. The lean-burn gas-fired combustion system installed for the Caterpillar - G3516TALE AFR engine for the 1,340 horsepower Ariel – JGT4 compressor. | 2010-06-21 | 698140 | 20
14297 | T1 | Exterran Holding, Inc. and Subsidiaries | Anadarko Petroleum Corp | Frost Central #5 | Starr County | TX |  | Starr | CN600305999 | Insufficient Information | Installed an Ariel - JGT4 compressor with a 1,340 horsepower Caterpillar - G3516TALE AFR lean-burn gas-fired engine. | The following property is used 20% for pollution control and is installed to meet or exceed federal or state regulations. The lean-burn gas-fired combustion system installed for the Caterpillar - G3516TALE AFR engine for the 1,340 horsepower Ariel – JGT4 compressor. | 2010-06-21 | 698140 | 20
14298 | T1 | Exterran Holding, Inc. and Subsidiaries | Encore Operating LP | Troup Unit #1 | Smith County | TX |  | Smith | Insufficient Information | Insufficient Information | Installed an Ariel - JGE4 compressor with a 1,340 horsepower Caterpillar - G3516TALE AFR lean-burn gas-fired engine. | The following property is used 20% for pollution control and is installed to meet or exceed federal or state regulations. The lean-burn gas-fired combustion system installed for the Caterpillar - G3516TALE AFR engine for the 1,340 horsepower Ariel – JGE4 compressor. | 2010-06-21 | 698140 | 20
14299 | T1 | Exterran Holding, Inc. and Subsidiaries | Sandridge Midstream Inc | Mesquite-II Station--5029 | Pecos County | TX |  | Pecos | Insufficient Information | Insufficient Information | Installed an Ariel - JGD4 compressor with a 1,775 horsepower Caterpillar - G3606LE lean-burn gas-fired engine. | The following property is used 20% for pollution control and is installed to meet or exceed federal or state regulations. The lean-burn gas-fired combustion system installed for the Caterpillar - G3606LE engine for the 1,775 horsepower Ariel - JGC4 compressor. | 2010-06-21 | 924775 | 20
14300 | T1 | Exterran Holding, Inc. and Subsidiaries | Sandridge Midstream Inc. | Mesquite-II Station 5028 Lease | Pecos County | TX |  | Pecos | Insufficient Information | Insufficient Information | Installed an Ariel - JGD4 compressor with a 1,775 horsepower Caterpillar - G3606LE lean-burn gas-fired engine. | The following property is used 20% for pollution control and is installed to meet or exceed federal or state regulations. The lean-burn gas-fired combustion system installed for the Caterpillar - G3606LE engine for the 1,775 horsepower Ariel - JGC4 compressor. | 2010-06-21 | 924775 | 100
14301 | T1 | Exterran Holding, Inc. and Subsidiaries | Sandridge Midstream Inc. | Iron Horse Station--5042 | Pecos County | TX |  | Pecos | Insufficient Information | Insufficient Information | Installed an Ariel - JGT4 compressor with a 1,340 horsepower Caterpillar - G3516TALE AFR lean-burn gas-fired engine. | The following property is used 20% for pollution control and is installed to meet or exceed federal or state regulations. The lean-burn gas-fired combustion system installed for the Caterpillar - G3516TALE engine for the 1,340 horsepower Ariel – JGT4 compressor. | 2010-06-21 | 698140 | 20
14302 | T1 | Exterran Holding, Inc. and Subsidiaries | Sandridge Midstream Inc | Broomweed-II Station-5041 | Pecos County | TX |  | Pecos | Insufficient Information | Insufficient Information | Installed an Ariel - JGT4 compressor with a 1,340 horsepower Caterpillar - G3516TALE AFR lean-burn gas-fired engine. | The following property is used 20% for pollution control and is installed to meet or exceed federal or state regulations. The lean-burn gas-fired combustion system installed for the Caterpillar - G3516TALE AFR engine for the 1,340 horsepower Ariel – JGT4 compressor. | 2010-06-14 | 698140 | 20
14303 | T1 | Exterran Holding, Inc. and Subsidiaries | Sandridge Midstream | Broomweed-II Station-5040 | Pecos County | TX |  | Pecos | Insufficient Information | Insufficient Information | Installed an Ariel - JGT4 compressor with a 1,340 horsepower Caterpillar - G3516TALE AFR lean-burn gas-fired engine. | The following property is used 20% for pollution control and is installed to meet or exceed federal or state regulations. The lean-burn gas-fired combustion system installed for the Caterpillar - G3516TALE AFR engine for the 1,340 horsepower Ariel – JGT4 compressor. | 2010-06-21 | 698140 | 20
14304 | T1 | Exterran Holding, Inc. and Subsidiaries | Sandridge Midstream | Broomweed-II Station 5039 | Pecos County | TX |  | Pecos | Insufficient Information | Insufficient Information | Installed an Ariel - JGT4 compressor with a 1,340 horsepower Caterpillar - G3516TALE AFR lean-burn gas-fired engine. | The following property is used 20% for pollution control and is installed to meet or exceed federal or state regulations. The lean-burn gas-fired combustion system installed for the Caterpillar - G3516TALE AFR engine for the 1,340 horsepower Ariel – JGT4 compressor. | 2010-06-21 | 698140 | 100
14305 | T1 | Exterran Holding, Inc. and Subsidiaries | Sandridge Midstream | Iron Horse Station-5038 | Pecos County | TX |  | Pecos | Insufficient Information | Insufficient Information | Installed an Ariel - JGT4 compressor with a 1,340 horsepower Caterpillar - G3516TALE AFR lean-burn gas-fired engine. | The following property is used 20% for pollution control and is installed to meet or exceed federal or state regulations. The lean-burn gas-fired combustion system installed for the Caterpillar - G3516TALE AFR engine for the 1,340 horsepower Ariel – JGT4 compressor. | 2010-06-21 | 698140 | 20
14306 | T1 | Exterran Holding, Inc. and Subsidiaries | Eagle Rock Desoto Pipeline LP | Highway 7 Compressor Station | Nacogdoches County | TX |  | Nacogdoches | Insufficient Information | Insufficient Information | Installed an Ariel - JGC4 compressor with a 1,775 horsepower Caterpillar - G3606LE lean-burn gas-fired engine. | The following property is used 20% for pollution control and is installed to meet or exceed federal or state regulations. The lean-burn gas-fired combustion system installed for the Caterpillar - G3606LE engine for the 1,775 horsepower Ariel - JGC4 compressor. | 2010-06-21 | 924775 | 20
14307 | T1 | Exterran Holding, Inc. and Subsidiaries | Strat Land Exploration Co | Bryan CDP | Lipscomb County | TX |  | Lipscomb | Insufficient Information | Insufficient Information | Installed an Ariel - JGT4 compressor with a 1,340 horsepower Caterpillar - G3516TALE AFR lean-burn gas-fired engine. | The following property is used 20% for pollution control and is installed to meet or exceed federal or state regulations. The lean-burn gas-fired combustion system installed for the Caterpillar - G3516TALE AFR engine for the 1,340 horsepower Ariel – JGT4 compressor. | 2010-06-21 | 698140 | 20
14308 | T1 | Exterran Holding, Inc. and Subsidiaries | Frontier Field Services LLC | Lipscomb Lease | Lips comb County | TX |  | Lipscomb | Insufficient Information | Insufficient Information | Installed an Ariel - JGT4 compressor with a 1,340 horsepower Caterpillar - G3516TALE AFR lean-burn gas-fired engine. | The following property is used 20% for pollution control and is installed to meet or exceed federal or state regulations. The lean-burn gas-fired combustion system installed for the Caterpillar - G3516TALE AFR engine for the 1,340 horsepower Ariel – JGT4 compressor. | 2010-06-21 | 698140 | 20
14309 | T1 | Exterran Holding, Inc. and Subsidiaries | Devon Gas Services | Johnson County Compressor Station | Johnson County | TX |  | Johnson | Insufficient Information | Insufficient Information | Installed an Ariel - JGK4 compressor with a 1,680 horsepower Waukesha- L7044GSI lean-burn gas-fired engine. | The following property is used 20% for pollution control and is installed to meet or exceed federal or state regulations. The lean-burn gas-fired combustion system installed for the Waukesha- L7044GSI engine for the 1,680 horsepower Ariel - JGK4 compressor. | 2010-06-21 | 875280 | 20
14310 | T1 | Exterran Holding, Inc. and Subsidiaries | Velocity East Texas Gathering LLC | Compressor 38 | Freestone County | TX |  | Freestone | Insufficient Information | Insufficient Information | Installed an Ariel - JGT4 compressor with a 1,340 horsepower Caterpillar - G3516TALE AFR lean-burn gas-fired engine. | The following property is used 20% for pollution control and is installed to meet or exceed federal or state regulations. The lean-burn gas-fired combustion system installed for the Caterpillar - G3516TALE AFR engine for the 1,340 horsepower Ariel – JGT4 compressor. | 2010-06-21 | 698140 | 20
14311 | T1 | Exterran Holding, Inc. and Subsidiaries | Encore Energy Partners LP | Crockett Unit #3 | Crockett County | TX |  | Crockett | Insufficient Information | Insufficient Information | Installed an Ariel - JGE compressor with a 1,085 horsepower Caterpillar - G3516TALE lean-burn gas-fired engine. | The following property is used 20% for pollution control and is installed to meet or exceed federal or state regulations. The lean-burn gas-fired combustion system installed for the Caterpillar - G3516TALE engine for the 1,085 horsepower Ariel – JGE compressor. | 2010-06-21 | 565285 | 20
14312 | T1 | Exterran Holding, Inc. and Subsidiaries | Encore energy Partners LP | Crockett Unit #2 | Crockett County | TX |  | Crockett | Insufficient Information | Insufficient Information | Installed an Ariel – JGE4 compressor with a 1,085 horsepower Caterpillar - G3516TALE lean-burn gas-fired engine. | The following property is used 20% for pollution control and is installed to meet or exceed federal or state regulations. The lean-burn gas-fired combustion system installed for the Caterpillar - G3516TALE engine for the 1,085 horsepower Ariel – JGE4 compressor. | 2010-06-21 | 565285 | 20
14313 | T1 | Exterran Holding, Inc. and Subsidiaries | Encore Energy Partners LP | Crockett Unit #1 | Crockett County | TX |  | Crockett | Insufficient Information | Insufficient Information | Installed an Ariel – JGE4 compressor with a 1,085 horsepower Caterpillar - G3516TALE lean-burn gas-fired engine. | The following property is used 20% for pollution control and is installed to meet or exceed federal or state regulations. The lean-burn gas-fired combustion system installed for the Caterpillar - G3516TALE engine for the 1,085 horsepower Ariel – JGE4 compressor. | 2010-06-21 | 565285 | 20
14314 | T1 | Exterran Holding, Inc. and Subsidiaries | Odessa Field Services & Compression LLC | Furhman Mascho Gathering Station | Andrews County | TX |  | Andrews | Insufficient Information | Insufficient Information | Installed an Ariel - JGT4 compressor with a 1,340 horse-power Caterpillar - G3516TALE AFR lean-burn gas-fired engine. | Withdrawn by applicant | 2010-06-03 | 698140 | 20
14315 | T1 | Exterran Holding, Inc. and Subsidiaries | Odessa Field Services & Compression LLC | Furhman Mascho Gathering Station | Andrews County | TX |  | Andrews | Insufficient Information | Insufficient Information | Installed an Ariel - JGT4 compressor with a 1,340 horse-power Caterpillar - G3516TALE AFR lean-burn gas-fired engine. | Withdrawn by applicant | 2010-06-03 | 698140 | 20
14316 | T1 | Exterran Holding, Inc. and Subsidiaries | Odessa Field Services & Compression LLC | Furhman Mascho Gathering Station | Andrews County | TX |  | Andrews | Insufficient Information | Insufficient Information | Installed an Ariel - JGT4 compressor with a 1,340 horsepower Caterpillar - G3516TALE AFR lean-burn gas-fired engine. | The following property is used 20% for pollution control and is installed to meet or exceed federal or state regulations. The lean-burn gas-fired combustion system installed for the Caterpillar - G3516TALE AFR engine for the 1,340 horsepower Ariel – JGT4 compressor. | 2010-06-21 | 698140 | 20
14317 | T1 | Exterran Holding, Inc. and Subsidiaries | Odessa Field Services & Compression LLC | Furhman Mascho Gathering Station | Andrews County | TX |  | Andrews | Insufficient Information | Insufficient Information | Installed an Ariel - JGT4 compressor with a 1,340 horsepower Caterpillar - G3516TALE AFR lean-burn gas-fired engine. | The following property is used 20% for pollution control and is installed to meet or exceed federal or state regulations. The lean-burn gas-fired combustion system installed for the Caterpillar - G3516TALE AFR engine for the 1,340 horsepower Ariel – JGT4 compressor. | 2010-06-21 | 698140 | 20
14318 | T1 | Exterran Holding, Inc. and Subsidiaries | Odessa Field Services & Compression LLC | Furhman Mascho Gathering Station | Andrews County | TX |  | Andrews | Insufficient Information | Insufficient Information | Installed an Ariel - JGT4 compressor with a 1,340 horsepower Caterpillar - G3516TALE AFR lean-burn gas-fired engine | The following property is used 20% for pollution control and is installed to meet or exceed federal or state regulations. The lean-burn gas-fired combustion system installed for the Caterpillar - G3516TALE AFR engine for the 1,340 horsepower Ariel – JGT4 compressor. | 2010-06-21 | 698140 | 20
14319 | T1 | Holcim (US) Inc | Holcim US, Inc. | 1800 Dove Ln | Midlothian | TX | 76065 | Ellis | CN601231459 | RN100219286 | Choke to supply power to the variable speed fan for the Bypass Dust Baghouse. Two screws to move collected dust from the Main Baghouse. Duct on the Raw Mill to transport dust to control devices. | The following property is used 100% for pollution control and is installed to meet or exceed federal or state regulations. Choke for variable speed induced draft fan for bag filter. Two collections screws for the main baghouse. Duct for dust to control devices at the raw mill. | 2010-08-26 | 140049 | 100
14320 | T1 | Huntsman Petrochemical LLC | PNPP (port Neches Performance Products) | 6001 Hwy 366 | Port Neches | TX | 77651 | Jefferson | CN603603093 | RN100219252 | Not recorded in database. | Returned for failure to respond to a deficiency letter. | 2010-12-08 | 192417 | 100
14321 | T1 | Huntsman Petrochemical LLC | PNPP (port Neches Performance Products) | 6001 Hwy 366 | Port Neches | TX | 77651 | Jefferson | CN603603093 | RN100219252 | New level device, radio transmitter, and remote terminal for wetland pump PV-39 at Outfall 001. | The following property is used 100% for pollution control and is installed to meet or exceed federal or state regulations. The new level device, radio transmitter, and remote terminal installed for wetland pump PV-39 at Outfall 001. | 2010-06-11 | 14702 | 100
14322 | T1 | Huntsman Petrochemical LLC | PNPP (Port Neches Performance Products) | 6001 Hwy 366 | Port Neches | TX | 77651 | Jefferson | CN603603093 | RN100219252 | On-line Total Organic Carbon analyzer #AII00 at the wastewater accumulation point for wastewater from the O&O Plant. | Returned for failure to respond to a deficiency letter. | 2010-12-03 | 66113 | 100
14323 | T1 | Huntsman Petrochemical LLC | PNPP (Port Neches Performance Products) | 6001 Hwy 366 | Port Neches | TX | 77651 | Jefferson | CN603603093 | RN100219252 | closed dome loading arms | Returned for failure to respond to a deficiency letter. | 2010-12-08 | 0 | 100
14324 | T1 | Huntsman Petrochemical LLC | PNPP (Port Neches Performance Products) | 6001 Hwy 366 | Port Neches | TX | 77651 | Jefferson | CN603603093 | RN100219252 | New lab chiller for PO/MTBE laboratory replaced old and failing refrigeration system. | Returned for failure to respond to a deficiency letter. | 2010-10-20 | 104902 | 100
14325 | T1 | Huntsman Petrochemical LLC | PNPP (Port Neches Performance Products) | 6001 Hwy 366 | Port Neches | TX | 77651 | Jefferson | CN603603093 | RN100219252 | Shutdown valves for isolating peroxidation reactors F-F5-009 and F-F5-011 in the event of line ruptures or leaks at the PO/MTBE unit. | Returned for failure to respond to a deficiency letter. | 2010-12-08 | 1317739 | 100
14326 | T1 | Huntsman Petrochemical LLC | PNPP (Port Neches Performance Products) | 6001 Hwy 366 | Port Neches | TX | 77651 | Jefferson | CN603603093 | RN100219252 | Installed 70-feet of sloped 3-inch pipe between the PO/MTBE wastewater sphere and the low pressure flare. | The following property is used 100% for pollution control and is installed to meet or exceed federal or state regulations. The 70-feet of sloped 3-inch pipe installed between the PO/MTBE wastewater sphere and the low pressure flare. | 2010-07-07 | 916 | 100
14327 | T1 | Huntsman Petrochemical LLC | PNPP (Port Neches Performance Products) | 6001 Hwy 366 | Port Neches | TX | 77651 | Jefferson | CN603603093 | RN100219252 | New burner tips and high-energy ignition pilot lights for the PO/MTBE ground Flare (R-O-120). | The following property is used 100% for pollution control and is installed to meet or exceed federal or state regulations. Installed new burner tips and high-energy ignition pilot lights for PO/MTBE ground Flare (R-O-120). | 2010-06-11 | 1881401 | 100
14328 | T1 | Chevron Phillips Chemical Co, LLP | Borger Facility | Spur 119 North | Borger | TX | 79008 | Hutchinson | CN600303614 | RN105915854 | Replacement ultrasonic flow meter for Flare Flow Meter FX-2642. | The following property is used 100% for pollution control and is installed to meet or exceed federal or state regulations. Replacement ultrasonic flow meter for Flare Flow Meter FX-2642. | 2010-06-11 | 16260 | 100
14329 | T1 | Chevron Phillips Chemical Co, LLP | Borger Facility | Spur 119 North | Borger | TX | 79008 | Hutchinson | CN600303614 | RN105915854 | New brine water surge tank for the Flash Plant and Quench Plant. | The following property is used 100% for pollution control and is installed to meet or exceed federal or state regulations. Ryton wastewater surge tank. | 2010-11-19 | 3401130 | 100
14330 | T1 | Chevron Phillips Chemical Co, LLP | Borger Facility | Spur 119 North | Borger | TX | 79008 | Hutchinson | CN600303614 | RN105915854 | Replaced the A dehydrator vent scrubber recycle pump's seals with a double seal system having a closed water system. | The following property is used 100% for pollution control and is installed to meet or exceed federal or state regulations. Double seal system, with a closed water system, installed to replace the A dehydrator vent scrubber recycle pump's seals. | 2010-07-20 | 16877 | 100
14331 | T1 | Chevron Phillips Chemical Co, LLP | Pasadena Plastics Complex | 1400 Jefferson Road | Pasadena | TX | 77506 | Harris | CN600303614 | RN100215615 | Installed three double-walled diesel storage tanks | The following property is used 100% for pollution control and is installed to meet or exceed federal or state regulations. The incremental cost difference between the cost of each double-walled tank and the cost of each same sized single-walled tank. | 2010-08-30 | 76712 | 100
14332 | T1 | Noltex, LLC | Noltex, LLC | 12220 Strang Road | LA Porte | TX | 77571 | Harris | CN604039271 | RN101049518 | Regenerative thermal oxidizer and vent collection system for Group 1 batch process consisting of the installation of a regenerative thermal oxidizer; sealing off the existing second floor of the strandforming building and the strand roll-off box; installing a vent collection system including a blower, additional vents in the strandforming building and a vent for the strand roll-off box; and the installation of metal panels to seal off the strandforming building and strands roll-off box area. | The following property is used 100% for pollution control and is installed to meet or exceed federal or state regulations. Regenerative thermal oxidizer installed to control volatile organic compounds. Sealing off the existing second floor of the strandforming building and the strand roll-off box to control emissions. Vent collection system including a blower, additional vents in the strandforming building and a vent for the strand roll-off box. | 2010-09-14 | 2990000 | 100
14333 | T1 | Noble Energy, Inc. | RN Buyers #1 (RRC#224666) | JM Lindsey Sur, A-473 | Wheeler | TX |  | Wheeler | Insufficient Information | Insufficient Information | Constructed a wastewater disposal well consisting of a wellbore, casing, tubing, wellhead, control valves, flowlines, tanks, and ancillary equipment. | The following property is used 100% for pollution control and is installed to meet or exceed federal or state regulations. Saltwater disposal well, including wellbore, casing, tubing, wellhead, control valves, flowlines, tanks, and other ancillary equipment. | 2010-06-15 | 779387 | 100
14334 | T1 | Noble Energy, Inc. | Carr 13 SWD #1 (RRC#202072) | SEC13, Blk4, AB&M Sur, A-8 | Hemphill | TX |  | Hemphill | Insufficient Information | Insufficient Information | Constructed a wastewater disposal well consisting of a wellbore, casing, tubing, wellhead, control valves, flowlines, tanks, and ancillary equipment. | The following property is used 100% for pollution control and is installed to meet or exceed federal or state regulations. Saltwater disposal well, including wellbore, casing, tubing, wellhead, control valves, flowlines, tanks, and other ancillary equipment. | 2010-06-15 | 620680 | 100
14335 | T1 | Noble Energy, Inc. | Willis 44 #1 (RRC#224637) | Sec 44, Blk M1, H&GN Sur, A948 | Hemphill | TX |  | Hemphill | Insufficient Information | Insufficient Information | Constructed a wastewater disposal well consisting of a wellbore, casing, tubing, wellhead, control valves, flowlines, tanks, and ancillary equipment. | The following property is used 100% for pollution control and is installed to meet or exceed federal or state regulations. Saltwater disposal well, including wellbore, casing, tubing, wellhead, control valves, flowlines, tanks, and other ancillary equipment. | 2010-06-15 | 1047481 | 100
14336 | T1 | Forest Oil Corporation | Hardin 77 SWD (RRC#230515) | Sec 77, Blk A-2 H&GN Sur Abst 124 | Hemphill | TX |  | Hemphill | CN601296296 | Insufficient Information | Saltwater disposal well, Including wellbore, casing, tubing, wellhead, control valves, flowlines, tanks, and other ancillary equipment. | The following property is used 100% for pollution control and is installed to meet or exceed federal or state regulations. Saltwater disposal well, including wellbore, casing, tubing, wellhead, control valves, flowlines, tanks, and other ancillary equipment. | 2010-06-15 | 350000 | 100
14337 | T1 | Forest Oil Corporation | Frye Ranch SWD #1 (RRC#07770) | Sec 29 Blk A-3 H&GN Sur Abst 209 | Wheeler | TX |  | Wheeler | CN601296296 | Insufficient Information | Constructed a wastewater disposal well consisting of a wellbore, casing, tubing, wellhead, control valves, flowlines, tanks, and ancillary equipment. | The following property is used 100% for pollution control and is installed to meet or exceed federal or state regulations. Saltwater disposal well, including wellbore, casing, tubing, wellhead, control valves, flowlines, tanks, and other ancillary equipment. | 2010-06-12 | 1269850 | 100
14338 | T1 | Forest Oil Corporation | Peak Bourassa #107 (RRC#202238) | Sec 7 Blk 4 AB&M Sur A-5 | Hemphill | TX |  | Hemphill | CN601296296 | Insufficient Information | Constructed a wastewater disposal well consisting of a wellbore, casing, tubing, wellhead, control valves, flowlines, tanks, and ancillary equipment. | The following property is used 100% for pollution control and is installed to meet or exceed federal or state regulations. Saltwater disposal well, including wellbore, casing, tubing, wellhead, control valves, flowlines, tanks, and other ancillary equipment. | 2010-06-15 | 923597 | 100
14339 | T1 | Noble Energy | Noble Energy Beauxart Gardens 1 | Lease Rd | Port Arthur | TX |  | Jefferson | Insufficient Information | Insufficient Information | Installed a BTEX eliminator and a flare. | The following property is used 100% for pollution control and is installed to meet or exceed federal or state regulations. BTEX Eliminator Flare. | 2010-12-21 | 33000 | 100
14340 | T1 | Noble Energy | Noble Energy Wilson Jr. High | 1st Street | Nederland | TX |  | Jefferson | Insufficient Information | Insufficient Information | The Benzene, Toluene, ethyl benzene, and Xylene condenser (BTEX) unit cools the glycol dehydrator still vent vapors to prevent the release of VOCs. The refrigerated Vapor Recovery Unit (VRU) captures the VOCs for return to the condensate tank. . | The following property is used 100% for pollution control and is installed to meet or exceed federal or state regulations. BTEX Eliminator and a refrigerated Vapor Recovery Unit. | 2011-05-17 | 33000 | 100
14341 | T1 | Noble Energy | Noble Energy Meadows #1 | Hwy 73 | Port Arthur | TX |  | Jefferson | Insufficient Information | Insufficient Information | Installed a BTEX Eliminator and a flare. | The following property is used 100% for pollution control and is installed to meet or exceed federal or state regulations. BTEX Eliminator. Flare. | 2010-12-21 | 23000 | 100
14342 | T1 | Noble Energy | Noble Energy E.F. Williams 1 | Local Rd | Vidor | TX |  | Orange | Insufficient Information | Insufficient Information | Installed a BTEX Eliminator and a flare. | The following property is used 100% for pollution control and is installed to meet or exceed federal or state regulations. BTEX Eliminator. Flare. | 2010-12-30 | 33000 | 100
14343 | T1 | Noble Energy | Noble Energy Henry Jacobs 1 | 60th Street | Port Arthur | TX |  | Jefferson | Insufficient Information | Insufficient Information | Installed a BTEX Eliminator and a flare. | The following property is used 100% for pollution control and is installed to meet or exceed federal or state regulations. BTEX Eliminator. Flare. | 2010-11-30 | 28000 | 100
14344 | T1 | Mark West Energy East TX Gas Co. | Big Tony Compressor Station | Rural Panola County |  | TX |  | Panola | CN602694523 | RN102905429 | Installed a Caterpillar 3608 compressor with a lean-burn gas-fired compressor engine. | The following property is used 20% for pollution control and is installed to meet or exceed federal or state regulations. The lean-burn gas-fired combustion system installed in the Caterpillar 3608 compressor engine. | 2010-06-11 | 1600000 | 100
14345 | T1 | DG Marine Transportation, LLC | DG Marine Transportation, LLC | 7438 Airport Blvd. | Houston | TX | 77061 | Harris | CN604608802 | RN109628065 | Purchase of the following double-hulled barges: G3006, G3007, G3010, G3011, G3012, G3013, G3807, G3809, G3810, and G3812. | The following property is used 30% for pollution control and is installed to meet or exceed federal or state regulations. Double-hulled barges: G3006, G3007, G3010, G3011, G3012, G3013, G3807, G3809, G3810, and G3812. | 2011-01-11 | 37482000 | 30
14346 | T1 | Aquila Drilling Company LP | Aquila Rig #4 | 100 Main Street | Tenaha | TX | 75974 | Wichita | CN602951154 | No Regulated Entity at this Location | Blowout Prevention Equipment: Installed a closing unit, an annular preventer, a ram-type preventer, and a choke manifold. | The following property is used 100% for pollution control and is installed to meet or exceed federal or state regulations. Blowout Prevention Equipment including a closing unit, a ram-type preventer, and a choke manifold. This positive use determination does not include the annular preventer | 2010-06-17 | 248727.06 | 100
14347 | T1 | Rangen Inc | Rangen Inc | 1500 East Cedar | Angleton | TX | 77515 | Brazoria | CN600735328 | RN101388163 | The following equipment: Scrubbers EPN S1 and EPN S2; Bagfilter Dust Collection Systems G Bagfilter 1, R Bagfilter 1, and R Bagfilter 2; and five Cyclone Dust Collectors. | Returned for failure to respond to a deficiency letter. | 2010-09-07 | 765080 | 100
14348 | T1 | Tenaris | Hydril - McCarty | 302 McCarty | Houston | TX | 77029 | Harris | Insufficient Information | Insufficient Information | online monitor | Returned for failure to respond to a deficiency letter. | 2010-09-07 | 425000 | 100
14349 | T1 | RBF Port Neches LLC | Port Neches Plant | 6501 Hogaboom Rd | Port Neches | TX | 77619 | Jefferson | CN603225616 | RN106490170 | Installed a flare system and associated waste gas piping. | The following property is used 100% for pollution control and is installed to meet or exceed federal or state regulations. Installed a flare system and associated waste gas piping. | 2010-06-15 | 192451 | 100
14350 | T1 | RBF Port Neches LLC | Port Neches Plant | 6501 Hogaboom Rd | Port Neches | TX | 77619 | Jefferson | CN603225616 | RN106490170 | Installed an oily water separator. | The following property is used 100% for pollution control and is installed to meet or exceed federal or state regulations. Oily water separator. | 2010-11-19 | 67365 | 100
14351 | T1 | RBF Port Neches LLC | Port Neches Plant | 6501 Hogaboom Rd | Port Neches | TX | 77619 | Jefferson | CN603225616 | RN106490170 | Installed internal floating roofs and secondary wiper seals for tanks T-B1-1301, T-B1-2301, T-B1-1109 and T-B1-1123. | The following property is used 100% for pollution control and is installed to meet or exceed federal or state regulations. Internal floating roofs and secondary wiper seals installed for tanks T-B1-1301, T-B1-2301, T-B1-1109 and T-B1-1123. | 2010-06-16 | 388547 | 100
14352 | T1 | RBF Port Neches LLC | Port Neches Plant | 6501 Hogaboom Rd | Port Neches | TX | 77619 | Jefferson | CN603225616 | RN106490170 | Installed a water recovery and reuse system. The system is used to collect water from the process for reuse in order to meet total organic compound (TOC) standard. | The following property is used 100% for pollution control and is installed to meet or exceed federal or state regulations. Water recycling system excluding methanol and glycerin towers. | 2010-10-21 | 4442357 | 100
14353 | T1 | RBF Port Neches LLC | Port Neches Plant | 6501 Hogaboom Rd | Port Neches | TX | 77619 | Jefferson | CN603225616 | RN106490170 | Installed sixteen Methanol Leak Detection Devices. | The following property is used 100% for pollution control and is installed to meet or exceed federal or state regulations. Sixteen methanol leak detection devices. | 2010-06-16 | 40880 | 100
14354 | T1 | RBF Port Neches LLC | Port Neches Plant | 6501 Hogaboom Rd | Port Neches | TX | 77619 | Jefferson | CN603225616 | RN106490170 | Installed a methanol recovery system. | Returned for failure to respond to a deficiency letter. | 2011-04-28 | 9294575 | 100
14355 | T1 | RBF Port Neches LLC | Port Neches Plant | 6501 Hogaboom Rd | Port Neches | TX | 77619 | Jefferson | CN603225616 | RN106490170 | Biodiesel Vacuum System used to remove water and volatile matter from the biodiesel product. | The methanol and water recovery system is considered to be production equipment and is not eligible for a 100% pollution control. | 2010-08-23 | 669791 | 100
14356 | T1 | RBF Port Neches LLC | Port Neches Plant | 6501 Hogaboom Rd | Port Neches | TX | 77619 | Jefferson | CN603225616 | RN106490170 | Installed external concrete structures and geotextile liners as secondary containment for the tank farm.. | The following property is used 100% for pollution control and is installed to meet or exceed federal or state regulations. External concrete structures and geotextile liners installed as secondary containment for the tank farm. | 2010-08-23 | 2262447 | 100
14357 | T1 | Generations legacy Properties, LLC | Jake's Finer Foods | 13400 Hollister Drive | Houston | TX | 77086 | Harris | CN603648478 | RN105898829 | Constructed a 3.2233 acre storm water detention pond. | The following property is used 100% for pollution control and is installed to meet or exceed federal or state regulations. The 3.2233 acre storm water detention pond. | 2010-07-13 | 284000 | 100
14358 | T1 | F.W. Gartner Thermal Spraying, Ltd | F.W. Gartner Thermal Spraying, Ltd. | 25 Southbelt Industrial Dr | Houston | TX | 77047 | Harris | CN601074818 | RN102183894 | Installed a process wastewater evaporator. | The following property is used 100% for pollution control and is installed to meet or exceed federal or state regulations. Process wastewater evaporator. | 2010-09-14 | 23361 | 100
14359 | T1 | Forest Oil Corporation | Drilling Rig #14 | NA-Mobile Land Drilling Rig |  | TX |  | Wheeler | CN601296296 | Insufficient Information | Installed a blowout preventer system consisting of a Church Energy Cameron Type U Double Ram; Cameron Single Ram Type Blowout Preventer; Drilling Spool; and an interface package. | Returned for failure to respond to a deficiency letter. | 2010-10-20 | 284644 | 100
14360 | T1 | Forest Oil Corporation | Drilling Rig #15 | NA- Mobile Land Drilling Rig |  | TX |  | Wheeler | CN601296296 | Insufficient Information | Installed a blowout preventer system consisting of a Church Energy Cameron Type U Double Ram; Cameron Single Ram Type Blowout Preventer; Drilling Spool; and an interface package. | Returned for failure to respond to a deficiency letter. | 2010-10-20 | 284644 | 100
14361 | T1 | Forest Oil Corporation | Drilling Rig # 17 | NA-Mobile Land Drilling Rig |  | TX |  | Lee | CN601296296 | Insufficient Information | Installed a blowout preventer system consisting of a Church Energy Cameron Type U Double Ram; Cameron Single Ram Type Blowout Preventer; Drilling Spool; and an interface package. | Returned for failure to respond to a deficiency letter. | 2010-10-20 | 284644 | 100
14362 | T1 | Chevron Phillips Chemical Co, LLP | Cedar Bayou Plant | 9500 I-10 East | Baytown | TX | 77521 | Harris | CN600303614 | RN100825249 | Ethylene Suction Scrubber Blowdown: new piping and restrictive orifice. | The following property is used 100% for pollution control and is installed to meet or exceed federal or state regulations. Blowdown piping. 4-inch flange. .25-inch restrictive orifice. | 2011-02-10 | 201241 | 100
14363 | T1 | Chevron Phillips Chemical Co, LLP | Cedar Bayou Plant | 9500 I-10 East | Baytown | TX | 77521 | Harris | CN600303614 | RN100825249 | Installed a new automatic control valve and flowmeter for the 1592 CB-710 Acetylene Flare. | Returned for failure to respond to a deficiency letter. | 2010-07-16 | 97956 | 100
14364 | T1 | Chevron Phillips Chemical Co, LLP | Cedar Bayou Plant | 9500 I-10 East | Baytown | TX | 77521 | Harris | CN600303614 | RN100825249 | Installed line to route two HRVOC streams from the ZZ-702 incinerator to the H-3010 incinerator. | The following property is used 100% for pollution control and is installed to meet or exceed federal or state regulations. Line installed to route two HRVOC streams from the ZZ-702 incinerator to the H-3010 incinerator. | 2010-07-20 | 183040 | 100
14365 | T1 | Pecan Pipeline Company | Kripple Kreek Processing Plant | 1988 Briar Creek Road | Bowie | TX | 76230 | Montague | CN603332263 | RN105476691 | Installed catalytic convertors and a gas-fired lean-burn combustion system for a Caterpillar 3615 compressor. | The following property is used 100% for pollution control and is installed to meet or exceed federal or state regulations. The catalytic convertors installed for the compressor engine’s exhaust. The following property is used 20% for pollution control and is installed to meet or exceed federal or state regulations. The gas-fired lean-burn combustion system installed for the Caterpillar 3615 compressor. | 2010-06-17 | 360296 | 100
14366 | T1 | Leach Family Limited Partnership | Three L., Inc. Bulk Plant | 12235 Robin Blvd. | Houston | TX | 77045 | Harris | CN603543711 | RN105815088 | Warehouse oil/water separator. Bulk oil tank farm containment. Oil repackaging area containment. Fuel tank farm containment. Off loading area containment. Fuel island containment. Bulk oil and fuel oil/water separator. | The following property is used 100% for pollution control and is installed to meet or exceed federal or state regulations. Warehouse oil/water separator. Bulk oil tank farm containment. Oil repackaging area containment. Fuel tank farm containment. Off loading area containment. Fuel island containment. Bulk oil and fuel oil/water separator. | 2010-11-22 | 210733 | 100
14367 | T1 | Agrium US Inc | Borger Nitrogen Operations | 9201 Farm Road 1551 | Borger | TX | 79007 | Hutchinson | CN600128227 | RN101865715 | Installed a replacement continuous emission monitoring system for the exhaust flow of the 101-B Primary Reformer. | The following property is used 100% for pollution control and is installed to meet or exceed federal or state regulations. Continuous emission monitoring system for the exhaust flow of the 101-B Primary Reformer. | 2010-08-06 | 195134 | 100
14368 | T1 | Johnson Plate & Tower Fabrication | Manufacturing Site | 201 Los Mochis Drive | Canutillo | TX | 79835 | El Paso | CN603374935 | RN100819242 | Constructed a new paint booth. | Returned for failure to respond to a deficiency letter. | 2010-06-29 | 1066541 | 100
14369 | T1 | Tres Palacios Gas Storage, L.L.C. | Markham Gas Storage | 6700 Farm Road 1468 | Markham | TX |  | Matagorda | CN603168642 | RN105191738 | 5 Caterpillar lean-burn compressors. Selective catalytic reduction unit. Air/Fuel ratio controllers.. | The following property is used 100% for pollution control and is installed to meet or exceed federal or state regulations. Selective catalytic reduction unit. Air/Fuel ratio controllers. The following property is used 20% for pollution control and is installed to meet or exceed federal or state regulations. Five Caterpillar lean-burn gas-fired compressor drivers. | 2011-06-06 | 26417664 | 100
14370 | T1 | Lone Star Industries, Inc | Maryneal Cement Plant | 202 CR306 | Maryneal | TX | 79535 | Nolan | CN602827297 | RN100220847 | Installed a clinker dust suppression system consisting of a tank with sprayers. | The following property is used 100% for pollution control and is installed to meet or exceed federal or state regulations. Clinker dust suppression system consisting of a tank with sprayers. | 2010-08-06 | 92812 | 100
14371 | T1 | Texas Eastern Transmission LP | Thomaston Compressor Station | 803 Zengerle | Thomaston | TX | 77989 | Dewitt | CN600126221 | RN100212547 | Two non-selective catalytic reduction systems with air/fuel ratio control systems, upgraded ignitions systems, and integrated control cabinets. | The following property is used 100% for pollution control and is installed to meet or exceed federal or state regulations. Two non-selective catalytic reduction systems with air/fuel ratio control systems, upgraded ignitions systems, and integrated control cabinets. | 2010-06-11 | 2017609 | 100
14372 | T1 | Texas Eastern Transmission LP | Charco Compressor Station | 2156 FM 2442 | Kennedy | TX | 78119 | Goliad | CN600126221 | RN100217801 | Installed two non-selective catalytic reduction catalysts, air/fuel ration control systems, upgraded ignition systems, and integrated control cabinets. | The following property is used 100% for pollution control and is installed to meet or exceed federal or state regulations. 2 non-selective catalytic reduction catalysts with integrated control cabinets. 2 air/fuel ration control systems. 2 upgraded ignition systems. | 2010-08-23 | 728371 | 100
14373 | T1 | Gulf South Pipeline Company LP | Natural Gas Pipeline |  |  |  |  | Panola | CN600129696 | Insufficient Information | Installation of erosion and sedimentation controls including silt fence structures, diking, compacted earth formations, staked hay or straw bales, sand bags, mulch and seeds, and polyurethane trench breakers. | The following property is used 100% for pollution control and is installed to meet or exceed federal or state regulations. The installation of erosion and sedimentation controls including silt fence structures, diking, compacted earth formations, staked hay or straw bales, sand bags, mulch and seeds, and polyurethane trench breakers. | 2010-07-06 | 425263 | 100
14374 | T1 | Gulf South Pipeline Company LP | Natural Gas Pipeline |  |  | TX |  | Panola | CN600129696 | Insufficient Information | Installed intelligent pipeline gauges (PIG) launchers and receivers. | The following property is used 100% for pollution control and is installed to meet or exceed federal or state regulations. The intelligent pipeline inspection gauge launchers and receivers installed for leak detection. | 2010-07-06 | 184935 | 100
14375 | T1 | Coastal Plating Company, Inc. | Coastal Plating Company, Inc. | 5317 Leopard | Corpus Christi | TX | 78408 | Nueces | CN600275903 | RN103796421 | Installed three chrome ventilation systems used to control emissions of hexavalent chrome from eight plating tanks. | The following property is used 100% for pollution control and is installed to meet or exceed federal or state regulations. The chrome ventilation systems used to control emissions of hexavalent chrome from the eight plating tanks. | 2010-10-21 | 545069 | 100
14376 | T1 | US Lime and Minerals | Texas Lime Co | 15865 FM 1434 | Cleburne | TX |  | Johnson | CN600125090 | RN100210889 | Installed continuous emission monitoring systems for kilns #5 and 6. | The following property is used 100% for pollution control and is installed to meet or exceed federal or state regulations. Continuous emission monitoring systems for kilns #5 and 6. | 2010-07-06 | 473401 | 100
14377 | T1 | Lattimore Materials Company, LP | Blanco Ready Mix | 255 W Specht Rd | San Antonio | TX | 78260 | Bexar | CN600316129 | RN105155279 | Installed 201,247 square-feet of concrete paving for dust control purposes. | The following property is used 100% for pollution control and is installed to meet or exceed federal or state regulations. The 201,247 square-feet of concrete paving installed for the dust control purposes. | 2010-08-20 | 262721.53 | 100
14378 | T1 | Lattimore Materials Company, LP | Helotes Ready Mix | 9455 Hwy 211 | San Antonio | TX | 78254 | Medina | CN600355465 | RN104191739 | Installed 186,000 square-feet of concrete paving installed for the dust control purposes. | The following property is used 100% for pollution control and is installed to meet or exceed federal or state regulations. The 180,000 square-feet of concrete paving installed for the dust control purposes. | 2010-08-20 | 104704.97 | 100
14379 | T1 | Lattimore Materials Company, LP | Lewisville Ready Mix | 987 E. Main | Lewisville | TX | 75067 | Denton | CN600316129 | RN100241454 | Constructed a 5,000 square-feet concrete storm water pit and associated 3,600 square-feet concrete weirs. | The following property is used 100% for pollution control and is installed to meet or exceed federal or state regulations. The 5,000 square-feet concrete storm water pit and associated 3,600 square-feet concrete weirs constructed for the control of storm and process water. | 2010-08-23 | 209314.22 | 100
14380 | T1 | Lattimore Materials Company, LP | Blue Wing Ready Mix | 12955 Blue Wing Rd. S | San Antonio | TX | 78223 | Bexar | CN600316129 | RN104493192 | Installed 58,021 square-feet of concrete paving for the dust control purposes. | The following property is used 100% for pollution control and is installed to meet or exceed federal or state regulations. The 58,021 square-feet of concrete paving installed for the dust control purposes. | 2010-08-23 | 51743.53 | 100
14381 | T1 | Lattimore Materials Company, LP | The Woodlands Sand Plant | 19531 Moorehead Rd | Conroe | TX | 77302 | Montgomery | CN600316129 | RN105416267 | Installed a fuel probe and fuel monitoring system for the diesel fuel tank. | The following property is used 100% for pollution control and is installed to meet or exceed federal or state regulations. Fuel probe and fuel monitoring system installed for diesel fuel tank. | 2010-07-20 | 14043.14 | 100
14382 | T1 | Lattimore Materials Company, LP | The Woodlands Sand Plant | 19531 Moorehead Rd | Conroe | TX | 77302 | Montgomery | CN600316129 | RN105416267 | Secondary containment for a 2,000-gallon skid tank. Secondary containment for a 1,000-gallon skid tank. | The following property is used 100% for pollution control and is installed to meet or exceed federal or state regulations. Secondary containment for a 2,000-gallon skid tank. Secondary containment for a 1,000-gallon skid tank. | 2010-10-12 | 8000 | 100
14383 | T1 | Lattimore Materials Company, LP | The Woodlands Sand Plant | 19531 Moorehead Rd | Conroe | TX | 77302 | Montgomery | CN600316129 | RN105416267 | Installed a 12,000-gallon double-walled diesel fuel tank. | The following property is used 100% for pollution control and is installed to meet or exceed federal or state regulations. The following item is subject to the incremental cost method: 1-12,000 gallon double-walled diesel fuel tank. | 2010-10-14 | 20815.7 | 100
14384 | T1 | Lattimore Materials Company, LP | The Woodlands Sand Plant | 19531 Moorehead Rd | Conroe | TX | 77302 | Montgomery | CN600316129 | RN105416267 | Purchased a water truck (XXXXX). | The following property is used 100% for pollution control and is installed to meet or exceed federal or state regulations. Water truck (XXXXX). | 2010-08-20 | 12000 | 100
14385 | T1 | Lattimore Materials Company, LP | Mico Mining | 18394 FM 1283 | Mico | TX | 78056 | Medina | CN600316129 | RN105147375 | Installed a fuel probe for the diesel tank and a 3,525.95 square foot secondary containment area for a 12,000-gallon bulk fuel tank and eight 55-gallon drums of oil. The secondary containment is constructed of 8-inch thick walls and floor. | The following property is used 100% for pollution control and is installed to meet or exceed federal or state regulations. Fuel probe. 3,525.95 square foot secondary containment area. . | 2010-10-21 | 24137.69 | 100
14386 | T1 | Lattimore Materials Company, LP | Mico Mining | 18394 FM 1283 | Mico | TX | 78056 | Medina | CN600316129 | RN105147375 | Constructed a fresh water pond with a liner. Installed wastewater treatment equipment. | The following property is used 100% for pollution control and is installed to meet or exceed federal or state regulations. Fresh water pond with a liner used to control storm water. Wastewater treatment equipment. | 2010-08-23 | 382761.93 | 100
14387 | T1 | Lattimore Materials Company, LP | Mico Mining | 18394 FM 1283 | Mico | TX | 78056 | Medina | CN600316129 | RN105147375 | Installed a Kline K500 water tank (WT01) on water truck. | The following property is used 100% for pollution control and is installed to meet or exceed federal or state regulations. Kline K500 water tank (WT01). | 2010-08-20 | 64807.11 | 100
14388 | T1 | Lattimore Materials Company, LP | Spring Ready Mix | 2222 Spring Stuebner Road | Spring | TX | 77389 | Harris | CN600316129 | RN100519248 | Purchased and installed to central dust collectors (15-5799, 15828). | The following property is used 100% for pollution control and is installed to meet or exceed federal or state regulations. Central dust collectors (15-5799, 15828). | 2010-08-20 | 60000 | 100
14389 | T1 | Lattimore Materials Company, LP | Spring Ready Mix | 2222 Spring Stuebner Road | Spring | TX | 77389 | Harris | CN600316129 | RN100519248 | Installed a silo top dust collector (15-5848). | The following property is used 100% for pollution control and is installed to meet or exceed federal or state regulations. Silo Top Dust Collector (15-5848). | 2010-08-20 | 4500 | 100
14390 | T1 | Lattimore Materials Company, LP | Spring Ready Mix | 2222 Spring Stuebner Road | Spring | TX | 77389 | Harris | CN600316129 | RN100519248 | Purchased a cement blower (15-5845) and a portable cement blower (15-5846). | Cement blowers are considered to be product recovery devices and are not eligible for positive use determinations. | 2010-09-24 | 16500 | 100
14391 | T1 | Lattimore Materials Company, LP | Spring Ready Mix | 2222 Spring Stuebner Road | Spring | TX | 77389 | Harris | CN600316129 | RN100519248 | Installed two fuel probes and a fuel monitoring system for the facility's diesel fuel tank. | The following property is used 100% for pollution control and is installed to meet or exceed federal or state regulations. Two fuel probes and fuel monitoring system installed for the diesel fuel tank. | 2010-07-20 | 15533.14 | 100
14392 | T1 | Lattimore Materials Company, LP | Spring Ready Mix | 2222 Spring Stuebner Road | Spring | TX | 77389 | Harris | CN600316129 | RN100519248 | Paved approximately 8.75 acres for use in controlling storm water and dust. | The following property is used 100% for pollution control and is installed to meet or exceed federal or state regulations. 8.75 acres of paving excluding parking areas. | 2010-10-21 | 355000 | 100
14393 | T1 | Lattimore Materials Company, LP | Spring Ready Mix | 2222 Spring Stuebner Road | Spring | TX | 77389 | Harris | CN600316129 | RN100519248 | Constructed a 13 foot by 15 foot water detention pit. | a negative determination is issued for this application. The water detention pit is used to collect and treat both storm water and process water. The water used as concrete batch water and mixer wash out water is not eligible for a positive use determination. The dust suppression is the only use that qualifies as pollution control property under §11.31(b) of the Texas Tax Code. Since a portion of the property is used for production purposes a partial determination is required. | 2011-01-28 | 90000 | 100
14394 | T1 | Lattimore Materials Company, LP | Spring Ready Mix | 2222 Spring Stuebner Road | Spring | TX | 77389 | Harris | CN600316129 | RN100519248 | Constructed a silt pit (02-0168). | The following property is used 100% for pollution control and is installed to meet or exceed federal or state regulations. Silt pit (02-0168). | 2010-10-12 | 25000 | 100
14395 | T1 | Lattimore Materials Company, LP | Conroe Ready Mix | 101 N FM 3083 W | Conroe | TX | 77304 | Montgomery | CN600316129 | RN100519685 | Installed a central dust collector (15-5900) and a cement blower (15-5916). | The following property is used 100% for pollution control and is installed to meet or exceed federal or state regulations. Central dust collector (15-5900). | 2010-09-14 | 35000 | 100
14396 | T1 | Lattimore Materials Company, LP | Conroe Ready Mix | 101 N FM 3083 W | Conroe | TX | 77304 | Montgomery | CN600316129 | RN100519685 | Installed two fuel probes and a fuel monitoring system (15-5899, 15-6023, and 15-6032). | The following property is used 100% for pollution control and is installed to meet or exceed federal or state regulations. Fuel probes 15-5899 and 15-6023. Fuel monitoring system 15-6032. | 2010-09-24 | 15533.14 | 100
14397 | T1 | Lattimore Materials Company, LP | Conroe Ready Mix | 101 N FM 3083 W | Conroe | TX | 77304 | Montgomery | CN600316129 | RN100519685 | Installed a 10,000-gallon double-walled diesel fuel tank. | The following property is used 100% for pollution control and is installed to meet or exceed federal or state regulations. The following item is subject to the incremental cost method: 1-10,000 gallon double-walled diesel fuel tank. | 2010-09-24 | 7000 | 100
14398 | T1 | Lattimore Materials Company, LP | Conroe Ready Mix | 101 N FM 3083 W | Conroe | TX | 77304 | Montgomery | CN600316129 | RN100519685 | Paved approximately five acres. | The following property is used 100% for pollution control and is installed to meet or exceed federal or state regulations. 5 acres of paving excluding parking areas. | 2010-09-24 | 90000 | 100
14399 | T1 | Lattimore Materials Company, LP | Conroe Ready Mix | 101 N FM 3083 W | Conroe | TX | 77304 | Montgomery | CN600316129 | RN100519685 | Constructed seven silt pits used to settle solids and control pH in storm/process water. | The following property is used 100% for pollution control and is installed to meet or exceed federal or state regulations. 7 silt pits used to settle solids and control pH in storm/process water. | 2010-10-14 | 30000 | 100
14400 | T1 | Lattimore Materials Company, LP | Conroe Ready Mix | 101 N FM 3083 W | Conroe | TX | 77304 | Montgomery | CN600316129 | RN100519685 | Constructed a storm water pit (02-0180). | The following property is used 100% for pollution control and is installed to meet or exceed federal or state regulations. Storm water pit (02-0180). | 2010-10-21 | 70000 | 100
14401 | T1 | Lattimore Materials Company, LP | Barker Ready Mix | 5323 Barker Cypress Rd | Houston | TX | 77084 | Harris | CN600316129 | RN102296340 | Installed two central dust collectors (15-5875, 15-5876). | The following property is used 100% for pollution control and is installed to meet or exceed federal or state regulations. Two central dust collectors (15-5875, 15-5876). | 2010-08-26 | 45000 | 100
14402 | T1 | Lattimore Materials Company, LP | Barker Ready Mix | 5323 Barker Cypress Rd | Houston | TX | 77084 | Harris | CN600316129 | RN102296340 | Installed a fuel probe and a fuel monitoring system. | The following property is used 100% for pollution control and is installed to meet or exceed federal or state regulations. Fuel probe and fuel monitoring system installed for the diesel fuel tank. | 2010-07-20 | 13933.14 | 100
14403 | T1 | Lattimore Materials Company, LP | Barker Ready Mix | 5323 Barker Cypress Rd | Houston | TX | 77084 | Harris | CN600316129 | RN102296340 | Purchased a 10,000-galon double-walled diesel fuel tank (15-5872). | The following property is used 100% for pollution control and is installed to meet or exceed federal or state regulations. The following item is subject to the incremental cost method: 1-10,000 gallon double-walled diesel fuel tank. | 2010-10-14 | 7000 | 100
14404 | T1 | Lattimore Materials Company, LP | Barker Ready Mix | 5323 Barker Cypress Rd | Houston | TX | 77084 | Harris | CN600316129 | RN102296340 | Constructed storm water pit with pump, truck washing pit, and wear pit with tank (02-0175, 02-0176, 02-0174) for use in controlling storm/process water run-off and spills of liquids. | a negative determination is issued for this application. The three pits are used to collect and treat both storm water and process water. The water is used as concrete batch water, mixer wash out water, and for dust suppression. The last use is the only one that qualifies as pollution control property under §11.31(b) of the Texas Tax Code. Since a portion of the property is used for production purposes a partial determination is required. The opportunity to refile this application as a Tier III was provided and rejected. | 2011-01-28 | 325000 | 100
14405 | T1 | Lattimore Materials Company, LP | Barker Ready Mix | 5323 Barker Cypress Rd | Houston | TX | 77084 | Harris | CN600316129 | RN102296340 | 233,960 square feet of pavement. | The following property is used 100% for pollution control and is installed to meet or exceed federal or state regulations. 233,960 square feet of paving excluding parking areas. | 2010-10-21 | 150000 | 100
14406 | T1 | Lattimore Materials Company, LP | Barker Ready Mix | 5323 Barker Cypress Rd | Houston | TX | 77084 | Harris | CN600316129 | RN102296340 | Purchased a Ford Sterling Sweeper (15-1027) for use in controlling dust. | The following property is used 100% for pollution control and is installed to meet or exceed federal or state regulations. Ford Sterling Sweeper (15-1027). | 2010-08-26 | 55000 | 100
14407 | T1 | Lattimore Materials Company, LP | Tomball Ready Mix | 11411 Spring Cypress Rd | Tomball | TX | 77377 | Harris | CN605061001 | RN100519719 | Paved approximately 2.789 acres for dust, storm water and process water control. | The following property is used 100% for pollution control and is installed to meet or exceed federal or state regulations. 2.789 acres of paving excluding parking areas. | 2010-10-21 | 30000 | 100
14408 | T1 | Lattimore Materials Company, LP | Tomball Ready Mix | 11411 Spring Cypress Rd | Tomball | TX | 77377 | Harris | CN605061001 | RN100519719 | Constructed four storm water pits (02-0171, 15-0172, 02-0173, 02-0200) and a truck wash out pit (02-0169). | The following property is used 100% for pollution control and is installed to meet or exceed federal or state regulations. Four 13’ by 15’ storm water pits (02-0171, 15-0172, 02-0173, 02-0200) and one 13’ by 30’ truck wash out pit (02-0169). | 2010-10-21 | 55000 | 100
14409 | T1 | Lattimore Materials Company, LP | Tomball Ready Mix | 11411 Spring Cypress Rd | Tomball | TX | 77377 | Harris | CN605061001 | RN100519719 | Installed a 10,000-gallon double-walled diesel fuel tank. | The following property is used 100% for pollution control and is installed to meet or exceed federal or state regulations. The incremental cost difference between the cost of the double-walled tank and the cost of a same sized single-walled tank. | 2010-08-26 | 7500 | 100
14410 | T1 | Lattimore Materials Company, LP | Tomball Ready Mix | 11411 Spring Cypress Rd | Tomball | TX | 77377 | Harris | CN605061001 | RN100519719 | Installed two fuel probes and a fuel monitoring system. | The following property is used 100% for pollution control and is installed to meet or exceed federal or state regulations. Two fuel probes and fuel monitoring system installed for the diesel fuel tank. | 2010-07-20 | 15829.14 | 100
14411 | T1 | Lattimore Materials Company, LP | Tomball Ready Mix | 11411 Spring Cypress Rd | Tomball | TX | 77377 | Harris | CN605061001 | RN100519719 | Purchased and installed a central dust collector and a cement blower. | The following property is used 100% for pollution control and is installed to meet or exceed federal or state regulations. Central dust collector (15-5854). | 2010-09-24 | 33000 | 100
14412 | T1 | Enduro Systems Inc | Enduro Systems Inc | 16602 Central Green Blvd | Houston | TX | 77032 | Harris | CN601226046 | RN104559190 | Installed a 60-foot by 40-foot by 6-inch curb as secondary containment around an area used to store 55-gallon drums of hydraulic oil. | The following property is used 100% for pollution control and is installed to meet or exceed federal or state regulations. 60-foot by 40-foot by 6-inch curb. | 2010-10-13 | 6250 | 100
14413 | T1 | Enduro Systems Inc | Enduro Systems Inc | 16602 Central Green Blvd | Houston | TX | 77032 | Harris | CN601226046 | RN104559190 | Installed metal spill doors on a building used to store liquid hazardous waste. | A negative determination is issued for this application. The storage area doors were not installed in order to meet the requirements of an adopted environmental regulation and is not eligible for a positive use determination. | 2010-07-01 | 27750 | 100
14414 | T1 | Enduro Systems Inc | Enduro Systems Inc | 16602 Central Green Blvd | Houston | TX | 77032 | Harris | CN601226046 | RN104559190 | Installed an air handling and purification system used to control particulate matter. | Returned for failure to respond to a deficiency letter. | 2010-12-03 | 626507 | 100
14415 | T1 | Gulf South Pipeline Company LP | Natural Gas Pipeline |  | Panola County | TX |  | Panola | CN600129696 | Insufficient Information | Installed pipe coatings and cathodic protection for natural gas pipeline. | The following property is used 100% for pollution control and is installed to meet or exceed federal or state regulations. Pipe coatings and cathodic protection installed for natural gas pipeline. | 2010-07-08 | 582509 | 100
14416 | T1 | Kalmar RT Center, L.L.C. | Kalmar Cibolo Plant | 103 Guadalupe Dr | Cibolo | TX | 78108 | Guadalupe | CN602401135 | RN103156055 | Paint and blast booths and equipment utilized for cleaning and painting large machinery parts. Fans, filters, and capture of VOCs as well as recycling blast media for reuse. Concrete berms (built up 6") utilized to test hydraulics and capture oil for recycling it spilled. Large drainage ditch and settling pond to capture run off so that pollutants do not enter storm drainage system. | Withdrawn by applicant | 2011-02-18 | 688270.98 | 100
14417 | T1 | Sunrise Chemical, LLC | Bayport Facility | 10500 Bay Area Blvd | Pasadena | TX | 77507 | Harris | CN603867268 | RN102887270 | 119-foot flare stack system for ENB Unit vent gas streams, including stack, two burner tips, burner management system, three pilot burners, knock-out drums, foundations, piping, pipe racks, blowdown system drum and instrumentation, monitoring and control systems, and motor starter systems. | The following property is used 100% for pollution control and is installed to meet or exceed federal or state regulations. Flare stack 2S-501. Two burner tips. Burner management system. Three pilot burners. Knock-out drums. Foundations. Piping. Pipe racks. Blowdown system drum. Instrumentation. Monitoring and control systems. Motor starter systems. | 2011-01-25 | 1597088.99 | 100
14418 | T1 | San Miguel Electric Cooperative, Inc. | San Miguel Power Plant | 6200 FM 3387 | Christine | TX | 78012 | Atascosa | CN600132278 | RN100226539 | Installed a neural network optimizer on the boiler controls to reduce NOx emissions from the boiler. The neural network also required an upgrade of the boiler DCS processor to prevent it from being overloaded. | The following property is used 100% for pollution control and is installed to meet or exceed federal or state regulations. Installed a neural network optimizer on the boiler to continuously monitor combustion process data and adjust air/fuel mixture to the low NOx burners and overfire air system to lower NOx and maintain CO within permit limits. Upgraded the boiler distributed control system (DCS) processor as necessitated by installation of the neural network optimizer. | 2011-02-15 | 153307 | 100
14419 | T1 | Agri Empressa | Agri Empressa | 7707 Wallisville Rd | Houston | TX | 77029 | Harris | CN601297732 | RN102866852 | 495' by 225' concrete building used to store NaCL (soda ash). | Withdrawn by applicant | 2010-08-19 | 60000 | 100
14420 | T1 | Stolthaven Houston | Stolthaven Houston | 15602 Jacintoport Blvd | Houston | TX | 77015 | Harris | CN600124820 | RN100210475 | stormwater conveyance system and drainage system. W57 and W65 | Returned for failure to respond to a deficiency letter. | 2011-06-29 | 513442 | 100
14421 | T1 | Stolthaven Houston | Stolthaven Houston | 15602 Jacintoport Blvd | Houston | TX | 77015 | Harris | CN600124820 | RN100210475 | secondary seals (liners). | Returned for failure to respond to a deficiency letter. | 2011-06-29 | 135097 | 100
14422 | T1 | Metal Coatings Corp | Metal Coatings Corp | 3700 Dunvale | Houston | TX | 77063 | Harris | CN602483547 | RN101056836 | Installed dust collector to the Empire sand blasting machine. | The following property is used 100% for pollution control and is installed to meet or exceed federal or state regulations. Dust collector for the Empire sand blasting machine. | 2010-08-30 | 5694 | 100
14423 | T1 | Metal Coatings Corp | Metal Coatings Corp | 3700 Dunvale | Houston | TX | 77063 | Harris | CN602483547 | RN101056836 | Installed membrane filters on three paint booths. | The following property is used 100% for pollution control and is installed to meet or exceed federal or state regulations. Membrane filters for three paint booths. | 2010-08-30 | 19815 | 100
14424 | T1 | Metal Coatings Corp | Metal Coatings Corp | 3700 Dunvale | Houston | TX | 77063 | Harris | CN602483547 | RN101056836 | Installed concrete secondary containment, with monitoring equipment, for the dip tanks. | Returned for failure to respond to a deficiency letter. | 2011-04-04 | 74525 | 100
14425 | T1 | Metal Coatings Corp | Metal Coatings Corp | 3700 Dunvale | Houston | TX | 77063 | Harris | CN602483547 | RN101056836 | Installed a dust collector for the Trinco Sand Blaster. | The following property is used 100% for pollution control and is installed to meet or exceed federal or state regulations. Dust collection system for the Trinco Sand Blaster. | 2010-07-09 | 2855 | 100
14426 | T1 | Metal Coatings Corp | Metal Coatings Corp | 3700 Dunvale | Houston | TX | 77063 | Harris | CN602483547 | RN101056836 | Installed two dust collectors for use with the Goff abrasive shot blasting equipment. | The following property is used 100% for pollution control and is installed to meet or exceed federal or state regulations. Two dust collectors installed for use with the Goff abrasive shot blasting equipment. | 2010-07-13 | 16250 | 100
14427 | T1 | Metal Coatings Corp | Metal Coatings Corp | 3700 Dunvale | Houston | TX | 77063 | Harris | CN602483547 | RN101056836 | Installed ducts, diffuser, and stack for control of particulate from the coating lines. | The following property is used 100% for pollution control and is installed to meet or exceed federal or state regulations. Ducts, diffuser, and stack installed to control of particulate from the coating lines. | 2010-07-13 | 183617 | 100
14428 | T1 | Metal Coatings Corp | Metal Coatings Corp | 3700 Dunvale | Houston | TX | 77063 | Harris | CN602483547 | RN101056836 | Installed a paint room with a membrane filter and a ventilation system consisting of four sets of ducts with associated exhaust stacks | The following property is used 100% for pollution control and is installed to meet or exceed federal or state regulations. Paint room membrane filter. Ventilation system consisting of four sets of ducts with associated exhaust stacks | 2010-08-04 | 23365 | 100
14429 |  | Void - duplicate of 14021 | Void - duplicate of 14021 |  |  |  |  | Void | None Assigned | None Assigned | . | Void - duplicate of 14021 | 2010-05-25 | 0 | 100
14430 | T1 | Katoen Natie | Katoen Natie | 10925 SH 225 | La Porte | TX | 77571 | Harris | CN602188278 | RN103670048 | Installed a Chem Vac 150 for use in moving polymers from railcars to storage. | Returned for failure to respond to a deficiency letter. | 2011-01-03 | 125000 | 100
14431 | T1 | Katoen Natie | Katoen Natie | 10925 SH 225 | La Porte | TX | 77571 | Harris | CN602188278 | RN103670048 | Constructed two storm water retention ponds. The south pond is 30,873 square feet and the northeast pond is 78,250 square feet. | The following property is used 100% for pollution control and is installed to meet or exceed federal or state regulations. South storm water retention pond. Northeast storm water retention pond. | 2010-11-19 | 223000 | 100
14432 | T1 | IP Investments | IP investments | 10201 Bay Area Blvd | Pasadena | TX | 77505 | Harris | CN603532318 | RN100553189 | Capped onsite landfill with a 150-foot by 120-foot concrete slab. | Withdrawn by applicant | 2010-06-03 | 187998 | 100
14433 |  | Void - duplicate of 14022 | Void - duplicate of 14022 |  |  |  |  | Void | None Assigned | None Assigned | Void - duplicate of 14022 | Void - duplicate of 14022 | 2010-05-25 | 0 | 100
14434 |  | Void - duplicate of 14023 | Void - duplicate of 14023 |  |  |  |  | Void | None Assigned | None Assigned | Void - duplicate of 14023 | Void - duplicate of 14023 | 2010-05-20 | 0 | 100
14435 |  | Void - duplicate of 14024 | Void - duplicate of 14024 |  |  |  |  | Void | None Assigned | None Assigned | Voided - duplicate of 14024 | Void - duplicate of 14024 | 2010-05-20 | 0 | 100
14436 | T1 | Lone Star Fasteners | Lone Star Fasteners | 24131 West Hardy Rd | Spring | TX | 77373 | Harris | CN600756811 | RN104373907 | Ductwork, filters and stack installed to control particulate from five paint booths. | The following property is used 100% for pollution control and is installed to meet or exceed federal or state regulations. Ductwork, filters and stack installed to control particulate from five paint booths. | 2010-07-13 | 210000 | 100
14437 | T1 | Lone Star Fasteners | Lone Star Fasteners | 24131 West Hardy Rd | Spring | TX | 77373 | Harris | CN600756811 | RN104373907 | Installed ducts, air intakes, and a stack used to control particulate emissions from the plating line. | The following property is used 100% for pollution control and is installed to meet or exceed federal or state regulations. Ducts, air intakes, and stack installed to control particulate emissions from the plating line. | 2010-08-10 | 30000 | 100
14438 | T1 | Lone Star Fasteners | Lone Star Fasteners | 24131 West Hardy Rd | Spring | TX | 77373 | Harris | CN600756811 | RN104373907 | Two dust collectors, associated ductwork and fabric filter wall installed as particulate control devices for the 30-foot by 15-foot by 20-foot sheet metal blast booth. | The following property is used 100% for pollution control and is installed to meet or exceed federal or state regulations. The two dust collectors, associated ductwork and fabric filter wall installed as particulate control devices for the 30' by 15' by 20' sheet metal blast booth. | 2010-08-05 | 45000 | 100
14439 | T1 | Lone Star Fasteners | Lone Star Fasteners | 24131 West Hardy Rd | Spring | TX | 77373 | Harris | CN600756811 | RN104373907 | Installed 30 drip pans around the facility. | The following property is used 100% for pollution control and is installed to meet or exceed federal or state regulations. 30-drip pans. | 2010-09-14 | 25000 | 100
14440 | T1 | Lone Star Fasteners | Lone Star Fasteners | 24131 West Hardy Rd | Spring | TX | 77373 | Harris | CN600756811 | RN104373907 | Installed a quench oil tank. | A negative determination is issued for this application. The concrete quench oil tank is considered to be production equipment and is not eligible for a positive use determination. | 2010-07-13 | 15000 | 100
14441 | T2 | Martin Operating Partnership LP | Neches & Stanolind Terminal Units |  | Beaumont | TX | 77704 | Jefferson | CN601535925 | RN102605136 | Welded pipe joints for pipelines used in the following areas: crude oil storage transfer, diesel fuel storage transfer, sulfuric acid storage transfer, liquefied asphalt storage transport, and ammonia process and storage transfer. | The following property is used 100% for pollution control and is installed to meet or exceed federal or state regulations. The incremental cost difference between the cost of threaded pipe joints and the cost of the welded pipe joints for pipelines used in the following areas: crude oil storage transfer, diesel fuel storage transfer, sulfuric acid storage transfer, liquefied asphalt storage transport, and ammonia process and storage transfer. | 2010-07-01 | 434561 | 100
14442 | T1 | Forest Oil Corporation | Britt SWD #1 (RRC#08058) | Sec 1, Blk 5, B&B Sur | Wheeler | TX |  | Wheeler | CN601296296 | Insufficient Information | Constructed a wastewater disposal well consisting of a wellbore, casing, tubing, wellhead, control valves, flowlines, tanks, and ancillary equipment. | The following property is used 100% for pollution control and is installed to meet or exceed federal or state regulations. Wastewater disposal well, including wellbore, casing, tubing, wellhead, control valves, flowlines, tanks, and other ancillary equipment. | 2010-07-01 | 1010800 | 100
14443 | T1 | Forest Oil Corporation | Locke #360 (RRC# 247219) | Sec60, Blk A-2, H&GN Sur | Hemphill | TX |  | Hemphill | CN601296296 | Insufficient Information | Constructed a wastewater disposal well consisting of a wellbore, casing, tubing, wellhead, control valves, flowlines, tanks, and ancillary equipment. | The following property is used 100% for pollution control and is installed to meet or exceed federal or state regulations. Wastewater disposal well, including wellbore, casing, tubing, wellhead, control valves, flowlines, tanks, and other ancillary equipment. | 2010-07-01 | 550000 | 100
14444 | T1 | ARGOS USA | South Central Cement | 14053 Industrial Rd | Houston | TX | 77015 | Harris | CN605027838 | RN105118426 | Installed two 30,000 cubic foot per minute pulse jet bag filters. | The following property is used 100% for pollution control and is installed to meet or exceed federal or state regulations. Two 30,000 cubic feet per minute pulse jet bag filters. | 2010-07-13 | 193322 | 100
14445 | T1 | Chevron Phillips Chemical Company LLP | Sweeny Chemical & NGL Fractionation | Highway 35 South @ FM 524 | Old Ocean | TX | 77463 | Brazoria | CN600303614 | RN100825249 | Sized and installed a single pump along with a new level control system to maintain a constant sump level on the Unit 12 Oil Water Separator. | The following property is used 100% for pollution control and is installed to meet or exceed federal or state regulations. Pump and level control system installed to maintain constant sump level on the Unit 12 Oil Water Separator. | 2010-07-06 | 310000 | 100
14446 | T1 | Chevron Phillips Chemical Company LLP | Sweeny Chemical & NGL Fractionation | Highway 35 South @ FM 524 | Old Ocean | TX | 77463 | Brazoria | CN600303614 | RN100825249 | Installed redundant overfill protection devices consisting of a nuclear density meter and automatic shutdown valves for caverns U52 DB 10 and U52 DB 18. | The following property is used 100% for pollution control and is installed to meet or exceed federal or state regulations. Overfill protection devices consisting of a nuclear density meter and automatic shutdown valves for caverns U52 DB 10 and U52 DB 18. | 2010-07-01 | 185000 | 100
14447 | T1 | Chevron Phillips Chemical Company LLP | Sweeny Chemical & NGL Fractionation | Highway 35 South @ FM 524 | Old Ocean | TX | 77463 | Brazoria | CN600303614 | RN100825249 | Replaced the API Sludge Thickener Tank 95-454 with a larger tank. | The following property is used 100% for pollution control and is installed to meet or exceed federal or state regulations. API Sludge Thickener Tank 95-454. | 2010-10-26 | 167145 | 100
14448 | T1 | Chevron Phillips Chemical Company LLP | Sweeny Chemical & NGL Fractionation | Highway 35 South @ FM 524 | Old Ocean | TX | 77463 | Brazoria | CN600303614 | RN100825249 | CF U68 Purchase Gas RV's to Flare Header: Installed piping and ductwork to transfer releases from two relief valves to flare. | The following property is used 100% for pollution control and is installed to meet or exceed federal or state regulations. Piping and ductwork installed to transfer releases from the two CF U68 Purchase Gas relief valves to the flare header. | 2010-07-01 | 150120 | 100
14449 | T1 | Chevron Phillips Chemical Company LLP | Sweeny Chemical & NGL Fractionation | Highway 35 South @ FM 524 | Old Ocean | TX | 77463 | Brazoria | CN600303614 | RN100825249 | H2S Analyzers to U24/33 Fuel Gas Headers: This project involved the installation of hydrogen sulfide analyzers on the furnace fuel supply lines. | The following property is used 100% for pollution control and is installed to meet or exceed federal or state regulations. H2S Analyzers on U24/33 Fuel Gas Headers. | 2010-10-14 | 180000 | 100
14450 | T1 | Chevron Phillips Chemical Company LLP | Sweeny Chemical & NGL Fractionation | Highway 35 South @ FM 524 | Old Ocean | TX | 77463 | Brazoria | CN600303614 | RN100825249 | Replaced the tip and pilots for the U21/22 Flare #10. | The following property is used 100% for pollution control and is installed to meet or exceed federal or state regulations. Flare tip and pilots for the U21/22 Flare #10. | 2010-07-01 | 112000 | 100
14451 | T1 | Chevron Phillips Chemical Company LLP | Sweeny Chemical & NGL Fractionation | Highway 35 South @ FM 524 | Old Ocean | TX | 77463 | Brazoria | CN600303614 | RN100825249 | Installed piping and supports needed to provide flame front gas piping to all three pilots for the U10D/18 Flare. | The following property is used 100% for pollution control and is installed to meet or exceed federal or state regulations. Piping and supports installed to provide flame front gas piping to all three pilots for the U10D/18 Flare. | 2010-07-09 | 124995 | 100
14452 | T1 | Chevron Phillips Chemical Company LLP | Sweeny Chemical & NGL Fractionation | Highway 35 South @ FM 524 | Old Ocean | TX | 77463 | Brazoria | CN600303614 | RN100825249 | Constructed an approximately 40,000 square foot concrete roadway from Highway 35 to the Environmental Storage Area. | The following property is used 100% for pollution control and is installed to meet or exceed federal or state regulations. The approximately 40,000 square foot concrete roadway constructed between Highway 35 and the Environmental Storage Area. | 2010-07-09 | 485634 | 100
14453 | T1 | Veolia Environmental Services | Veolia Technical Services | 7769 Highway 73 | Port Arthur | TX | 77640 | Jefferson | CN603069626 | RN102599719 | Installed a mercury analyzer 20-25 feet from the top of the stack. | Returned for failure to respond to a deficiency letter. | 2010-09-07 | 131345.2 | 100
14454 | T1 | Veolia Environmental Services | Veolia Technical Services | 7769 Highway 73 | Port Arthur | TX | 77640 | Jefferson | CN603069626 | RN102599719 | Quench Tower Drag Conveyor: Installed to transport ash waste to disposal containers. | Returned for failure to respond to a deficiency letter. | 2010-09-07 | 116123 | 100
14455 | T1 | Alcoa, Inc | Alcoa, Inc | Market Rd 1786 | Rockdale | TX |  | Milam | CN605253749 | RN103785846 | Replaced the Hammer Mill dust collector HDC-1. Replaced bag collectors BC-1 and BC-9. | The following property is used 100% for pollution control and is installed to meet or exceed federal or state regulations. Hammer Mill dust collector HDC-1. Bag Collectors BC-1 and BC-9. | 2010-08-06 | 1169669 | 100
14456 | T1 | Alcoa World Alumina | Alcoa World Alumina | State Highway 35 | Point Comfort | TX | 77978 | Calhoun | CN601452329 | RN102705381 | Engineered stormwater control and disposal system consisting of sediment trenches, vegetated swales, constructed wetland, and a tree plot containing over 7,000 trees. | The following property is used 100% for pollution control and is installed to meet or exceed federal or state regulations. Engineered stormwater control and disposal system consisting of sediment trenches, vegetated swales, a constructed wetland, and a tree plot containing over 7,000 trees. | 2010-08-04 | 1049822 | 100
14457 | T1 | Alcoa World Alumina | Alcoa World Alumina | State Highway 35 | Point Comfort | TX | 77978 | Calhoun | CN601452329 | RN102705381 | Installed a sprinkler system to control particulate emissions from Residue Disposal Area 1. | The following property is used 100% for pollution control and is installed to meet or exceed federal or state regulations. Sprinkler system for Residue Disposal Area 1. | 2010-08-06 | 490649 | 100
14458 | T1 | Alcoa World Alumina | Alcoa World Alumina | State Highway 35 | Point Comfort | TX | 77978 | Calhoun | CN601452329 | RN102705381 | Installed three ambient air monitoring stations for use in monitoring total suspended particulate matter. | The following property is used 100% for pollution control and is installed to meet or exceed federal or state regulations. 3 ambient air monitoring stations installed to monitor total suspended particulate matter. | 2010-08-04 | 300965 | 100
14459 | T1 | TIN Inc. dba Temple-Inland | Orange Linerboard Mill | 1750 Inland Road | Orange | TX | 77632 | Orange | CN602787053 | RN105357206 | Installed floating curtains within the Aerated Stabilization Basin, relocated 24 aerators, and installed new electrical cables. | The following property is used 100% for pollution control and is installed to meet or exceed federal or state regulations. The floating curtains installed in the Aerated Stabilization Basin, the relocation of the 24 aerators, and the installation of new electrical cables. | 2010-07-01 | 1973825 | 100
14460 | T1 | Mark West Energy East Tx Gas Co LLC | Pinewood Compressor Station | County Road 125 |  |  |  | Panola | CN602694523 | RN102187358 | Installed a Caterpillar 3516 compressor with a lean-burn gas-fired engine. | The following property is used 20% for pollution control and is installed to meet or exceed federal or state regulations. The lean-burn combustion system for the 1,340 horsepower Caterpillar G3516 compressor. | 2010-06-30 | 1000000 | 100
14461 | T1 | Buc-ee's Ltd | Buc-ee's #26 | 205 I-45 South | Madisonville | TX | 77664 | Madison | CN600777452 | RN104378120 | The following equipment: compactor, spill containers, automatic shut-off valves, overfill alarms, vent restriction devices, under dispenser sumps, automatic line leak detectors, automatic tank gauging, under pumps check valve, tight fill fittings, and tightness testing equipment. | Returned for failure to respond to a deficiency letter. | 2010-08-12 | 47497.37 | 100
14462 | T1 | Buc-ee's | Buc-ee's #30 | 10484 US 59 Rd | Wharton | TX | 77488 | Wharton | CN600777452 | RN105661425 | The following equipment: compactor, spill containers, automatic shut-off valves, overfill alarms, vent restriction devices, under dispenser sumps, automatic line leak detectors, automatic tank gauging, under pumps check valve, tight fill fittings, and tightness testing equipment. | Returned for failure to respond to a deficiency letter. | 2010-08-12 | 41365.44 | 100
14463 | T1 | Buc-ee's | Buc-ee's #32 | 27106 US Hwy 290 | Cypress | TX | 77433 | Harris | CN600777452 | RN105822183 | The following equipment: compactor, Stage II Vapor Recovery equipment, spill containers, automatic shut-off valves, overfill alarms, vent restriction devices, under dispenser sumps, automatic line leak detectors, automatic tank gauging, under pumps check valve, tight fill fittings, and tightness testing equipment. | Returned for failure to respond to a deficiency letter. | 2010-08-12 | 56248.77 | 100
14464 | T1 | Buc-ee's | Buc-ee's #31 | 1243 Crabb River Rd | Richmond | TX | 77469 | Fort Bend | CN600777452 | RN105661458 | The following equipment: compactor, Stage II Vapor Recovery equipment, spill containers, automatic shut-off valves, overfill alarms, vent restriction devices, under dispenser sumps, automatic line leak detectors, automatic tank gauging, under pumps check valve, tight fill fittings, and tightness testing equipment. | Returned for failure to respond to a deficiency letter. | 2010-08-12 | 55968.22 | 100
14465 | T1 | General Dynamics OTS c/o ICPG | General Dynamics, Garland | 1200 N Glenbrook Dr | Garland | TX | 75040 | Dallas | CN603471806 | RN102660909 | paint booth, blast booth, paint saving system and efficient paint guns. | Returned for failure to respond to a deficiency letter. | 2010-12-08 | 0 | 100
14466 | T1 | Gulfstream Aerospace c/o ICPG | Gulfstream Aerospace | 7350 Cedar Springs Rd | Dallas | TX | 75235 | Dallas | CN601533227 | RN105614721 | Not listed. | Withdrawn/Returned | 2010-12-08 | 0 | 100
14467 | T1 | East Texas Electric Cooperatives, Inc | Hardin County Peaking Facility | 8908 US Highway 69 | Kountze | TX | 77625 | Hardin | CN602932527 | RN105579577 | Contiguous emission monitors. Sampling ports for stacks. Low NOx burners. Stack modifications. | The following property is used 100% for pollution control and is installed to meet or exceed federal or state regulations. Continuous emission monitors. Exhaust stacks sampling ports. Dry Low NOx burner package. Exhaust stack modifications. | 2010-10-26 | 5457630 | 100
14468 | T1 | East Texas Electric Cooperatives, Inc | San Jacinto County Peaking Facility | 2101 Pelican Road | Sheperd | TX | 77371 | San Jacinto | CN602932527 | RN105295927 | Storm water drainage control system including bermed ditches and three detention ponds. | The following property is used 100% for pollution control and is installed to meet or exceed federal or state regulations. Storm water drainage control system including bermed ditches and three detention ponds. | 2010-10-12 | 1142417 | 100
14469 | T1 | Mobil Producing TX & NM | Seeligson Gas Plant | US 281 & CR 434 | Premont | TX | 78375 | Jim Wells | CN600620272 | RN104787288 | Installed an air sparging remediation system. | Returned for failure to respond to a deficiency letter. | 2011-06-03 | 4000000 | 100
14470 | T1 | T&T Oklahoma, LLC | Town & Country 120 | 15 East 8th Street | San Angelo | TX | 76903 | Tom Green | CN601267511 | RN103008835 | Installed a remediation system consisting of extraction wells, monitoring wells, catalytic oxidizer, air stripper, oil water separator, carbon canisters, and an associated building. | The following property is used 100% for pollution control and is installed to meet or exceed federal or state regulations. Remediation system consisting of extraction wells, monitoring wells, catalytic oxidizer, air stripper, oil water separator, carbon canisters, and the 10’ by 28’ building used to house the various controls and equipment. | 2010-08-06 | 179400 | 100
14471 | T1 | Bruce Foods-Ashley Division | Bruce Foods-Ashley Division | 8000 Ashley Rd | El Paso | TX | 79934 | El Paso | CN600500201 | RN102058682 | Failed to respond to NOD. | Returned for failure to respond to a deficiency letter. | 2010-08-12 | 0 | 100
14472 | T1 | Canal Barge Company | Boat & Barge Operations | In Harris County |  | TX |  | Harris | CN605190974 | RN109628578 | The following barges are double-hulled and contain vapor controls and spill prevention systems: 339, 340, 341, 342, 1320, 1322, 1323, 1324, 1325, 1326, 1327, 1328, 1329, 1330, 1331, 1332, 1333, 1334, 7033, 7034, 7035, 7036, and 7037. | The following property is used 100% for pollution control and is installed to meet or exceed federal or state regulations. Vapor controls and spill prevention systems for barges: 339, 340, 341, 342, 1320, 1322, 1323, 1324, 1325, 1326, 1327, 1328, 1329, 1330, 1331, 1332, 1333, 1334, 7033, 7034, 7035, 7036, and 7037. The following property is used 30% for pollution control and is installed to meet or exceed federal or state regulations. Double-hulled barges: 339, 340, 341, 342, 1320, 1322, 1323, 1324, 1325, 1326, 1327, 1328, 1329, 1330, 1331, 1332, 1333, 1334, 7033, 7034, 7035, 7036, and 7037. | 2011-01-11 | 24125700 | 100
14473 | T1 | Kirby Inland Marine | Kirby Inland Marine, LP | 18350 Market Street | Channelview | TX | 77530 | Harris | CN600611206 | RN103786240 | The following barges are double-hulled and contain vapor controls and spill prevention systems: 10073, 130208B, 13021B, 13023B, 13022B, 12321B, 12320B, 12322B, 28117, 28110, 28114, 28111, 28116, 28113, 28115, 28112, 28108, 28101, 28103, 28102, 28105, 28109, 28107, 28104, 28106, 28100, 28134, 28132, 28133, 27774, 27773, 27761, 27756, 27757, 27758, 27760, 27762, 27763, 27764, 16811, 16813, 16812, and 27759. | The following property is used 100% for pollution control and is installed to meet or exceed federal or state regulations. Vapor controls and spill prevention systems for barges: 10073, 130208B, 13021B, 13023B, 13022B, 12321B, 12320B, 12322B, 28117, 28110, 28114, 28111, 28116, 28113, 28115, 28112, 28108, 28101, 28103, 28102, 28105, 28109, 28107, 28104, 28106, 28100, 28134, 28132, 28133, 27774, 27773, 27761, 27756, 27757, 27758, 27760, 27762, 27763, 27764, 16811, 16813, 16812, and 27759. The following property is used 30% for pollution control and is installed to meet or exceed federal or state regulations. Double-hulled barges: 10073, 130208B, 13021B, 13023B, 13022B, 12321B, 12320B, 12322B, 28117, 28110, 28114, 28111, 28116, 28113, 28115, 28112, 28108, 28101, 28103, 28102, 28105, 28109, 28107, 28104, 28106, 28100, 28134, 28132, 28133, 27774, 27773, 27761, 27756, 27757, 27758, 27760, 27762, 27763, 27764, 16811, 16813, 16812, and 27759. | 2011-01-11 | 56687673 | 100
14474 | T1 | Mont Belvieu Caverns, LLC | Mont Belvieu North Storage | 1027 FM 1492 | Mont Belvieu | TX | 77580 | Chambers | CN603211277 | RN102323268 | Brine Storage Pond including high density polyethylene (HDPE) double-lined pond, leak detection and collection system, and a 35 foot by 70 foot secondary containment concrete sump pump with transfer pumps and 3,500 feet of 30-inch piping and related instrumentation. | Returned for failure to respond to a deficiency letter. | 2010-10-20 | 23000000 | 100
14475 | T1 | BASF Corporation | BASF Corporation | 14385 West Port Arthur Rd | Beaumont | TX | 77705 | Jefferson | CN600124895 | RN100634922 | Commissioned an injection well to dispose of process waste material. | Returned for failure to respond to a deficiency letter. | 2010-09-07 | 5100000 | 100
14476 | T1 | KMCO Pt Arthur - DBA KMTEX | KMCO Pt Arthur - DBA KMTEX | 2450 S. Gulfway Drive | Port Arthur | TX | 77641 | Jefferson | CN604105007 | RN100640283 | Purchased two 150' sausage booms for use in containing oil and contaminants at the outfall. | The following property is used 100% for pollution control and is installed to meet or exceed federal or state regulations. Two 150' sausage booms. | 2010-08-30 | 1200 | 100
14477 | T1 | KMCO Pt Arthur - DBA KMTEX | KMCO Pt Arthur - DBA KMTEX | 2450 S. Gulfway Drive | Port Arthur | TX | 77641 | Jefferson | CN604105007 | RN100640283 | Installed concrete containment slabs and diking to contain spills of oil or chemicals from tanks T-500, T-501, T-502, T-503, T-504, T-505, T-506 and seventeen yet to be numbered tanks. | Returned for failure to respond to a deficiency letter. | 2010-12-03 | 312328.02 | 100
14478 | T4 | PPG Industries, Inc. | Works No 4 | 7200 Central Freeway | Wichita | TX | 76306 | Wichita | CN600124614 | RN102522950 | Converted furnace melter to Oxy Fuel Combustion Technology as a means of reducing NOx formation. Conversion includes: 1. Strengthening the furnace crown with heavier refractory and associated support steel support. 2. Removing the Siemens-design regenerators and replacing them with exhaust flues. 3. Installed an oxy-fuel combustion system, including oxygen fueled burners and associated lines to supply the oxygen to the furnace from a vendor–supplied oxygen source, 4. No changes to other aspects of the furnace’s design, footprint, or production capacity. | The following property is used 29.11% for pollution control and is installed to meet or exceed federal or state regulations. Conversion of furnace melter to Oxy Fuel Combustion Technology. | 2011-02-14 | 8674260 | 76
14479 | T1 | The Sabine Mining Company | The Sabine Mining Company | 6501 Farm Rd 968 West | Hallsville | TX | 75650 | Harrison | CN600835797 | RN103968707 | Constructed sediment ponds M4, M5A, M5B, and Spring Creek. Installed pump barges, pumps and piping. | The following property is used 100% for pollution control and is installed to meet or exceed federal or state regulations. Sediment ponds M4, M5A, M5B, and Spring Creek; and associated pump barges, pumps and piping. | 2010-07-13 | 2262252 | 100
14480 | T2 | The Sabine Mining Company | Sabine Mining Facility | 6501 Farm Rd 968 West | Hallsville | TX | 75650 | Harrison | CN600835797 | RN103968707 | Purchased a Komatsu PC 2000 Shovel, a Komatsu PC Backhoe, and a Caterpillar D6T Dozer for use in reclamation. | The following property is used 100% for pollution control and is installed to meet or exceed federal or state regulations. Komatsu PC 2000 Shovel, Komatsu PC Backhoe, and Caterpillar D6T Dozer for use in reclamation. This positive use determination is valid only as long as these vehicles are used solely for land reclamation. | 2011-05-12 | 2603897 | 100
14481 | T1 | Pittsburgh Corning Corporation | Fresno, Texas Plant | 810 FM 521 Road | Fresno | TX | 77545 | Fort Bend | CN603415167 | RN102383007 | The following property: FN Torit environmental dust control module, FN Torit cartridge dust collector system, FN dust collection system, and FN dust collector foundations. | Returned for failure to respond to a deficiency letter. | 2010-10-20 | 231367 | 100
14482 |  | Void - duplicate of 14252 | Void - duplicate of 14483 |  |  |  |  | Void | None Assigned | None Assigned | Void - duplicate of 14252 | Void - duplicate of 14252 | 2010-05-25 | 0 | 100
14483 | T1 | Armstrong World Industries | Armstrong Hardwood Flooring | 1100 Cotton Ford Rd | Center | TX | 75935 | Shelby | CN602224503 | RN100213065 | Installed vacuum bed plates used to collect air contaminates and route to a control device. Built a new silo and a dust collection system. | Returned for failure to respond to a deficiency letter. | 2011-09-15 | 1029504 | 100
14484 | T1 | KMCO, LP | KMCO, LP | 16503 Ramsey Road | Crosby | TX | 77532 | Harris | CN604105221 | RN101613511 | Two scrubbers. | Returned for failure to respond to a deficiency letter. | 2010-12-03 | 6000 | 100
14485 | T1 | KMCO, LP | KMCO, LP | 16503 Ramsey Road | Crosby | TX | 77532 | Harris | CN604105221 | RN101613511 | Installed four sampling ports on the stacks for the J-2 heater and the reaction hot oil heater. | The following property is used 100% for pollution control and is installed to meet or exceed federal or state regulations. Four sampling ports installed on the stacks for the J-2 heater and the reaction hot oil heater. | 2010-08-16 | 2500 | 100
14486 | T1 | KMCO, LP | KMCO, LP | 16503 Ramsey Road | Crosby | TX | 77532 | Harris | CN604105221 | RN101613511 | Dripless fittings. | Returned for failure to respond to a deficiency letter. | 2010-12-03 | 5500 | 100
14487 | T1 | KMCO, LP | KMCO, LP | 16503 Ramsey Road | Crosby | TX | 77532 | Harris | CN604105221 | RN101613511 | Welded pipe joints in VOC service. | Returned for failure to respond to a deficiency letter. | 2010-12-03 | 24000 | 100
14488 | T1 | KMCO, LP | KMCO, LP | 16503 Ramsey Road | Crosby | TX | 77532 | Harris | CN604105221 | RN101613511 | Vapor/Liquid Recovery Equipment | Returned for failure to respond to a deficiency letter. | 2010-07-22 | 2000 | 100
14489 | T1 | KMCO, LP | KMCO, LP | 16503 Ramsey Road | Crosby | TX | 77532 | Harris | CN604105221 | RN101613511 | Aerator installed for wastewater treatment. | The following property is used 100% for pollution control and is installed to meet or exceed federal or state regulations. Aerator installed for wastewater treatment. | 2010-08-06 | 9600 | 100
14490 | T1 | KMCO, LP | KMCO, LP | 16503 Ramsey Road | Crosby | TX | 77532 | Harris | CN604105221 | RN101613511 | One stainless steel 10,000 gallon coiled tank was installed in Reaction Process area 1 to pH-break emulsions. Installed a fixed roof on open-top wastewater tank T-511. | Returned for failure to respond to a deficiency letter. | 2011-04-04 | 8800 | 100
14491 | T1 | KMCO, LP | KMCO, LP | 16503 Ramsey Road | Crosby | TX | 77532 | Harris | CN604105221 | RN101613511 | Installed secondary containment consisting of concrete, diking and liners at Ethylene Oxide storage tanks, 1700 and 1800 tank farms, railroad tracks, high pressure wash racks, and trailer storage area. | The following property is used 100% for pollution control and is installed to meet or exceed federal or state regulations. Secondary containment consisting of concrete, diking and liners installed at Ethylene Oxide storage tanks, 1700 and 1800 tank farms, railroad tracks, high pressure wash racks, and trailer storage area. | 2010-07-23 | 85760 | 100
14492 | T1 | KMCO, LP | KMCO, LP | 16503 Ramsey Road | Crosby | TX | 77532 | Harris | CN604105221 | RN101613511 | Spill response and cleanup equipment consisting of dispersants and absorbents. Two box sumps with pumps installed at 5000 warehouse and the 1600 tank farm.. | The following property is used 100% for pollution control and is installed to meet or exceed federal or state regulations. Box sump with pump installed at the 5000 Warehouse. Box sump with pump installed at the 1600 Tank Farm. | 2010-08-31 | 8800 | 100
14493 | T1 | KMCO, LP | KMCO, LP | 16503 Ramsey Road | Crosby | TX | 77532 | Harris | CN604105221 | RN101613511 | Installed approximately 5,000 square-feet of asphalt paving in expansion joints located in the Distillation process area. Installed approximately 4,000 square-feet of concrete paving to repair the drum-yard area. | The following property is used 100% for pollution control and is installed to meet or exceed federal or state regulations. Approximately 5,000 square-feet of asphalt paving for the expansion joints located in the Distillation process area. Approximately 4,000 square-feet of concrete paving installed to repair the drum-yard area. | 2010-07-23 | 25000 | 100
14494 | T1 | KMCO, LP | KMCO, LP | 16503 Ramsey Road | Crosby | TX | 77532 | Harris | CN604105221 | RN101613511 | Eight Ethylene Oxide detectors were installed. | The following property is used 100% for pollution control and is installed to meet or exceed federal or state regulations. 8 ethylene oxide detectors. | 2010-08-26 | 6850 | 100
14495 | T1 | KMCO, LP | KMCO, LP | 16503 Ramsey Road | Crosby | TX | 77532 | Harris | CN604105221 | RN101613511 | Sacrificial magnesium anodes were installed as cathodic protection for tanks and piping. | The following property is used 100% for pollution control and is installed to meet or exceed federal or state regulations. Sacrificial magnesium anodes installed as cathodic protection for tanks and piping. | 2010-07-23 | 11750 | 100
14496 | T3 | INEOS USA LLC | INEOS Nitriles-Green Lake | 13050 State Hwy 185 North | Port Lavaca | TX | 77979 | Calhoun | CN602817884 | RN100210038 | Installed a new set of reactor cyclones. | Withdrawn by applicant | 2010-06-22 | 2220075 | 100
14497 | T1 | Quick -Way Retail Assoc. II LTD | 7573 | 5606 E R L Thornton | Dallas | TX | 75223 | Dallas | CN603378738 | RN102232238 | The following equipment installed at the service station: Stage I Vapor Recovery consisting of hose attachments and fittings; Stage II Vapor Recovery consisting of nozzle attachments, piping, pumps, and onboard refueling vapor recovery (ORVR) device; tight fill fittings on the tank fill pipe; five-gallon spill buckets; flapper valves installed in fill pipe; overfill alarms; ball float vales as vent restrictors; double-walled tanks; double-walled piping; tank top sumps; under dispenser sumps; tank monitors and probes; automatic tank gauging consisting of control console, wiring, and tank monitors; groundwater monitoring wells; and automatic line leak detectors (Red Jackets). | The following property is used 100% for pollution control and is installed to meet or exceed federal or state regulations. 3 Stage I Vapor Recovery systems consisting of hose attachments and fittings. 8 Stage II Vapor Recovery systems consisting of nozzle attachments, piping, pumps, and onboard refueling vapor recovery (ORVR) devices. 3 tight fill fittings on the tank fill pipe. 6 five-gallon spill buckets. 3 flapper valves installed in fill pipes. 3 ball float vales as vent restrictors. 3 overfill alarms. 3 tank top sumps. 4 under dispenser sumps. 3 tank monitors and probes. Automatic tank gauging system consisting of control console, wiring, and tank monitors. 4 groundwater or soil vapor monitoring wells. 3 automatic line leak detectors (Red Jackets). The following items are subject to the incremental cost method: 2 15,000-gallon double-walled tanks. 314' of double-walled piping. | 2010-09-02 | 137365.34 | 100
14498 | T1 | Quick -Way Retail Assoc. II LTD | 7571 | 5607 E R L Thornton | Dallas | TX | 75223 | Dallas | CN603378738 | RN102232238 | 3 Stage I Vapor Recovery systems consisting of hose attachments and fittings. 8 Stage II Vapor Recovery systems consisting of nozzle attachments, piping, pumps, and onboard refueling vapor recovery (ORVR) devices. 3 tight fill fittings on the tank fill pipe. 6 five-gallon spill buckets. 3 flapper valves installed in fill pipes. 3 ball float vales as vent restrictors. 3 tank top sumps. 4 under dispenser sumps. 3 tank monitors and probes. Automatic tank gauging system consisting of control console, wiring, and tank monitors. 6 groundwater or soil vapor monitoring wells. 3 automatic line leak detectors (Red Jackets). 2 15,000 double-walled tanks. 290' of double-walled piping. | The following property is used 100% for pollution control and is installed to meet or exceed federal or state regulations. 3 Stage I Vapor Recovery systems consisting of hose attachments and fittings. 8 Stage II Vapor Recovery systems consisting of nozzle attachments, piping, pumps, and onboard refueling vapor recovery (ORVR) devices. 3 tight fill fittings on the tank fill pipe. 6 five-gallon spill buckets. 3 flapper valves installed in fill pipes. 3 ball float vales as vent restrictors. 3 tank top sumps. 4 under dispenser sumps. 3 tank monitors and probes. Automatic tank gauging system consisting of control console, wiring, and tank monitors. 6 groundwater or soil vapor monitoring wells. 3 automatic line leak detectors (Red Jackets). The following items are subject to the incremental cost method: 2 15,000 double-walled tanks. 290' of double-walled piping. | 2010-09-03 | 162626.84 | 100
14499 | T1 | Quick -Way Retail Assoc. II LTD | 7551 | 6119 Mockingbird | Dallas | TX | 75214 | Dallas | CN603378738 | RN102159704 | 3 Stage I Vapor Recovery systems consisting of hose attachments and fittings. 8 Stage II Vapor Recovery systems consisting of nozzle attachments, piping, pumps, and onboard refueling vapor recovery (ORVR) devices. 3 tight fill fittings on the tank fill pipe. 6 five-gallon spill buckets. 3 flapper valves installed in fill pipes. 3 overfill alarms. 3 ball float vales as vent restrictors. 3 tank top sumps. 4 under dispenser sumps. 3 tank monitors and probes. Automatic tank gauging system consisting of control console, wiring, and tank monitors. 4 groundwater or soil vapor monitoring wells. 3 automatic line leak detectors (Red Jackets). 2 15,000 double-walled tanks. 483' of double-walled piping. | The following property is used 100% for pollution control and is installed to meet or exceed federal or state regulations. 3 Stage I Vapor Recovery systems consisting of hose attachments and fittings. 8 Stage II Vapor Recovery systems consisting of nozzle attachments, piping, pumps, and onboard refueling vapor recovery (ORVR) devices. 3 tight fill fittings on the tank fill pipe. 6 five-gallon spill buckets. 3 flapper valves installed in fill pipes. 3 overfill alarms. 3 ball float vales as vent restrictors. 3 tank top sumps. 4 under dispenser sumps. 3 tank monitors and probes. Automatic tank gauging system consisting of control console, wiring, and tank monitors. 4 groundwater or soil vapor monitoring wells. 3 automatic line leak detectors (Red Jackets). The following items are subject to the incremental cost method: 2 15,000 double-walled tanks. 483' of double-walled piping. | 2010-09-03 | 107583.09 | 100
14500 | T1 | Quick -Way Retail Assoc. II LTD | 7582 | 11405 LBJ | Dallas | TX | 75238 | Dallas | CN603378738 | RN100533348 | 3 Stage I Vapor Recovery systems consisting of hose attachments and fittings. 12 Stage II Vapor Recovery systems consisting of nozzle attachments, piping, pumps, and onboard refueling vapor recovery (ORVR) devices. 3 tight fill fittings on the tank fill pipe. 6 five-gallon spill buckets. 3 flapper valves installed in fill pipes. 3 overfill alarms. 3 ball float vales as vent restrictors. 3 tank top sumps. 6 under dispenser sumps. 3 tank monitors and probes. Automatic tank gauging system consisting of control console, wiring, and tank monitors. 4 groundwater or soil vapor monitoring wells. 3 automatic line leak detectors (Red Jackets). 1 18,000 double-walled tank. 1 15,000 double-walled tank. 546' of double-walled piping. | The following property is used 100% for pollution control and is installed to meet or exceed federal or state regulations. 3 Stage I Vapor Recovery systems consisting of hose attachments and fittings. 12 Stage II Vapor Recovery systems consisting of nozzle attachments, piping, pumps, and onboard refueling vapor recovery (ORVR) devices. 3 tight fill fittings on the tank fill pipe. 6 five-gallon spill buckets. 3 flapper valves installed in fill pipes. 3 overfill alarms. 3 ball float vales as vent restrictors. 3 tank top sumps. 6 under dispenser sumps. 3 tank monitors and probes. Automatic tank gauging system consisting of control console, wiring, and tank monitors. 4 groundwater or soil vapor monitoring wells. 3 automatic line leak detectors (Red Jackets). The following items are subject to the incremental cost method: 1 18,000 double-walled tank. 1 15,000 double-walled tank. 546' of double-walled piping. | 2010-09-03 | 201460 | 100
14501 | T1 | Quick -Way Retail Assoc. II LTD | 7564 | 12300 Elam Rd | Balch Springs | TX | 75149 | Dallas | CN603378738 | RN102247715 | 3 Stage I Vapor Recovery systems consisting of hose attachments and fittings. 8 Stage II Vapor Recovery systems consisting of nozzle attachments, piping, pumps, and onboard refueling vapor recovery (ORVR) devices. 3 tight fill fittings on the tank fill pipe. 6 five-gallon spill buckets. 3 flapper valves installed in fill pipes. 3 overfill alarms. 3 ball float vales as vent restrictors. 3 tank top sumps. 4 under dispenser sumps. 3 tank monitors and probes. Automatic tank gauging system consisting of control console, wiring, and tank monitors. 6 groundwater or soil vapor monitoring wells. 3 automatic line leak detectors (Red Jackets). 2 15,000 double-walled tanks. 580' of double-walled piping. | The following property is used 100% for pollution control and is installed to meet or exceed federal or state regulations. 3 Stage I Vapor Recovery systems consisting of hose attachments and fittings. 8 Stage II Vapor Recovery systems consisting of nozzle attachments, piping, pumps, and onboard refueling vapor recovery (ORVR) devices. 3 tight fill fittings on the tank fill pipe. 6 five-gallon spill buckets. 3 flapper valves installed in fill pipes. 3 overfill alarms. 3 ball float vales as vent restrictors. 3 tank top sumps. 4 under dispenser sumps. 3 tank monitors and probes. Automatic tank gauging system consisting of control console, wiring, and tank monitors. 6 groundwater or soil vapor monitoring wells. 3 automatic line leak detectors (Red Jackets). The following items are subject to the incremental cost method: 2 15,000 double-walled tanks. 580' of double-walled piping. | 2010-09-03 | 168592 | 100
14502 | T1 | Quick -Way Retail Assoc. II LTD | 7567 | 1230 Airport | Irving | TX | 75062 | Dallas | CN603378738 | RN102256435 | The following equipment installed at the service station: Stage I Vapor Recovery consisting of hose attachments and fittings; Stage II Vapor Recovery consisting of nozzle attachments, piping, pumps, and onboard refueling vapor recovery (ORVR) device; tight fill fittings on the tank fill pipe; five-gallon spill buckets; flapper valves installed in fill pipe; overfill alarms; ball float vales as vent restrictors; double-walled tanks; double-walled piping; tank top sumps; under dispenser sumps; tank monitors and probes; automatic tank gauging consisting of control console, wiring, and tank monitors; groundwater monitoring wells; and automatic line leak detectors (Red Jackets). | Returned for failure to respond to a deficiency letter. | 2010-09-24 | 103641 | 100
14503 | T1 | Quick -Way Retail Assoc. II LTD | 7572 | 2427 W Park Row | Pantego | TX | 76013 | Tarrant | CN603378738 | RN102358355 | Installed Stage I vapor recovery for tank. Installed Stage II vapor recovery for the pumps and onboard refueling vapor recovery systems. Installed tight fill fittings on tank fill pipe. Installed five-gallon spill buckets as spill containers. Installed flapper valves as automatic shut-off valves. Installed overfill alarms. Installed ball float devices for use as vent restrictors. Installed double-walled tanks and piping. Installed tank top and under dispenser sumps. Installed liquid fuel and water sensing devices and automatic tank gauging used for monitoring tank levels. Installed monitoring well. Installed Red Jacket leak detectors. | The following property is used 100% for pollution control and is installed to meet or exceed federal or state regulations. 3 Stage I Vapor Recovery systems consisting of hose attachments and fittings. 8 Stage II Vapor Recovery systems consisting of nozzle attachments, piping, pumps, and onboard refueling vapor recovery (ORVR) devices. 3 tight fill fittings on the tank fill pipe. 6 five-gallon spill buckets. 3 flapper valves installed in fill pipes. 3 ball float vales as vent restrictors. 3 overfill alarms. 3 tank top sumps. 4 under dispenser sumps. 3 tank monitors and probes. Automatic tank gauging system consisting of control console, wiring, and tank monitors. 9 groundwater or soil vapor monitoring wells. 3 automatic line leak detectors (Red Jackets). The following items are subject to the incremental cost method: 2 15,000-gallon double-walled tanks. 302' of double-walled piping. | 2010-09-02 | 165722 | 100
14504 | T1 | Quick -Way Retail Assoc. II LTD | 7561 | 1595 E Broad | Mansfield | TX | 76063 | Tarrant | CN603378738 | RN100718741 | 3 Stage I Vapor Recovery systems consisting of hose attachments and fittings. 8 Stage II Vapor Recovery systems consisting of nozzle attachments, piping, pumps, and onboard refueling vapor recovery (ORVR) devices. 3 tight fill fittings on the tank fill pipe. 6 five-gallon spill buckets. 3 flapper valves installed in fill pipes. 3 overfill alarms. 3 ball float vales as vent restrictors. 3 tank top sumps. 4 under dispenser sumps. 3 tank monitors and probes. Automatic tank gauging system consisting of control console, wiring, and tank monitors. 7 groundwater or soil vapor monitoring wells. 3 automatic line leak detectors (Red Jackets). 2 15,000 double-walled tanks. 585' of double-walled piping. | The following property is used 100% for pollution control and is installed to meet or exceed federal or state regulations. 3 Stage I Vapor Recovery systems consisting of hose attachments and fittings. 8 Stage II Vapor Recovery systems consisting of nozzle attachments, piping, pumps, and onboard refueling vapor recovery (ORVR) devices. 3 tight fill fittings on the tank fill pipe. 6 five-gallon spill buckets. 3 flapper valves installed in fill pipes. 3 overfill alarms. 3 ball float vales as vent restrictors. 3 tank top sumps. 4 under dispenser sumps. 3 tank monitors and probes. Automatic tank gauging system consisting of control console, wiring, and tank monitors. 7 groundwater or soil vapor monitoring wells. 3 automatic line leak detectors (Red Jackets). The following items are subject to the incremental cost method: 2 15,000 double-walled tanks. 585' of double-walled piping. | 2010-09-03 | 163774 | 100
14505 | T1 | Quick -Way Retail Assoc. II LTD | Store 7581 | 100 E I-20 | Arlington | TX | 76018 | Tarrant | CN603378738 | Insufficent Information | 3 Stage I Vapor Recovery systems consisting of hose attachments and fittings. 8 Stage II Vapor Recovery systems consisting of nozzle attachments, piping, pumps, and onboard refueling vapor recovery (ORVR) devices. 3 tight fill fittings on the tank fill pipe. 6 five-gallon spill buckets. 3 flapper valves installed in fill pipes. 3 overfill alarms. 3 ball float vales as vent restrictors. 3 tank top sumps. 4 under dispenser sumps. 3 tank monitors and probes. Automatic tank gauging system consisting of control console, wiring, and tank monitors. 4 groundwater or soil vapor monitoring wells. 3 automatic line leak detectors (Red Jackets). 1 18,000 double-walled tank. 1 15,000 double-walled tank. 732' of double-walled piping. | The following property is used 100% for pollution control and is installed to meet or exceed federal or state regulations. 3 Stage I Vapor Recovery systems consisting of hose attachments and fittings. 8 Stage II Vapor Recovery systems consisting of nozzle attachments, piping, pumps, and onboard refueling vapor recovery (ORVR) devices. 3 tight fill fittings on the tank fill pipe. 6 five-gallon spill buckets. 3 flapper valves installed in fill pipes. 3 overfill alarms. 3 ball float vales as vent restrictors. 3 tank top sumps. 4 under dispenser sumps. 3 tank monitors and probes. Automatic tank gauging system consisting of control console, wiring, and tank monitors. 4 groundwater or soil vapor monitoring wells. 3 automatic line leak detectors (Red Jackets). The following items are subject to the incremental cost method: 1 18,000 double-walled tank. 1 15,000 double-walled tank. 732' of double-walled piping. | 2010-09-03 | 192255 | 100
14506 | T1 | Quick -Way Retail Assoc. II LTD | 7563 | 4500 S Bowen | Arlington | TX | 76017 | Tarrant | CN603378738 | RN102794864 | 3 Stage I Vapor Recovery systems consisting of hose attachments and fittings. 8 Stage II Vapor Recovery systems consisting of nozzle attachments, piping, pumps, and onboard refueling vapor recovery (ORVR) devices. 3 tight fill fittings on the tank fill pipe. 6 five-gallon spill buckets. 3 flapper valves installed in fill pipes. 3 overfill alarms. 3 ball float vales as vent restrictors. 3 tank top sumps. 4 under dispenser sumps. 3 tank monitors and probes. Automatic tank gauging system consisting of control console, wiring, and tank monitors. 16 groundwater or soil vapor monitoring wells. 3 automatic line leak detectors (Red Jackets). 2 15,000 double-walled tanks. 300' of double-walled piping. | The following property is used 100% for pollution control and is installed to meet or exceed federal or state regulations. 3 Stage I Vapor Recovery systems consisting of hose attachments and fittings. 8 Stage II Vapor Recovery systems consisting of nozzle attachments, piping, pumps, and onboard refueling vapor recovery (ORVR) devices. 3 tight fill fittings on the tank fill pipe. 6 five-gallon spill buckets. 3 flapper valves installed in fill pipes. 3 overfill alarms. 3 ball float vales as vent restrictors. 3 tank top sumps. 4 under dispenser sumps. 3 tank monitors and probes. Automatic tank gauging system consisting of control console, wiring, and tank monitors. 16 groundwater or soil vapor monitoring wells. 3 automatic line leak detectors (Red Jackets). The following items are subject to the incremental cost method: 2 15,000 double-walled tanks. 300' of double-walled piping. | 2010-09-03 | 146881 | 100
14507 | T1 | Quick -Way Retail Assoc. II LTD | 7511 | 7301 Airport | Richland Hills | TX | 76118 | Tarrant | CN603378738 | RN102004389 | The following equipment installed at the service station: 3 Stage I Vapor Recovery consisting of hose attachments and fittings; 8 Stage II Vapor Recovery consisting of nozzle attachments, piping, pumps, and onboard refueling vapor recovery (ORVR) device; 3 tight fill fittings on the tank fill pipe; 6 five-gallon spill buckets; 3 flapper valves installed in fill pipe; 3 overfill alarms; 3 ball float valves as vent restrictors; 2 15,000-gallon double-walled tanks; 245' of double-walled piping; 3 tank top sumps; 4 under dispenser sumps; 3 tank monitors and probes; automatic tank gauging consisting of control console, wiring, and tank monitors; 4 groundwater or soil vapor monitoring wells; and 3 automatic line leak detectors (Red Jackets). | The following property is used 100% for pollution control and is installed to meet or exceed federal or state regulations. 3 Stage I Vapor Recovery consisting of hose attachments and fittings. 8 Stage II Vapor Recovery consisting of nozzle attachments, piping, pumps, and onboard refueling vapor recovery (ORVR) device. 3 tight fill fittings on the tank fill pipes. 6 five-gallon spill buckets. 3 flapper valves installed in fill pipe 3 overfill alarms. 3 ball float valves as vent restrictors. 3 tank top sumps. 4 under dispenser sumps. 3 tank monitors and probes; automatic tank gauging consisting of control console, wiring, and tank monitors. 4 groundwater or soil vapor monitoring wells. 3 automatic line leak detectors (Red Jackets). The following items are subject to the incremental cost method: 2 15,000-gallon double-walled tanks. 245' of double-walled piping. | 2010-09-02 | 144821 | 100
14508 | T1 | Quick -Way Retail Assoc. II LTD | 7587 | 8541 West Fwy | Fort Worth | TX | 76107 | Tarrant | CN603378738 | Insufficent Information | 3 Stage I Vapor Recovery systems consisting of hose attachments and fittings. 8 Stage II Vapor Recovery systems consisting of nozzle attachments, piping, pumps, and onboard refueling vapor recovery (ORVR) devices. 3 tight fill fittings on the tank fill pipe. 3 five-gallon spill buckets. 3 flapper valves installed in fill pipes. 3 overfill alarms. 3 ball float vales as vent restrictors. 3 tank top sumps. 6 under dispenser sumps. 3 tank monitors and probes. Automatic tank gauging system consisting of control console, wiring, and tank monitors. 11 groundwater or soil vapor monitoring wells. 3 automatic line leak detectors (Red Jackets). 1 18,000 double-walled tank. 1 15,000 double-walled tank. 738' of double-walled piping. | The following property is used 100% for pollution control and is installed to meet or exceed federal or state regulations. 3 Stage I Vapor Recovery systems consisting of hose attachments and fittings. 8 Stage II Vapor Recovery systems consisting of nozzle attachments, piping, pumps, and onboard refueling vapor recovery (ORVR) devices. 3 tight fill fittings on the tank fill pipe. 3 five-gallon spill buckets. 3 flapper valves installed in fill pipes. 3 overfill alarms. 3 ball float vales as vent restrictors. 3 tank top sumps. 6 under dispenser sumps. 3 tank monitors and probes. Automatic tank gauging system consisting of control console, wiring, and tank monitors. 11 groundwater or soil vapor monitoring wells. 3 automatic line leak detectors (Red Jackets). The following items are subject to the incremental cost method: 1 18,000 double-walled tank. 1 15,000 double-walled tank. 738' of double-walled piping. | 2010-09-03 | 233802 | 100
14509 | T1 | Quick -Way Retail Assoc. II LTD | 7508 | 4951 El Dorado | McKinney | TX | 75070 | Collin | CN603378738 | RN103762001 | 3 Stage I Vapor Recovery systems consisting of hose attachments and fittings. 10 Stage II Vapor Recovery systems consisting of nozzle attachments, piping, pumps, and onboard refueling vapor recovery (ORVR) devices. 3 tight fill fittings on the tank fill pipe. 6 five-gallon spill buckets. 3 flapper valves installed in fill pipes. 3 overfill alarms. 3 ball float vales as vent restrictors. 3 tank top sumps. 5 under dispenser sumps. 3 tank monitors and probes. Automatic tank gauging system consisting of control console, wiring, and tank monitors. 7 groundwater or soil vapor monitoring wells. 3 automatic line leak detectors (Red Jackets). 1 12,000 double-walled tank. 1 10,000 double-walled tank. 1 20,000 double-walled tank. 600' of double-walled piping. | The following property is used 100% for pollution control and is installed to meet or exceed federal or state regulations. 3 Stage I Vapor Recovery systems consisting of hose attachments and fittings. 10 Stage II Vapor Recovery systems consisting of nozzle attachments, piping, pumps, and onboard refueling vapor recovery (ORVR) devices. 3 tight fill fittings on the tank fill pipe. 6 five-gallon spill buckets. 3 flapper valves installed in fill pipes. 3 overfill alarms. 3 ball float vales as vent restrictors. 3 tank top sumps. 5 under dispenser sumps. 3 tank monitors and probes. Automatic tank gauging system consisting of control console, wiring, and tank monitors. 7 groundwater or soil vapor monitoring wells. 3 automatic line leak detectors (Red Jackets). The following items are subject to the incremental cost method: 1 12,000 double-walled tank. 1 10,000 double-walled tank. 1 20,000 double-walled tank. 600' of double-walled piping. | 2010-09-03 | 70966 | 100
14510 | T1 | Quick -Way Retail Assoc. II LTD | 7584 | 1223 McCormick | Denton | TX | 76201 | Denton | CN603378738 | RN102161601 | 3 Stage I Vapor Recovery systems consisting of hose attachments and fittings. 12 Stage II Vapor Recovery systems consisting of nozzle attachments, piping, pumps, and onboard refueling vapor recovery (ORVR) devices. 3 tight fill fittings on the tank fill pipe. 6 five-gallon spill buckets. 3 flapper valves installed in fill pipes. 3 overfill alarms. 3 ball float vales as vent restrictors. 3 tank top sumps. 6 under dispenser sumps. 3 tank monitors and probes. Automatic tank gauging system consisting of control console, wiring, and tank monitors. 4 groundwater or soil vapor monitoring wells. 3 automatic line leak detectors (Red Jackets). 1 18,000 double-walled tank. 1 15,000 double-walled tank. | The following property is used 100% for pollution control and is installed to meet or exceed federal or state regulations. 3 Stage I Vapor Recovery systems consisting of hose attachments and fittings. 12 Stage II Vapor Recovery systems consisting of nozzle attachments, piping, pumps, and onboard refueling vapor recovery (ORVR) devices. 3 tight fill fittings on the tank fill pipe. 6 five-gallon spill buckets. 3 flapper valves installed in fill pipes. 3 overfill alarms. 3 ball float vales as vent restrictors. 3 tank top sumps. 6 under dispenser sumps. 3 tank monitors and probes. Automatic tank gauging system consisting of control console, wiring, and tank monitors. 4 groundwater or soil vapor monitoring wells. 3 automatic line leak detectors (Red Jackets). The following items are subject to the incremental cost method: 1 18,000 double-walled tank. 1 15,000 double-walled tank. | 2010-09-03 | 249714 | 100
14511 | T1 | Quick -Way Retail Assoc. II LTD | 7575 | 500 Kiest | Dallas | TX | 75224 | Dallas | CN603378738 | RN100533132 | 3 Stage I Vapor Recovery systems consisting of hose attachments and fittings. 8 Stage II Vapor Recovery systems consisting of nozzle attachments, piping, pumps, and onboard refueling vapor recovery (ORVR) devices. 3 tight fill fittings on the tank fill pipe. 6 five-gallon spill buckets. 3 flapper valves installed in fill pipes. 3 overfill alarms. 3 ball float vales as vent restrictors. 3 tank top sumps. 4 under dispenser sumps. 3 tank monitors and probes. Automatic tank gauging system consisting of control console, wiring, and tank monitors. 4 groundwater or soil vapor monitoring wells. 3 automatic line leak detectors (Red Jackets). 2 15,000 double-walled tanks. 220' of double-walled piping. | The following property is used 100% for pollution control and is installed to meet or exceed federal or state regulations. 3 Stage I Vapor Recovery systems consisting of hose attachments and fittings. 8 Stage II Vapor Recovery systems consisting of nozzle attachments, piping, pumps, and onboard refueling vapor recovery (ORVR) devices. 3 tight fill fittings on the tank fill pipe. 6 five-gallon spill buckets. 3 flapper valves installed in fill pipes. 3 overfill alarms. 3 ball float vales as vent restrictors. 3 tank top sumps. 4 under dispenser sumps. 3 tank monitors and probes. Automatic tank gauging system consisting of control console, wiring, and tank monitors. 4 groundwater or soil vapor monitoring wells. 3 automatic line leak detectors (Red Jackets). The following items are subject to the incremental cost method: 2 15,000 double-walled tanks. 220' of double-walled piping. | 2010-09-03 | 161896 | 100
14512 | T1 | Quick -Way Retail Assoc. II LTD | 7576 | 509 Hampton | Dallas | TX | 75208 | Dallas | CN603378738 | RN102894045 | The following equipment installed at the service station: 3 Stage I Vapor Recovery systems consisting of hose attachments and fittings; 8 Stage II Vapor Recovery systems consisting of nozzle attachments, piping, pumps, and onboard refueling vapor recovery (ORVR) devices; 3 tight fill fittings on the tank fill pipe; 6 five-gallon spill buckets; 3 flapper valves installed in fill pipes; 3 overfill alarms; 3 ball float vales as vent restrictors; 2 15,000 double-walled tanks; 260' of double-walled piping; 3 tank top sumps; 4 under dispenser sumps; 3 tank monitors and probes; automatic tank gauging system consisting of control console, wiring, and tank monitors; 4 groundwater or soil vapor monitoring wells; and 3 automatic line leak detectors (Red Jackets). | The following property is used 100% for pollution control and is installed to meet or exceed federal or state regulations. 3 Stage I Vapor Recovery systems consisting of hose attachments and fittings. 8 Stage II Vapor Recovery systems consisting of nozzle attachments, piping, pumps, and onboard refueling vapor recovery (ORVR) devices. 3 tight fill fittings on the tank fill pipe. 6 five-gallon spill buckets. 3 flapper valves installed in fill pipes. 3 overfill alarms. 3 ball float vales as vent restrictors. 3 tank top sumps. 4 under dispenser sumps. 3 tank monitors and probes. Automatic tank gauging system consisting of control console, wiring, and tank monitors. 4 groundwater or soil vapor monitoring wells. 3 automatic line leak detectors (Red Jackets). The following items are subject to the incremental cost method: 2 15,000-gallon double-walled tanks. 260' of double-walled piping. | 2010-09-02 | 170025 | 100
14513 | T1 | Quick -Way Retail Assoc. II LTD | 7501 | 707 Industrial | Dallas | TX | 75204 | Dallas | CN603378738 | RN102796174 | 3 Stage I Vapor Recovery systems consisting of hose attachments and fittings. 8 Stage II Vapor Recovery systems consisting of nozzle attachments, piping, pumps, and onboard refueling vapor recovery (ORVR) devices. 3 tight fill fittings on the tank fill pipe. 6 five-gallon spill buckets. 3 flapper valves installed in fill pipes. 3 overfill alarms. 3 ball float vales as vent restrictors. 3 tank top sumps. 4 under dispenser sumps. 3 tank monitors and probes. Automatic tank gauging system consisting of control console, wiring, and tank monitors. 4 groundwater or soil vapor monitoring wells. 3 automatic line leak detectors (Red Jackets). 2 15,000 double-walled tanks. 492' of double-walled piping. | The following property is used 100% for pollution control and is installed to meet or exceed federal or state regulations. 3 Stage I Vapor Recovery systems consisting of hose attachments and fittings. 8 Stage II Vapor Recovery systems consisting of nozzle attachments, piping, pumps, and onboard refueling vapor recovery (ORVR) devices. 3 tight fill fittings on the tank fill pipe. 6 five-gallon spill buckets. 3 flapper valves installed in fill pipes. 3 overfill alarms. 3 ball float vales as vent restrictors. 3 tank top sumps. 4 under dispenser sumps. 3 tank monitors and probes. Automatic tank gauging system consisting of control console, wiring, and tank monitors. 4 groundwater or soil vapor monitoring wells. 3 automatic line leak detectors (Red Jackets). The following items are subject to the incremental cost method: 2 15,000 double-walled tanks. 492' of double-walled piping. | 2010-09-03 | 157799 | 100
14514 | T1 | Quick -Way Retail Assoc. II LTD | 7585 | 1101 W Airport Fwy | Irving | TX | 75062 | Dallas | CN603378738 | RN102147154 | 3 Stage I Vapor Recovery systems consisting of hose attachments and fittings. 8 Stage II Vapor Recovery systems consisting of nozzle attachments, piping, pumps, and onboard refueling vapor recovery (ORVR) devices. 3 tight fill fittings on the tank fill pipe. 6 five-gallon spill buckets. 3 flapper valves installed in fill pipes. 3 overfill alarms. 3 ball float vales as vent restrictors. 3 tank top sumps. 4 under dispenser sumps. 3 tank monitors and probes. Automatic tank gauging system consisting of control console, wiring, and tank monitors. 5 groundwater or soil vapor monitoring wells. 3 automatic line leak detectors (Red Jackets). 2 15,000 double-walled tanks. 264' of double-walled piping. | The following property is used 100% for pollution control and is installed to meet or exceed federal or state regulations. 3 Stage I Vapor Recovery systems consisting of hose attachments and fittings. 8 Stage II Vapor Recovery systems consisting of nozzle attachments, piping, pumps, and onboard refueling vapor recovery (ORVR) devices. 3 tight fill fittings on the tank fill pipe. 6 five-gallon spill buckets. 3 flapper valves installed in fill pipes. 3 overfill alarms. 3 ball float vales as vent restrictors. 3 tank top sumps. 4 under dispenser sumps. 3 tank monitors and probes. Automatic tank gauging system consisting of control console, wiring, and tank monitors. 5 groundwater or soil vapor monitoring wells. 3 automatic line leak detectors (Red Jackets). The following items are subject to the incremental cost method: 2 15,000 double-walled tanks. 264' of double-walled piping. | 2010-09-03 | 59798 | 100
14515 | T1 | Quick -Way Retail Assoc. II LTD | 7542 | 1331 S Plano | Richardson | TX | 75081 | Dallas | CN603378738 | RN102159803 | 3 Stage I Vapor Recovery systems consisting of hose attachments and fittings. 12 Stage II Vapor Recovery systems consisting of nozzle attachments, piping, pumps, and onboard refueling vapor recovery (ORVR) devices. 3 tight fill fittings on the tank fill pipe. 6 five-gallon spill buckets. 3 flapper valves installed in fill pipes. 3 overfill alarms. 3 ball float vales as vent restrictors. 3 tank top sumps. 3 tank monitors and probes. Automatic tank gauging system consisting of control console, wiring, and tank monitors. 4 groundwater or soil vapor monitoring wells. 3 automatic line leak detectors (Red Jackets). 2 15,000 double-walled tanks. 564' of double-walled piping. | The following property is used 100% for pollution control and is installed to meet or exceed federal or state regulations. 3 Stage I Vapor Recovery systems consisting of hose attachments and fittings. 12 Stage II Vapor Recovery systems consisting of nozzle attachments, piping, pumps, and onboard refueling vapor recovery (ORVR) devices. 3 tight fill fittings on the tank fill pipe. 6 five-gallon spill buckets. 3 flapper valves installed in fill pipes. 3 overfill alarms. 3 ball float vales as vent restrictors. 3 tank top sumps. 3 tank monitors and probes. Automatic tank gauging system consisting of control console, wiring, and tank monitors. 4 groundwater or soil vapor monitoring wells. 3 automatic line leak detectors (Red Jackets). The following items are subject to the incremental cost method: 2 15,000 double-walled tanks. 564' of double-walled piping. | 2010-09-03 | 261460 | 100
14516 | T1 | Quick -Way Retail Assoc. II LTD | 7549 | 1959 N Stemmons | Dallas | TX | 75207 | Dallas | CN603378738 | RN102255841 | 3 Stage I Vapor Recovery systems consisting of hose attachments and fittings. 8 Stage II Vapor Recovery systems consisting of nozzle attachments, piping, pumps, and onboard refueling vapor recovery (ORVR) devices. 3 tight fill fittings on the tank fill pipe. 6 five-gallon spill buckets. 3 flapper valves installed in fill pipes. 3 overfill alarms. 3 ball float vales as vent restrictors. 3 tank top sumps. 4 under dispenser sumps. 3 tank monitors and probes. Automatic tank gauging system consisting of control console, wiring, and tank monitors. 4 groundwater or soil vapor monitoring wells. 3 automatic line leak detectors (Red Jackets). 2 15,000 double-walled tanks. 190' of double-walled piping. | The following property is used 100% for pollution control and is installed to meet or exceed federal or state regulations. 3 Stage I Vapor Recovery systems consisting of hose attachments and fittings. 8 Stage II Vapor Recovery systems consisting of nozzle attachments, piping, pumps, and onboard refueling vapor recovery (ORVR) devices. 3 tight fill fittings on the tank fill pipe. 6 five-gallon spill buckets. 3 flapper valves installed in fill pipes. 3 overfill alarms. 3 ball float vales as vent restrictors. 3 tank top sumps. 4 under dispenser sumps. 3 tank monitors and probes. Automatic tank gauging system consisting of control console, wiring, and tank monitors. 4 groundwater or soil vapor monitoring wells. 3 automatic line leak detectors (Red Jackets). The following items are subject to the incremental cost method: 2 15,000 double-walled tanks. 190' of double-walled piping. | 2010-09-03 | 166174 | 100
14517 | T1 | Quick -Way Retail Assoc. II LTD | 7574 | 2237 Greenville | Dallas | TX | 75206 | Dallas | CN603378738 | RN102240900 | 3 Stage I Vapor Recovery systems consisting of hose attachments and fittings. 6 Stage II Vapor Recovery systems consisting of nozzle attachments, piping, pumps, and onboard refueling vapor recovery (ORVR) devices. 3 tight fill fittings on the tank fill pipe. 6 five-gallon spill buckets. 3 flapper valves installed in fill pipes. 3 ball float vales as vent restrictors. 3 tank top sumps. 4 under dispenser sumps. 3 tank monitors and probes. Automatic tank gauging system consisting of control console, wiring, and tank monitors. 4 groundwater or soil vapor monitoring wells. 3 automatic line leak detectors (Red Jackets). 2 15,000-gallon double-walled tanks. 319' of double-walled piping. | The following property is used 100% for pollution control and is installed to meet or exceed federal or state regulations. 3 Stage I Vapor Recovery systems consisting of hose attachments and fittings. 6 Stage II Vapor Recovery systems consisting of nozzle attachments, piping, pumps, and onboard refueling vapor recovery (ORVR) devices. 3 tight fill fittings on the tank fill pipe. 6 five-gallon spill buckets. 3 flapper valves installed in fill pipes. 3 ball float vales as vent restrictors. 3 tank top sumps. 4 under dispenser sumps. 3 tank monitors and probes. Automatic tank gauging system consisting of control console, wiring, and tank monitors. 4 groundwater or soil vapor monitoring wells. 3 automatic line leak detectors (Red Jackets). The following items are subject to the incremental cost method: 2 15,000-gallon double-walled tanks. 319' of double-walled piping. | 2010-09-02 | 149629 | 100
14518 | T1 | Quick -Way Retail Assoc. II LTD | 7555 | 2501 S Belt Line | Grand Prairie | TX | 75052 | Dallas | CN603378738 | Insufficent Information | 3 Stage I Vapor Recovery systems consisting of hose attachments and fittings. 8 Stage II Vapor Recovery systems consisting of nozzle attachments, piping, pumps, and onboard refueling vapor recovery (ORVR) devices. 3 tight fill fittings on the tank fill pipe. 6 five-gallon spill buckets. 3 flapper valves installed in fill pipes. 3 overfill alarms. 3 ball float vales as vent restrictors. 3 tank top sumps. 4 under dispenser sumps. 3 tank monitors and probes. Automatic tank gauging system consisting of control console, wiring, and tank monitors. 11 groundwater or soil vapor monitoring wells. 3 automatic line leak detectors (Red Jackets). 2 15,000 double-walled tanks. 420' of double-walled piping. | The following property is used 100% for pollution control and is installed to meet or exceed federal or state regulations. 3 Stage I Vapor Recovery systems consisting of hose attachments and fittings. 8 Stage II Vapor Recovery systems consisting of nozzle attachments, piping, pumps, and onboard refueling vapor recovery (ORVR) devices. 3 tight fill fittings on the tank fill pipe. 6 five-gallon spill buckets. 3 flapper valves installed in fill pipes. 3 overfill alarms. 3 ball float vales as vent restrictors. 3 tank top sumps. 4 under dispenser sumps. 3 tank monitors and probes. Automatic tank gauging system consisting of control console, wiring, and tank monitors. 11 groundwater or soil vapor monitoring wells. 3 automatic line leak detectors (Red Jackets). The following items are subject to the incremental cost method: 2 15,000 double-walled tanks. 420' of double-walled piping. | 2010-09-03 | 151914 | 100
14519 | T1 | Quick -Way Retail Assoc. II LTD | 7588 | 2607 Stemmons | Dallas | TX | 75207 | Dallas | CN603378738 | insufficent Information | 3 Stage I Vapor Recovery systems consisting of hose attachments and fittings. 8 Stage II Vapor Recovery systems consisting of nozzle attachments, piping, pumps, and onboard refueling vapor recovery (ORVR) devices. 3 tight fill fittings on the tank fill pipe. 6 five-gallon spill buckets. 3 flapper valves installed in fill pipes. 3 overfill alarms. 3 ball float vales as vent restrictors. 3 tank top sumps. 4 under dispenser sumps. 3 tank monitors and probes. Automatic tank gauging system consisting of control console, wiring, and tank monitors. 7 groundwater or soil vapor monitoring wells. 3 automatic line leak detectors (Red Jackets). 1 18,000 double-walled tank. 1 15,000 double-walled tank. 214' of double-walled piping. | The following property is used 100% for pollution control and is installed to meet or exceed federal or state regulations. 3 Stage I Vapor Recovery systems consisting of hose attachments and fittings. 8 Stage II Vapor Recovery systems consisting of nozzle attachments, piping, pumps, and onboard refueling vapor recovery (ORVR) devices. 3 tight fill fittings on the tank fill pipe. 6 five-gallon spill buckets. 3 flapper valves installed in fill pipes. 3 overfill alarms. 3 ball float vales as vent restrictors. 3 tank top sumps. 4 under dispenser sumps. 3 tank monitors and probes. Automatic tank gauging system consisting of control console, wiring, and tank monitors. 7 groundwater or soil vapor monitoring wells. 3 automatic line leak detectors (Red Jackets). The following items are subject to the incremental cost method: 1 18,000 double-walled tank. 1 15,000 double-walled tank. 214' of double-walled piping. | 2010-09-03 | 178.28 | 100
14520 | T1 | Quick -Way Retail Assoc. II LTD | 7550 | 3601 I-30 | Mesquite | TX | 75150 | Dallas | CN603378738 | RN103066163 | 3 Stage I Vapor Recovery systems consisting of hose attachments and fittings. 8 Stage II Vapor Recovery systems consisting of nozzle attachments, piping, pumps, and onboard refueling vapor recovery (ORVR) devices. 3 tight fill fittings on the tank fill pipe. 6 five-gallon spill buckets. 3 flapper valves installed in fill pipes. 3 overfill alarms. 3 ball float vales as vent restrictors. 3 tank top sumps. 4 under dispenser sumps. 3 tank monitors and probes. Automatic tank gauging system consisting of control console, wiring, and tank monitors. 4 groundwater or soil vapor monitoring wells. 3 automatic line leak detectors (Red Jackets). 2 15,000 double-walled tanks. 297' of double-walled piping. | The following property is used 100% for pollution control and is installed to meet or exceed federal or state regulations. 3 Stage I Vapor Recovery systems consisting of hose attachments and fittings. 8 Stage II Vapor Recovery systems consisting of nozzle attachments, piping, pumps, and onboard refueling vapor recovery (ORVR) devices. 3 tight fill fittings on the tank fill pipe. 6 five-gallon spill buckets. 3 flapper valves installed in fill pipes. 3 overfill alarms. 3 ball float vales as vent restrictors. 3 tank top sumps. 4 under dispenser sumps. 3 tank monitors and probes. Automatic tank gauging system consisting of control console, wiring, and tank monitors. 4 groundwater or soil vapor monitoring wells. 3 automatic line leak detectors (Red Jackets). The following items are subject to the incremental cost method: 2 15,000 double-walled tanks. 297' of double-walled piping. | 2010-09-03 | 159820 | 100
14521 | T1 | Quick -Way Retail Assoc. II LTD | 7583 | 4747 Greenville | Dallas | TX | 75206 | Dallas | CN603378738 | RN102163771 | 3 Stage I Vapor Recovery systems consisting of hose attachments and fittings. 12 Stage II Vapor Recovery systems consisting of nozzle attachments, piping, pumps, and onboard refueling vapor recovery (ORVR) devices. 3 tight fill fittings on the tank fill pipe. 6 five-gallon spill buckets. 3 flapper valves installed in fill pipes. 3 overfill alarms. 3 ball float vales as vent restrictors. 3 tank top sumps. 6 under dispenser sumps. 3 tank monitors and probes. Automatic tank gauging system consisting of control console, wiring, and tank monitors. 4 groundwater or soil vapor monitoring wells. 3 automatic line leak detectors (Red Jackets). 1 18,000 double-walled tank. 1 15,000 double-walled tank. 522' of double-walled piping. | The following property is used 100% for pollution control and is installed to meet or exceed federal or state regulations. 3 Stage I Vapor Recovery systems consisting of hose attachments and fittings. 12 Stage II Vapor Recovery systems consisting of nozzle attachments, piping, pumps, and onboard refueling vapor recovery (ORVR) devices. 3 tight fill fittings on the tank fill pipe. 6 five-gallon spill buckets. 3 flapper valves installed in fill pipes. 3 overfill alarms. 3 ball float vales as vent restrictors. 3 tank top sumps. 6 under dispenser sumps. 3 tank monitors and probes. Automatic tank gauging system consisting of control console, wiring, and tank monitors. 4 groundwater or soil vapor monitoring wells. 3 automatic line leak detectors (Red Jackets). The following items are subject to the incremental cost method: 1 18,000 double-walled tank. 1 15,000 double-walled tank. 522' of double-walled piping. | 2010-09-03 | 233297 | 100
14522 | T1 | Owens Corning Roofing & Asphalt, LLC | Owens Corning Roofing & Asphalt, LLC | 201 N. Nursery Road | Irving | TX | 75601 | Dallas | CN603528050 | RN100225291 | tank fume combustion air filter system. | Returned for failure to respond to a deficiency letter. | 2010-12-08 | 0 | 100
14523 | T1 | Owens Corning Roofing & Asphalt, LLC | Owens Corning Roofing & Asphalt, LLC | 201 N. Nursery Road | Irving | TX | 75601 | Dallas | CN603528050 | RN100225291 | Torit DFO 3-24 Dust Collector baghouse (EPN 324) with high efficiency particulate arresting (HEPA) filter. | The following property is used 100% for pollution control and is installed to meet or exceed federal or state regulations. Torit DFO 3-24 dust collector baghouse. High efficiency particulate arresting filter. | 2010-11-19 | 151926.9 | 100
14524 | T1 | Owens Corning Insulation Systems, LLC | Owens Corning Insulation Systems, LLC | 3700 N I-35 | Waxahachie | TX | 75168 | Ellis | CN603159088 | RN100223585 | Not listed. | Withdrawn/Returned | 2010-07-01 | 0 | 100
14525 | T1 | Owens Corning Insulation Systems, LLC | Owens Corning Insulation Systems, LLC | 3700 N I-35 | Waxahachie | TX | 75168 | Ellis | CN603159088 | RN100223585 | Not listed. | Withdrawn/Returned | 2010-06-10 | 0 | 100
14526 | T1 | American Wood Fibers | AmericanWood Fibers | 6203 FM 1998 | Marshall | TX | 75670 | Harrison | CN603477852 | RN105730634 | Not listed on application. | Withdrawn by applicant | 2010-05-27 | 0 | 100
14527 | T1 | BASF Corporation | BASF Construction Chemicals, L.L.C | 7104 Wright Road | Houston | TX | 77041 | Harris | CN600124895 | RN100887298 | dust collection system | Returned for failure to respond to a deficiency letter. | 2011-06-29 | 0 | 100
14529 | T4 | Alon USA, LP | Alon-Big Spring Refinery | East I-20 & Refinery Rd | Big Spring | TX | 79720 | Howard | CN600881783 | RN100250869 | Hydrotreater for low sulfur gasoline. | Returned for failure to respond to a deficiency letter. | 2012-03-05 | 27800000 | 100
14530 | T3 | Baker Petrolite | Baypark Plant | 13200 Bayport Road | Houston | TX | 77057 | Harris | CN600127195 | RN100223536 | Emergency vent quench/blowdown tank for Plants 2 and 3. | The following property is used 71% for pollution control and is installed to meet or exceed federal or state regulations. Emergency vent quench/blowdown tank. | 2011-01-25 | 7765398 | 71.11
14531 | T2 | Baker Petrolite | Baypark Plant | 13200 Bayport Road | Houston | TX | 77057 | Harris | CN600127195 | RN100223536 | Tank farm modification process and Semi Bulk filling station for Plant 2 & 3. | Returned for failure to respond to a deficiency letter. | 2011-05-12 | 3122559 | 100
14532 | T1 | Baker Petrolite | Baypark Plant | 13200 Bayport Road | Houston | TX | 77057 | Harris | CN600127195 | RN100223536 | Not listed. | Withdrawn/Returned | 2010-05-28 | 0 | 100
14533 | T1 | Baker Petrolite | Baypark Plant | 13200 Bayport Road | Houston | TX | 77057 | Harris | CN600127195 | RN100223536 | Repairs (20-foot by 20-foot) to concrete trench for Plant 2. 6-foot by 20-foot concrete pad at loading area for tanker trucks behind Plant 2. Extension of height by 6 inches of concrete containment walls for the Plant 3 transformer. | The following property is used 100% for pollution control and is installed to meet or exceed federal or state regulations. 20-foot by 20-foot concrete trench. 6-foot by 20-foot concrete pad. Concrete containment walls for the Plant 3 transformer. | 2011-01-25 | 36672 | 100
14534 | T3 | Williams Field Services-Gulf Coast Co | Markham Gas Treating Facility | 4367 County Road 403 | Markham | TX | 77456 | Matagorda | CN602524001 | RN103765970 | Initial raw natural gas cleaning and waste removal system, amine processing system, and dehydration system. | A negative determination. This equipment is used to convert raw natural gas into marketable gas products. Production equipment is not eligible for a positive use determination. | 2011-01-25 | 13300212 | 100
14535 | T1 | Optim Energy Twin Oaks, LP | Twin Oaks Power Station | 13065 Plant Road | Bremond | TX | 76629 | Robertson | CN603023250 | RN105971238 | Mobotec USA Rotating Opposed Fired Air (ROFA) and ROTAMIX systems on Unit 2, using high velocity over fire air and ammonia injection to increase removal of nitrogen oxides, sulfur dioxide, and mercury from flue gas. | The following property is used 100% for pollution control and is installed to meet or exceed federal or state regulations. Mobotec USA Rotating Opposed Fired Air system. ROTAMIX system. | 2010-11-19 | 3911761 | 100
14536 | T1 | HEP Refining Assets, LP | Holly Energy Partners, LP | 1000 Eastside Road | El Paso | TX | 79915 | El Paso | CN603653205 | RN101049195 | Internal floating roof and secondary seals on Tank 207. | The following property is used 100% for pollution control and is installed to meet or exceed federal or state regulations. Internal floating roof and secondary seals installed on Tank 207. | 2010-07-13 | 85953 | 100
14537 | T1 | HEP Refining Assets, LP | Holly Energy Partners, LP | 897 Hawkins Blvd | El Paso | TX | 79915 | El Paso | CN603653205 | RN100226000 | Internal floating roofs and secondary seals on Tanks 212, 217, 218, 219, and 220. | The following property is used 100% for pollution control and is installed to meet or exceed federal or state regulations. Internal floating roofs and secondary seals installed on Tanks 212, 217, 218, 219, and 220. | 2010-07-13 | 1123560 | 100
14538 | T1 | Fort Bend Rice Land Properties, Ltd | Fort Bend Rice Land Properties, Ltd | 2875 Woods Rd | Brookshire | TX | 77423 | Fort Bend | insufficient Information | RN105556096 | containment structure with storage | Returned for failure to respond to a deficiency letter. | 2010-12-08 | 0 | 100
14539 | T1 | Capacity of Texas, Inc | Capacity of Texas, Inc | 401 Capacity Drive | Longview | TX | 75604 | Gregg | CN601535917 | RN102998028 | paint booth system | Returned for failure to respond to a deficiency letter. | 2011-01-03 | 0 | 100
14540 | T1 | Air Products LLC | Corpus Christi Hydrogen Facility | 5401 Upriver Road | Corpus Christi | TX | 78407 | Nueces | CN602299257 | RN105863914 | Continuous emissions monitoring system on reformer stack. Catalytic reduction system. | The following property is used 100% for pollution control and is installed to meet or exceed federal or state regulations. Continuous emissions monitoring system. Catalytic reduction system. | 2010-10-14 | 1140000 | 100
14541 | T1 | PL Propylene LLC | PL Propylene LLC | 9822 La Porte Freeway | Houston | TX | 77017 | Harris | CN604650093 | RN105638399 | Continuous emissions monitor on cooling tower CT-101, including continuous emissions monitors, a processor analyzer building, a Maxim II continuous highly reactive volatile organic compound (HRVOC) analyzer, a TEST process analytical sample conditioning system, a sample/return pump, a climate controlled calibration cabinet, and a data acquisition fiber optic hub and terminal. | The following property is used 100% for pollution control and is installed to meet or exceed federal or state regulations. Continuous emissions monitor system for cooling tower CT-101, including continuous emissions monitors, a processor analyzer building, a Maxim II continuous highly reactive volatile organic compound (HRVOC) analyzer, a TEST process analytical sample conditioning system, a sample/return pump, a climate controlled calibration cabinet, and a data acquisition fiber optic hub and terminal. | 2010-07-07 | 4625000 | 100
14542 | T3 | PL Propylene LLC | PL Propylene LLC | 9822 La Porte Freeway | Houston | TX | 77017 | Harris | CN604650093 | RN105638399 | Callidus staged type, induced draft, Ultra-Low NOx burners on the charge gas heater. | The following property is used 10.35% for pollution control and is installed to meet or exceed federal or state regulations. Callidus staged type, induced draft, Ultra-Low NOx burners. | 2011-01-25 | 2523000 | 100
14543 | T1 | PL Propylene LLC | Houston Plant | 9822 La Porte Freeway | Houston | TX | 77017 | Harris | CN604650093 | RN105638399 | Sample ports in the exhaust stack for the charge gas heater, including a platform, power supply, and stack ports. Continuous emission monitoring system on stack for charge gas heater, including a Siemens LDS6 in-situ ammonia analyzer, Rosemont analyzers for nitrogen oxides, carbon monoxide, and oxygen, a process analyzer building, a sample conditioning system, a power supply, conduit lines, a pressure monitor, a flow monitor, sample/return pump lines, a calibration cabinet, and a data acquisition system with fiber optic hub and termination. | The following property is used 100% for pollution control and is installed to meet or exceed federal or state regulations. Exhaust stack sample ports for the continuous emission monitoring system. | 2011-04-06 | 5774000 | 100
14544 | T1 | PL Propylene LLC | PL Propylene LLC | 9822 La Porte Freeway | Houston | TX | 77017 | Harris | CN604650093 | RN105638399 | Selective catalytic reduction system in exhaust stack for charge gas heater 4000-B. | The following property is used 100% for pollution control and is installed to meet or exceed federal or state regulations. Selective catalytic reduction system installed on exhaust stack for charge gas heater 4000-B | 2010-07-13 | 11038000 | 100
14545 | T1 | Mauser Corp | Mauser Corp | 4004 Homestead Rd | Houston | TX | 77028 | Harris | CN603642208 | RN100211002 | Thermal oxidizer EP-7A/7B to control volatile organic compounds from five surface coating ovens and the Line 3 lining booths | The following property is used 100% for pollution control and is installed to meet or exceed federal or state regulations. Thermal oxidizer EP-7A/7B. Piping installed to route emissions from the Line 3 lining booths to Thermal oxidizer EP-7A/7B. | 2010-07-13 | 750000 | 100
14546 |  | Void - duplicate of 14483 | Void - duplicate of 14483 |  |  |  |  | Void | None Assigned | None Assigned | Void - duplicate of 14483 | Void - duplicate of 14483 | 2010-05-25 | 0 | 100
14547 | T1 | Wise County Power Company LLC | Wise County Power Plant | 800 Boons Creek Lane | Poolville | TX | 76487 | Wise | CN600127963 | RN102584844 | cathodic protection | Withdrawn by applicant | 2010-07-19 | 57233 | 100
14548 | T1 | Wise County Power Company LLC | Wise County Power Plant | 800 Boons Creek Lane | Poolville | TX | 76487 | Wise | CN600127963 | RN102584844 | Asphalt apron surrounding the facility's cooling tower designed to capture cooling tower overspray. The apron extends 20 feet from the north, west, and east sides of the cooling tower and 10 feet from the south side of the tower. The environmental benefit is prevention of land or groundwater contamination by chemicals in the overspray. | Returned for failure to respond to a deficiency letter. | 2011-08-22 | 214360 | 100
14549 | T1 | Wise County Power Company LLC | Wise County Power Plant | 800 Boons Creek Lane | Poolville | TX | 76487 | Wise | CN600127963 | RN102584844 | Installed approximately 103,500 square feet of asphalt paving and 58,331 square feet of chip seal along the perimeter of the plant area. | The following property is used 100% for pollution control and is installed to meet or exceed federal or state regulations. 103,500 square feet of asphalt paving. 58,331 square feet of chip seal along the perimeter of the plant area. | 2010-08-26 | 398463 | 100
14550 | T2 | Wise County Power Company LLC | Wise County Power Plant | 800 Boons Creek Lane | Poolville | TX | 76487 | Wise | CN600127963 | RN102584844 | Spare parts for the Dry Low NOx Combustion System on the combustion turbines. The Dry Low-NOx is located inside the combustion turbine and it was installed to prevent the formation of NOx during combustion process. | The following property is used 100% for pollution control and is installed to meet or exceed federal or state regulations. Spare parts for the Dry Low NOx Combustion System located in the combustion turbines. | 2010-07-28 | 4611411 | 100
14551 | T1 | Wise County Power Company LLC | Wise County Power Plant | 800 Boons Creek Lane | Poolville | TX | 76487 | Wise | CN600127963 | RN102584844 | Blowdown systems for heat recovery steam generators. | The three blowdown systems are considered production equipment and 30 TAC 307.4 does not require the installation of these systems. | 2011-04-06 | 529936 | 100
14552 | T2 | Ennis Power Company, L.L.C. | Ennis-Tractebel Power Plant | 4001 West Ennis Avenue | Ennis | TX | 75120 | Ellis | CN603461740 | RN100212430 | Low load carbon monoxide controls system | According to the application the Low-Load Carbon Monoxide modifications were made to allow the utility to produce power at a lower load. Without the modifications the utility would not be producing power. Neither of the regulations (30 TAC 117.1310 and 40 CFR 50.8) requires the installation of equipment for the purpose of maintaining profitability. | 2011-05-16 | 1250000 | 100
14553 | T1 | Ennis Power Company LLC | Ennis-Tractebel Power Plant | 4001 West Ennis Ave | Ennis | TX | 75120 | Ellis | CN603461740 | RN100212430 | Installed secondary containment for a chemical storage building. | Chemical storage buildings are not considered secondary containment as listed on the Equipment and Categories List - S-6. Therefore these buildings are not eligible. | 2011-04-06 | 22028 | 100
14554 | T1 | Ennis Power Company LLC | Ennis-Tractebel Power Plant | 4001 West Ennis Ave | Ennis | TX | 75120 | Ellis | CN603461740 | RN100212430 | Nitrogen oxide monitor for the continuous emission monitoring system. | The following property is used 100% for pollution control and is installed to meet or exceed federal or state regulations. Nitrogen oxide monitor for the continuous emission monitoring system. | 2010-08-26 | 62060 | 100
14555 | T1 | Ennis Power Company LLC | Ennis-Tractebel Power Plant | 4001 West Ennis Ave | Ennis | TX | 75120 | Ellis | CN603461740 | RN100212430 | cathodic protection | Withdrawn by applicant | 2010-07-19 | 86828 | 100
14556 | T1 | Ennis Power Company LLC | Ennis-Tractebel Power Plant | 4001 West Ennis Ave | Ennis | TX | 75120 | Ellis | CN603461740 | RN100212430 | 140,000 square feet of asphalt paving on plant roadways to control dust. | The following property is used 100% for pollution control and is installed to meet or exceed federal or state regulations. 140,000 square feet of asphalt paving on plant roadways to control dust. | 2010-08-26 | 933876 | 100
14557 | T1 | Ennis Power Company LLC | Ennis-Tractebel Power Plant | 4001 West Ennis Ave | Ennis | TX | 75120 | Ellis | CN603461740 | RN100212430 | Blowdown systems for heat recovery steam generators. | The three blowdown systems are considered production equipment and 30 TAC 307.4 does not require the installation of these systems. | 2011-04-06 | 273414 | 100
14558 | T1 | Bayer Material Science LLC | Baytown Plant | 8500 West Bay Road | Baytown | TX |  | Chambers | CN603578188 | RN100209931 | Installed a stripper. | Returned for failure to respond to a deficiency letter. | 2010-12-03 | 230286 | 100
14559 | T1 | Bayer Material Science LLC | Baytown Plant | 8500 West Bay Road | Baytown | TX |  | Chambers | CN603578188 | RN100209931 | Installed two strippers. | a negative determination is issued for this application. The stripper is used to recover excess phosgene added during the production process. The recovered phosgene is then reused in the production process. Recovery and reuse of process chemicals does not qualify as pollution control. | 2011-01-28 | 560282 | 100
14560 | T1 | Bayer Material Science LLC | Baytown Plant | 8500 West Bay Road | Baytown | TX |  | Chambers | CN603578188 | RN100209931 | Installed new vent piping for the scrubber used to control particulates and chemicals in exhaust gases. | Returned for failure to respond to a deficiency letter. | 2010-12-03 | 84300 | 100
14561 | T1 | Bayer Material Science LLC | Baytown Plant | 8500 West Bay Road | Baytown | TX |  | Chambers | CN603578188 | RN100209931 | Installed a stripper. | Returned for failure to respond to a deficiency letter. | 2010-12-03 | 21824 | 100
14562 | T1 | Bayer Material Science LLC | Baytown Plant | 8500 West Bay Road | Baytown | TX |  | Chambers | CN603578188 | RN100209931 | Installed two heaters associated with a stripper. Installed a sump pump. | Returned for failure to respond to a deficiency letter. | 2010-12-03 | 38339 | 100
14563 | T1 | Bayer Material Science LLC | Baytown Plant | 8500 West Bay Road | Baytown | TX |  | Chambers | CN603578188 | RN100209931 | Installed a sump pump. | Returned for failure to respond to a deficiency letter. | 2010-07-22 | 225094 | 100
14564 | T1 | Bayer Material Science LLC | Baytown Plant | 8500 West Bay Road | Baytown | TX |  | Chambers | CN603578188 | RN100209931 | Installed an ammonia tank and Flexipac 3YSheet Metal Structured Packing for scrubber column. Installed a NOX Compressor and selective catalytic reactor. Installed a stripper condensate tank. Installed waste neutralization sump and wastewater holding tank. | Returned for failure to respond to a deficiency letter. | 2010-12-03 | 2908868 | 100
14565 | T1 | Bayer Material Science LLC | Baytown Plant | 8500 West Bay Road | Baytown | TX |  | Chambers | CN603578188 | RN100209931 | Installed a new liner for a sulfuric acid sump pump. | Returned for failure to respond to a deficiency letter. | 2010-12-03 | 14148 | 100
14566 | T1 | Bayer Material Science LLC | Baytown Plant | 8500 West Bay Road | Baytown | TX |  | Chambers | CN603578188 | RN100209931 | Installed preheaters upstream of the stripper. Installed a knockout pot. | Returned for failure to respond to a deficiency letter. | 2010-12-03 | 166951 | 100
14567 | T1 | Bayer Material Science LLC | Baytown Plant | 8500 West Bay Road | Baytown | TX |  | Chambers | CN603578188 | RN100209931 | Installed a sump pump and a wastewater feed pump. | Returned for failure to respond to a deficiency letter. | 2010-12-03 | 1091048 | 100
14568 | T1 | Bayer Material Science LLC | Baytown Plant | 8500 West Bay Road | Baytown | TX |  | Chambers | CN603578188 | RN100209931 | Installed a stripper bottom transfer pump and a reflux pump. | Returned for failure to respond to a deficiency letter. | 2010-12-03 | 1247652 | 100
14569 | T1 | Bayer Material Science LLC | Baytown Plant | 8500 West Bay Road | Baytown | TX |  | Chambers | CN603578188 | RN100209931 | Installed a NOx analyzer. | Returned for failure to respond to a deficiency letter. | 2010-12-03 | 12932 | 100
14570 | T1 | Bayer Material Science LLC | Baytown Plant | 8500 West Bay Road | Baytown | TX |  | Chambers | CN603578188 | RN100209931 | Installed an ammonia stripper and a reflux condenser. | Returned for failure to respond to a deficiency letter. | 2010-12-03 | 1269284 | 100
14571 | T1 | Campbell Concrete | McNight Plant | 19300 Moorehead Rd | Conroe | TX | 77302 | Montgomery | Insufficient Information | Insufficient Information | Water truck used to control particulate emissions from plant roads. | The following property is used 100% for pollution control and is installed to meet or exceed federal or state regulations. Water truck. | 2010-10-26 | 47555 | 100
14572 | T1 | Trinity Materials, Inc | Trinity Materials #1226 | 5034 University Parks Dr | Waco | TX | 76706 | McLennan | CN600323000 | RN105513998 | Installed a portable washing pit. | Withdrawn by applicant | 2010-08-16 | 104123 | 100
14573 | T1 | NRG Texas Power LLC | Cedar Bayou Iv | 7705 Old West Bay Rd | Baytown | TX | 77520 | Chambers | CN603207218 | RN100825371 | 1. Paving installed at certain locations within the facility. 2. Cathodic protection for tanks and piping. 3, 4 & 5. Secondary containment for Generator Step-Up Transformers, Chemical & Oil Wastes, and Combustion Turbines. | A positive use determination of 100% for the secondary containment, the environmental paving, the automatic tank gauging, and the dielectric coatings. | 2008-06-30 | 4046047 | 100
14574 | T2 | NRG Texas Power LLC | Cedar Bayou Electric Generating Station | 7705 West Bay Rd | Eldon | TX | 77520 | Chambers | CN603207218 | RN100825371 | Continuous Emission Monitoring Systems (CEMS) hardware and software were upgraded to new StackVision System for Cedar Bayou (CBY) 1, CBY2, AB2 (Auxiliary Boiler) and AB3. New opacity monitors (Lighthawk 560) were purchased and installed on CBY1 and CBY2. | A positive use determination of 100% for the CEMS and the Opacity Monitors. | 2008-03-25 | 79926.14 | 100
14575 | T1 | Hanson Aggregates West, Inc | Bristol Plant | 7000 E. State Hwy 34 | Ennis | TX | 75119 | Ellis | CN601122526 | RN105721310 | Plant sumps 1 and 2. | Returned for failure to respond to a deficiency letter. | 2011-01-03 | 41819 | 100
14576 | T1 | Shintech Incorporated | Shintech Freeport PVC Plant | 5618 E. Highway 332 | Freeport | TX | 77541 | Brazoria | CN600128425 | RN100213198 | Installed new ultra low-NOx burners on boiler unit UN-3701A. | The following property is used 100% for pollution control and is installed to meet or exceed federal or state regulations. The following item is subject to the incremental cost method: Low NOx burners installed on Unit UN-3701A. | 2010-10-14 | 262116 | 100
14577 | T1 | Shintech Incorporated | Shintech Freeport PVC Plant | 5618 E. Highway 332 | Freeport | TX | 77541 | Brazoria | CN600128425 | RN100213198 | Installed a new ultra low-NOx burners on unit UN-3701B. | The following property is used 100% for pollution control and is installed to meet or exceed federal or state regulations. The following item is subject to the incremental cost method: Low NOx burners installed on UN-3701B. | 2010-09-14 | 232045 | 100
14578 | T1 | Shintech Incorporated | Shintech Freeport PVC Plant | 5618 E. Highway 332 | Freeport | TX | 77541 | Brazoria | CN600128425 | RN100213198 | New ultra low-NOx burners on boiler unit UN-3701C. | The following property is used 100% for pollution control and is installed to meet or exceed federal or state regulations. The incremental cost difference between the cost of the existing low NOx burners and the cost of the replacement low NOx burners installed on Unit UN-3701C. | 2010-08-30 | 232045 | 100
14579 | T1 | Shintech Incorporated | Shintech Freeport PVC Plant | 5618 E. Highway 332 | Freeport | TX | 77541 | Brazoria | CN600128425 | RN100213198 | New ultra low-NOx burners on boiler unit UN-2701A. | The following property is used 100% for pollution control and is installed to meet or exceed federal or state regulations. The incremental cost difference between the cost of the existing low NOx burners and the cost of the replacement low NOx burners installed on UN-2701A. | 2010-08-30 | 53680 | 100
14580 | T1 | Shintech Incorporated | Shintech Freeport PVC Plant | 5618 E. Highway 332 | Freeport | TX | 77541 | Brazoria | CN600128425 | RN100213198 | New ultra low-NOx burners on boiler unit UN-2701B. | The following property is used 100% for pollution control and is installed to meet or exceed federal or state regulations. The incremental cost difference between the cost of the existing low NOx burners and the cost of the replacement low NOx burners installed on UN-2701B. | 2010-08-30 | 53680 | 100
14581 | T1 | Shintech Incorporated | Shintech Freeport PVC Plant | 5618 E. Highway 332 | Freeport | TX | 77541 | Brazoria | CN600128425 | RN100213198 | New ultra low-NOx burners on boiler unit UN-2701C. | The following property is used 100% for pollution control and is installed to meet or exceed federal or state regulations. The incremental cost difference between the cost of the existing low NOx burners and the cost of the replacement low NOx burners installed on UN-2701C. | 2010-08-30 | 53680 | 100
14582 | T1 | Shintech Incorporated | Shintech Freeport PVC Plant | 5618 E. Highway 332 | Freeport | TX | 77541 | Brazoria | CN600128425 | RN100213198 | New ultra low-NOx burners on boiler unit UN-752A. | The following property is used 100% for pollution control and is installed to meet or exceed federal or state regulations. The incremental cost difference between the cost of the existing low NOx burners and the cost of the replacement low NOx burners installed on UN-752A. | 2010-08-30 | 326867 | 100
14583 | T1 | Shintech Incorporated | Shintech Freeport PVC Plant | 5618 E. Highway 332 | Freeport | TX | 77541 | Brazoria | CN600128425 | RN100213198 | New ultra low-NOx burners for boiler unit UN-752D. | Withdrawn by applicant | 2010-08-12 | 578500 | 100
14584 | T1 | Energy Transfer Fuel | Texas Independent Pipeline |  |  |  |  | Ellis | CN601587652 | RN104584123 | Installation of erosion and sedimentation controls including silt fence structures, diking, compacted earth formations, staked hay or straw bales, sand bags, mulch and seeds, and polyurethane trench breakers. | The following property is used 100% for pollution control and is installed to meet or exceed federal or state regulations. Erosion and sedimentation controls including silt fence structures, diking, compacted earth formations, staked hay or straw bales, sand bags, mulch and seeds, and polyurethane trench breakers. | 2010-07-14 | 826878 | 100
14585 | T1 | Energy Transfer Fuel | Texas Independent Pipeline |  |  |  |  | Ellis | CN601587652 | RN104584123 | Installed intelligent pipeline gauges (PIG) launchers and receivers. | The following property is used 100% for pollution control and is installed to meet or exceed federal or state regulations. The intelligent pipeline inspection gauge launchers and receivers installed for leak detection. | 2010-07-14 | 4308389 | 100
14586 | T1 | Energy Transfer Fuel | 36 Inch Southern Shale Lateral Pipeline |  |  |  |  | Ellis | CN601587652 | RN104584123 | Protective plastic coatings and cathodic protection installed for natural gas pipeline. | The following property is used 100% for pollution control and is installed to meet or exceed federal or state regulations. Protective plastic coatings and cathodic protection installed for natural gas pipeline. | 2010-12-21 | 43513 | 100
14587 | T1 | Energy Transfer Fuel | 36 Inch Southern Shale Lateral Pipeline |  |  |  |  | Ellis | CN601587652 | RN104584123 | Erosion and sedimentation controls including silt fence structures, diking, compacted earth formations, staked hay or straw bales, sand bags, mulch and seeds, and polyurethane trench breakers. | The following property is used 100% for pollution control and is installed to meet or exceed federal or state regulations. Erosion and sedimentation controls including silt fence structures, diking, compacted earth formations, staked hay or straw bales, sand bags, mulch and seeds, and polyurethane trench breakers. | 2010-07-14 | 812261 | 100
14588 | T1 | Energy Transfer Fuel | Southern Shale Lateral Pipeline | Ellis, Johnson | Tarrant Counties | TX |  | Ellis | CN602673071 | Insufficient Information | Intelligent pipeline inspection gauge launchers and receivers installed for leak detection. | The following property is used 100% for pollution control and is installed to meet or exceed federal or state regulations. Intelligent pipeline inspection gauge launchers and receivers installed for leak detection. | 2010-07-14 | 446744 | 100
14589 | T1 | Oxbow Calcining USA Inc | Oxbow Calcining LLC- Port Arthur Plant | Coke Dock Road | Port Arthur | TX | 77640 | Jefferson | CN602552424 | RN100209287 | Filters, piping and a pump for the Rainbird Particulate Suppression System were upgraded. Wind fence for the raw petroleum coke (RPC) stockpile. Dust covers for the RPC stockpile conveyors. | The following property is used 100% for pollution control and is installed to meet or exceed federal or state regulations. Filters, piping and pump for the Rainbird Particulate Suppression System. Wind fence for the raw petroleum coke (RPC) stockpile. Dust covers for the RPC stockpile conveyors. | 2010-08-23 | 528284 | 100
14590 | T1 | Oxbow Calcining USA Inc | Oxbow Calcining LLC- Port Arthur Plant | Coke Dock Road | Port Arthur | TX | 77640 | Jefferson | CN602552424 | RN100209287 | Containment wall to prevent storm water from running into the calcined petroleum coke storage area. | Withdrawn by applicant | 2010-10-27 | 21816 | 100
14591 | T1 | Oxbow Calcining USA Inc | Oxbow Calcining LLC- Port Arthur Plant | Coke Dock Road | Port Arthur | TX | 77640 | Jefferson | CN602552424 | RN100209287 | Repaired cracks in the exhaust stack for Kiln #2. | The following property is used 100% for pollution control and is installed to meet or exceed federal or state regulations. Kiln #2 exhaust stack repairs. | 2010-08-26 | 39588 | 100
14592 | T1 | Oxbow Calcining USA Inc | Oxbow Calcining LLC- Port Arthur Plant | Coke Dock Road | Port Arthur | TX | 77640 | Jefferson | CN602552424 | RN100209287 | incinerator | Returned for failure to respond to a deficiency letter. | 2010-12-28 | 0 | 100
14593 | T1 | Energy Transfer Fuel | Texas Independent Pipeline |  |  | TX |  | Ellis | CN601587652 | RN104584123 | Protective plastic coatings and cathodic protection installed for natural gas pipeline. | The following property is used 100% for pollution control and is installed to meet or exceed federal or state regulations. Protective plastic coatings and cathodic protection installed for natural gas pipeline. | 2011-04-30 | 10549159 | 100
14594 | T1 | Oglebay Norton Industrial Sands | Oglebay Norton Industrial Sands | 1000 Oglebay Norton Drive | Brady | TX | 76826 | McCulloch | CN600390694 | RN100683739 | Not listed on application. | Returned for failure to respond to a deficiency letter. | 2010-12-08 | 0 | 100
14595 | T1 | WM Renewable Energy, LLC | Westside Landfill | 12280 Camp Bowie West | Aledo | TX | 76008 | Parker | CN602991515 | RN101991925 | methane emissions control from landfill equipment. | Returned for failure to respond to a deficiency letter. | 2010-07-12 | 0 | 100
14596 | T1 | WM Renewable Energy, LLC | Austin Landfill | 9900 Giles Rd | Austin | TX | 78754 | Travis | CN602991515 | RN100215938 | methane emissions control from landfill equipment. | Returned for failure to respond to a deficiency letter. | 2010-07-12 | 0 | 100
14597 | T1 | WM Renewable Energy, LLC | Skyline Landfill | 1202 North Central Ave. | Ferris | TX | 75125 | Ellis | CN602991515 | RN100542232 | methane emissions control from landfill equipment. | Returned for failure to respond to a deficiency letter. | 2010-07-12 | 0 | 100
14598 | T1 | WM Renewable Energy, LLC | DFW 2 Landfill | 1600 Waste Management Blvd. | Lewisville | TX | 75067 | Denton | CN602991515 | None Assigned | methane emissions control from landfill equipment. | Returned for failure to respond to a deficiency letter. | 2010-07-12 | 0 | 100
14599 | T1 | South Texas Electric Cooperative, Inc. | Pearsall Generation Facility | 2393 County Road 1005 | Pearsall | TX | 78061 | Frio | Insufficient Information | Insufficient Information | The following were installed on each of 24 Wartsila lean-burn reciprocating engines, a selective catalytic reduction system, a catalytic oxidizer, and a dry cyclone separator. | The following property is used 100% for pollution control and is installed to meet or exceed federal or state regulations. Selective catalytic reduction system. Catalytic oxidizers. Dry cyclone separators. | 2011-04-07 | 15632969 | 100
14600 | T1 | Lanxess Corporation | Orange Plant | 4647 FM 1006 | Orange | TX | 77631 | Orange | CN603160508 | CN603160508 | Emissions monitor | Returned for failure to respond to a deficiency letter. | 2011-05-31 | 33523.2 | 100
14601 | T1 | Lanxess Corporation | Orange Plant | FM 1006; P.O. Box 2000 | Orange | TX | 77631 | Orange | CN602665556 | RN100825363 | Two feed pumps for wastewater steam strippers and piping to take stripped hydrocarbons to the flare. | The following property is used 100% for pollution control and is installed to meet or exceed federal or state regulations. Two wastewater steam stripper feed pumps. Piping to the flare. | 2011-01-11 | 2761.18 | 100
14602 | T1 | Lanxess Corporation | Orange Plant | FM 1006; P.O. Box 2000 | Orange | TX | 77631 | Orange | CN602665556 | RN100825363 | Wastewater stripper and piping to recover for reuse volatile organic compounds from wastewater. | The following property is used 100% for pollution control and is installed to meet or exceed federal or state regulations. Wastewater stripper. Stripper piping. | 2010-11-19 | 117573.68 | 100
14603 | T1 | Bayer Crop Science, LP | Lubbock Plant | 103 Erskine Street | Lubbock | TX | 79403 | Lubbock | CN601682701 | RN102925088 | Cyclone dust collector for debagging system. | Withdrawn by applicant | 2010-09-03 | 26985.89 | 100
14604 | T1 | Precision Drilling Trust/Grey Wolf Inc | Rig #827 | RD Wescott Surv., Abst. No. 1338 | Denton County | TX |  | Denton | Insufficent Information | Insufficent Information | Drilling mud recycling system, including shaker tanks, shale shakers, desilter, desander, and degasser. | The following property is used 100% for pollution control and is installed to meet or exceed federal or state regulations. Drilling mud recycling system consisting of only the shaker tank system, shale shaker, desilter, desander, and degasser. | 2011-02-17 | 316000 | 100
14605 | T1 | Precision Drilling Trust/Grey Wolf Inc | Rig #33 | 5331 Andrews Highway | Odessa | TX | 79760 | Ector | Insufficent Information | Insufficent Information | Drilling mud recycling system, including shaker tanks, shale shakers, desilter, desander, and degasser. | The following property is used 100% for pollution control and is installed to meet or exceed federal or state regulations. Drilling mud recycling system consisting of only the shaker tank system, shale shaker, desilter, desander, and degasser. | 2011-02-17 | 339000 | 100
14606 | T1 | Precision Drilling Trust/Grey Wolf Inc | Rig 50 | John Findley Surv., Abst. No. 247 |  | TX |  | Harrison | Insufficent Information | Insufficent Information | Drilling mud recycling system, including shaker tanks, shale shakers, desilter, desander, and degasser. | The following property is used 100% for pollution control and is installed to meet or exceed federal or state regulations. Drilling mud recycling system consisting of only the shaker tank system, shale shaker, desilter, desander, and degasser. | 2011-02-17 | 297000 | 100
14607 | T1 | Precision Drilling Trust/Grey Wolf Inc | Rig #554 | Martha Duncan Surv., Abst. No. 197 | Harrison County | TX |  | Harrison | Insufficent Information | Insufficent Information | Drilling mud recycling system, including shaker tanks, shale shakers, desilter, desander, and degasser. | The following property is used 100% for pollution control and is installed to meet or exceed federal or state regulations. Drilling mud recycling system consisting of only the shaker tank system, shale shaker, desilter, desander, and degasser. | 2011-02-17 | 354000 | 100
14608 | T1 | Precision Drilling Trust/Grey Wolf Inc | Rig #550 | J Duff Surv. 123, Abst. No. 165 |  | TX |  | Live Oak | Insufficent Information | Insufficent Information | Drilling mud recycling system, including shaker tanks, shale shakers, desilter, desander, and degasser. | The following property is used 100% for pollution control and is installed to meet or exceed federal or state regulations. Drilling mud recycling system consisting of only the shaker tank system, shale shaker, desilter, desander, and degasser. | 2011-02-17 | 354000 | 100
14609 | T1 | Precision Drilling Trust/Grey Wolf Inc | Rig #405 | Z Whitesides Surv, Abst No 839 |  | TX |  | Montague | CN603453770 | Insufficent Information | Drilling mud recycling system, including shaker tanks, shale shakers, desilter, desander, and degasser. | The following property is used 100% for pollution control and is installed to meet or exceed federal or state regulations. Drilling mud recycling system consisting of only the shaker tank system, shale shaker, desilter, desander, and degasser. | 2011-02-17 | 288000 | 100
14610 | T1 | Precision Drilling Trust/Grey Wolf Inc | Rig #552 | H&TC RR Co Surv, Sect 210, Bl 35 |  | TX |  | Ward | Insufficent Information | Insufficent Information | Drilling mud recycling system, including shaker tanks, shale shakers, desilter, desander, and degasser. | The following property is used 100% for pollution control and is installed to meet or exceed federal or state regulations. Drilling mud recycling system consisting of only the shaker tank system, shale shaker, desilter, desander, and degasser. | 2011-02-17 | 354000 | 100
14611 | T1 | Precision Drilling Trust/Grey Wolf Inc | Rig #553 | H&TC RR Co Surv, Sect 180, Bl 34 |  | TX |  | Ward | Insufficent Information | Insufficent Information | Drilling mud recycling system, including shaker tanks, shale shakers, desilter, desander, and degasser. | The following property is used 100% for pollution control and is installed to meet or exceed federal or state regulations. Drilling mud recycling system consisting of only the shaker tank system, shale shaker, desilter, desander, and degasser. | 2011-02-17 | 354000 | 100
14612 | T1 | Precision Drilling Trust/Grey Wolf Inc | Rig #826 | Edwin R Johnson Surv, Abst 464 |  | TX |  | Wise | Insufficent Information | Insufficent Information | Drilling mud recycling system, including shaker tanks, shale shakers, desilter, desander, and degasser. | The following property is used 100% for pollution control and is installed to meet or exceed federal or state regulations. Drilling mud recycling system consisting of only the shaker tank system, shale shaker, desilter, desander, and degasser. | 2011-02-17 | 299000 | 100
14613 | T1 | Precision Drilling Trust/Grey Wolf Inc | Rig #551 | Porcion 26, Rafael Vela Sur, Ab 102 |  | TX |  | Zapata | Insufficent Information | Insufficent Information | Drilling mud recycling system consisting of only the shaker tank system, shale shaker, desilter, desander, and degasser. | The following property is used 100% for pollution control and is installed to meet or exceed federal or state regulations. Drilling mud recycling system consisting of only the shaker tank system, shale shaker, desilter, desander, and degasser. | 2011-02-17 | 354000 | 100
14614 | T1 | APAC Texas, Inc | Youngsport Plant | 18302 FM 2484 | Youngsport | TX |  | Bell | CN600317473 | No Regulated Entity at this Location | CFM Pulse Jet Baghouse, filter, blowers, and piping. | Withdrawn by applicant | 2010-09-10 | 367850 | 100
14615 | T1 | APAC Texas, Inc | Belton Plant | 2201 Taylors Valley Rd | Belton | TX |  | Bell | CN600317473 | No Regulated Entity at this Location | Not listed on application. | Withdrawn by applicant | 2010-09-10 | 0 | 100
14616 | T1 | APAC Texas, Inc | Kempner Plant | 5800 FM 2313 | Kempner | TX |  | Lampasas | CN600317473 | No Regulated Entity at this Location | CFM Pulse Jet baghouse, filter, blowers, and piping | Returned for failure to respond to a deficiency letter. | 2010-12-08 | 367850 | 100
14617 | T1 | APAC Texas, Inc | Balm Road Plant | 1001 Ed Bluestein Blvd | Austin | TX |  | Travis | CN602879652 | RN102776994 | Not listed on application. | Withdrawn by applicant | 2010-09-10 | 0 | 100
14618 | T1 | APAC Texas, Inc | Texas Concrete Oak Hill Plant | 9704 Shallow Ford Dr | Austin | TX |  | Travis | CN600317473 | No Regulated Entity at this Location | Not listed on application. | Withdrawn by applicant | 2010-09-10 | 0 | 100
14619 | T1 | APAC Texas, Inc | Round Rock Plant | 16263 Bratton Ln | Austin | TX |  | Travis | CN600317473 | No Regulated Entity at this Location | Not listed on application. | Withdrawn by applicant | 2010-09-10 | 0 | 100
14620 | T1 | APAC Texas, Inc | Manor Plant | 14201 Littig Rd | Manor | TX |  | Travis | CN600317473 | No Regulated Entity at this Location | Not listed on application. | Withdrawn by applicant | 2010-09-10 | 0 | 100
14621 | T1 | APAC Texas, Inc | Del Valle Plant | 2860 FM 973 | Austin | TX |  | Travis | CN600317473 | No Regulated Entity at this Location | Not listed on application. | Withdrawn by applicant | 2010-09-10 | 0 | 100
14622 | T1 | APAC Texas, Inc | South Plant | 713 Linger Ln | Austin | TX |  | Travis | CN600317473 | No Regulated Entity at this Location | CFM Pulse Jet baghouse, filter, blowers, and piping. | Withdrawn by applicant | 2010-09-10 | 367850 | 100
14623 | T1 | APAC Texas, Inc | Sewer Junction | 11729 W Hwy 29 | Liberty Hill | TX |  | Williamson | CN600317473 | No Regulated Entity at this Location | CFM Pulse Jet Baghouse, filter, blowers, and piping. | Withdrawn by applicant | 2010-09-10 | 367850 | 100
14624 | T1 | APAC Texas, Inc | Liberty Hill Plant | 11729 W Hwy 29 | Liberty Hill | TX |  | Williamson | CN600317473 | No Regulated Entity at this Location | Not listed on application. | Withdrawn by applicant | 2010-09-10 | 0 | 100
14625 | T1 | APAC Texas, Inc | Cedar Park Plant | 3975 E Whitestone | Cedar Park | TX |  | Williamson | CN600317473 | No Regulated Entity at this Location | Not listed on application. | Withdrawn by applicant | 2010-09-10 | 0 | 100
14626 | T1 | Bealine Environmental Services, Inc | Bealine Environmental | 9717 Chemical Rd | Pasadena | TX | 77507 | Harris | CN603159765 | RN100649995 | Not listed. | Withdrawn/Returned | 2016-08-16 | 0 | 100
14627 | T1 | Sandow Power Company LLC | Sandow 5 Generating Plant | 3708 Charles Martin Hall Rd | Rockdale | TX | 76567 | Milam | CN603256405 | RN105369805 | Two baghouse dust collectors for the Sandow 5 Generating Plant, hoists, pumps, piping, compressors, air slides, dedicated instrumentation, controls, and electrical equipment. | The following property is used 100% for pollution control and is installed to meet or exceed federal or state regulations. 2-baghouse dust collectors; hoists; pumps; compressors; air slides; dedicated instrumentation; controls; and electrical systems. | 2011-05-05 | 59425393 | 100
14628 | T1 | Sandow Power Company LLC | Sandow 5 Generating Plant | 3708 Charles Martin Hall Rd | Rockdale | TX | 76567 | Milam | CN603256405 | RN105369805 | Continuous emissions monitors for Unit 5 Boilers 5A and 5B for nitrogen oxides, sulfur dioxide, particulate matter, carbon monoxide, carbon dioxide, and opacity. | The following property is used 100% for pollution control and is installed to meet or exceed federal or state regulations. The continuous emissions monitors installed for Unit 5 Boilers 5A and 5B. | 2010-07-16 | 3688652 | 100
14629 | T1 | Sandow Power Company LLC | Sandow 5 Generating Plant | 3708 Charles Martin Hall Rd | Rockdale | TX | 76567 | Milam | CN603256405 | RN105369805 | Over-fire air system and selective non-catalytic reduction system to control nitrogen oxides from Unit 5 Boilers 5A and 5B. | The following property is used 100% for pollution control and is installed to meet or exceed federal or state regulations. The over-fire air system and selective non-catalytic reduction system installed to control nitrogen oxides from Unit 5 Boilers 5A and 5B. | 2010-07-16 | 9358041 | 100
14630 | T1 | Sandow Power Company LLC | Sandow 5 Generating Plant | 3708 Charles Martin Hall Rd | Rockdale | TX | 76567 | Milam | CN603256405 | RN105369805 | Sorbent injection system to remove mercury from flue gas from Unit 5 Boilers 5A and 5B. | The following property is used 100% for pollution control and is installed to meet or exceed federal or state regulations. The sorbent injection system installed to remove mercury from flue gas from Unit 5 Boilers 5A and 5B. | 2010-07-16 | 2864176 | 100
14631 | T1 | Sandow Power Company LLC | Sandow 5 Generating Plant | 3708 Charles Martin Hall Rd | Rockdale | TX | 76567 | Milam | CN603256405 | RN105369805 | Polishing scrubber and limestone preparation facilities for Boilers 5A and 5B, including hydrated lime silos, lime transfer systems, scrubber vessels, fly ash recirculation and lime injection equipment, and ancillary equipment. | The following property is used 100% for pollution control and is installed to meet or exceed federal or state regulations. Polishing scrubber and limestone preparation facilities for Boilers 5A and 5B. | 2011-01-11 | 15886132 | 100
14632 | T1 | Sandow Power Company LLC | Sandow 5 Generating Plant | 3708 Charles Martin Hall Rd | Rockdale | TX | 76567 | Milam | CN603256405 | RN105369805 | 24,000 square feet of concrete paving on facility roads to control dust from vehicular traffic. | The following property is used 100% for pollution control and is installed to meet or exceed federal or state regulations. 24,000 square feet of asphalt paving with concrete curbing. | 2011-01-25 | 690985 | 100
14633 | T1 | Sandow Power Company LLC | Sandow 5 Generating Plant | 3708 Charles Martin Hall Rd | Rockdale | TX | 76567 | Milam | CN603256405 | RN105369805 | Building for pumps to convey runoff water from coal piles to retention and treatment. | The following property is used 100% for pollution control and is installed to meet or exceed federal or state regulations. Coal pile runoff system pump building. | 2010-11-19 | 37377 | 100
14634 | T1 | Sandow Power Company LLC | Sandow 5 Generating Plant | 3708 Charles Martin Hall Rd | Rockdale | TX | 76567 | Milam | CN603256405 | RN105369805 | Bed ash collection and transportation system for circulating fluidized bed boilers 5A and 5B, including Stripper Coolers A and B, four airlocks and associated equalizer valves, three blowers, steel and ASHCOLITE piping, the Bed Ash Silo and vent filter, segregating and isolation valves, two pug-mill wet ash conditioners, water supply piping, bed ash silo unloading equipment, and instrumentation, controls, and electrical system. | The following property is used 100% for pollution control and is installed to meet or exceed federal or state regulations. Stripper Coolers A and B. Four airlocks and associated equalizer valves. Three blowers. Steel piping between pressure blowers and the airlocks. 75,400 cubic foot cylindrical Bed Ash Silo and silo vent filter. ASHCOLITE piping between airlocks and bed ash silo. Segregating and isolation valves. Two pug-mill wet ash conditioners. Water supply piping. Bed ash silo unloading equipment. Instrumentation, controls, and electrical system. | 2011-04-30 | 21661589 | 100
14635 | T1 | Sandow Power Company LLC | Sandow 5 Generating Plant | 3708 Charles Martin Hall Rd | Rockdale | TX | 76567 | Milam | CN603256405 | RN105369805 | Cathodic protection equipment installed on underground process water (boiler blowdown) piping. | The following property is used 100% for pollution control and is installed to meet or exceed federal or state regulations. Cathodic protection equipment. | 2010-10-14 | 77433 | 100
14636 | T1 | Cemex Cement | Balcones Cemex Mill | 2682 Wald Rd | New Braunfels | TX | 78132 | Comal | CN601235385 | RN102605375 | Constructed a shed for storage of used oil. | Withdrawn by applicant | 2010-07-27 | 36355 | 100
14637 | T1 | Cemex Balcones Quarry | Balcones Quarry | 2682 Wald Rd | New Braunfels | TX | 78132 | Comal | CN603403973 | RN102437274 | Aerobic septic system. | The following property is used 100% for pollution control and is installed to meet or exceed federal or state regulations. Aerobic septic system. | 2010-09-14 | 34180 | 100
14638 | T1 | Cemex USA | Planeport Plant 4 | 5500 Marshall Rd | El Paso | TX | 79930 | El Paso | CN600493605 | RN104671904 | Stormwater control fence. | Withdrawn by applicant | 2010-09-27 | 15400 | 100
14639 | T1 | MonierLife Tile, LLC | Katy Texas Plant | 30595 FM 529 | Brookshire | TX | 77423 | Waller | CN600689582 | MonierLife | Not listed. | Withdrawn/Returned | 2010-07-09 | 0 | 100
14640 | T1 | MonierLife Tile, LLC | Katy Texas Plant | 30595 FM 529 | Brookshire | TX | 77423 | Waller | CN600689582 | MonierLife | Not listed. | Withdrawn/Returned | 2010-07-09 | 0 | 100
14641 | T1 | Commemorative Brands, Inc | Austin Plant | 7211 Circle S Road | Austin | TX | 78745 | Travis | CN600126700 | RN102413382 | roof drains and the ground leak detection system. | Returned for failure to respond to a deficiency letter. | 2010-12-08 | 0 | 100
14642 | T1 | Commemorative Brands, Inc | Austin Plant | 7211 Circle S Road | Austin | TX | 78745 | Travis | CN600126700 | RN102413382 | various dust collectors, coolant flooding system, paint spray booth, and powder coating systems. | Returned for failure to respond to a deficiency letter. | 2010-12-08 | 0 | 100
14643 | T1 | Commemorative Brands, Inc | Austin Plant | 7211 Circle S Road | Austin | TX | 78745 | Travis | CN600126700 | RN102413382 | DI system, cyanide destruction system, metals treatment system with filter tank, and wastewater system upgrade. | Returned for failure to respond to a deficiency letter. | 2010-12-08 | 0 | 100
14644 | T1 | Sterling Chemicals, Inc | Texas City Chemical Plant | 201 Bay St. S | Texas City | TX | 77590 | Galveston | CN600126288 | RN100212620 | Automatic recirculation valves and control for boiler feed water. Deaerator tank for boiler feed water. | The automatic recirculation valves and de-aerator tank are production equipment. There is not an adopted environmental regulation that requires the installation of this equipment and the use of this equipment does not provide an environment benefit. | 2011-05-12 | 224866 | 100
14645 | T1 | Lauren Concrete | South Plant | 4501 McKinney Falls Parkway | Austin | TX | 78744 | Travis | CN605061001 | RN104997440 | Lay-Mor Sweeper. | The following property is used 100% for pollution control and is installed to meet or exceed federal or state regulations. Lay-Mor Sweeper. | 2010-09-14 | 19699 | 100
14646 | T1 | Lauren Concrete | Liberty Hill Plant | 50 CR 258 | Liberty Hill | TX | 78942 | Williamson | CN600316129 | RN104992979 | Purchased a Lay-Mor Sweeper for dust control. | The following property is used 100% for pollution control and is installed to meet or exceed federal or state regulations. Lay-Mor Sweeper. | 2010-10-14 | 20081 | 100
14647 | T1 | Takata Seat Belts | San Antonio Seat Belt Plant | 4611 Wiseman Blvd | San Antonio | TX | 78251 | Bexar | CN601488513 | RN100852409 | Wastewater pretreatment system. | The following property is used 100% for pollution control and is installed to meet or exceed federal or state regulations. Wastewater pretreatment system. | 2010-10-26 | 655287 | 100
14648 | T1 | ATMI Materials Ltd | Burnet Chemical Plant-Post Mountain | 706 Houston Clinton Drive | Burnet | TX | 78611 | Burnet | CN600389522 | RN102924321 | Not listed on application. | Returned for failure to respond to a deficiency letter. | 2010-12-08 | 0 | 100
14649 | T1 | Union Drilling, Inc | Rig 227 |  |  |  |  | Parker | CN603382771 | Insufficient Information | Drilling rig related equipment. | Returned for failure to respond to a deficiency letter. | 2010-12-08 | 0 | 100
14650 | T1 | Union Drilling, Inc | Rig 226 |  |  |  |  | Reagan | CN603382771 | Insufficient Information | Drilling rig related equipment. | Returned for failure to respond to a deficiency letter. | 2010-12-08 | 0 | 100
14651 | T1 | Union Drilling, Inc | Union Drilling, Inc |  |  |  |  | Midland | CN603382771 | Insufficient Information | Drilling rig related equipment. | Returned for failure to respond to a deficiency letter. | 2010-12-08 | 0 | 100
14652 | T1 | Transit Mix Concrete and Materials | Transit Mix Plant #272 | Hwy 95 East | Elgin | TX | 78621 | Bastrop | CN600125157 | Insufficient Information | wastewater system. | Company shut down facility, and consultant withdrew application. | 2010-07-09 | 0 | 100
14653 | T1 | Transit Mix Concrete and Materials | Transit Mix Plant #364 | 1580 Independence Drive | Bryan | TX | 77803 | Brazos | CN600408009 | RN102309507 | 70-foot by 100-foot concrete pavement to control dust from vehicular traffic. | The following property is used 100% for pollution control and is installed to meet or exceed federal or state regulations. 70-foot by 100-foot concrete pavement for process area. | 2010-10-21 | 53443.7 | 100
14654 | T1 | Allsup Petroleum, Inc | Allsup Petroleum, Inc | 2310 Barrow St | Abilene | TX | 79605 | Taylor | CN601099260 | RN102037967 | Double-walled tanks and pipes. Underground storage tank sumps. Automatic tank gauging. Automatic line leak detectors. Overfill alarms. Monitoring of secondary containment. | The following property is used 100% for pollution control and is installed to meet or exceed federal or state regulations. Underground storage tank sumps. Automatic tank gauging. Automatic line leak detectors. Overfill alarms. Secondary containment monitor. The incremental cost difference between the two 12,000-gallon and two 20,000-gallon double-walled tanks vs. the cost of a same sized single-walled tank. The incremental cost difference between the double-walled piping vs. the cost of a same sized and amount of single-walled piping. | 2010-10-14 | 190181.28 | 100
14655 | T1 | Total Petrochemicals USA, Inc | Port Arthur Refinery | Hwy 366 & 32nd St | Port Arthur | TX | 77642 | Jefferson | CN600582399 | RN102457520 | New East Flare, including flare stack, flare tip, seal drum, knock out drum, seal overflow drum, four pumps, piping, and controls. | The following property is used 100% for pollution control and is installed to meet or exceed federal or state regulations. flare stack, flare tip, seal drum, knock out drum, seal overflow drum, four pumps, piping, and controls. | 2011-06-06 | 62346083 | 100
14656 | T1 | Nalco Company | Nalco Texarkana Plant | 3901 Terry St | Texarkana | TX | 75501 | Bowie | CN601469448 | RN100666049 | Roof over East Tank Farm. The environmental benefit is compliance with the facility's no exposure certification under the TPDES Storm Water Multi-Sector General Permit. The roof ensures industrial activities and materials are isolated from precipitation. The Tier I Table Numbers are W57 and W74 | 4,000 square foot roof over the east tank farm. | 2011-10-20 | 30000 | 100
14657 | T1 | Nalco Company | Nalco Specialty Chemical Facility | 2322 CR 229 | Freeport | TX | 77541 | Brazoria | CN601469448 | RN102185717 | Sealed concrete containment area that is approximately 1,563 square feet with a 6 inch curb designed to contain storm water until it can be tested to determine if it has been contaminated by chemicals on-site and needs to be treated prior to discharge. The environmental benefit is soil and groundwater protection. | sealed concrete containment area that is approximately 1,563 square feet with a 6 inch curb designed to contain storm water until it can be tested to determine if it has been contaminated by chemicals on-site and needs to be treated prior to discharge. | 2011-08-23 | 94185 | 100
14658 | T1 | Baker Oil Tools | BOT - Beaumont | 7572 Garth St | Beaumont | TX | 77705 | Jefferson | CN600290134 | RN104088711 | Environmental controls on Kayco Model FB1810-8 paint booth. | Returned for failure to respond to a deficiency letter. | 2010-12-08 | 25292 | 100
14659 | T1 | Baker Oil Tools | BOT - Beaumont | 7572 Garth St | Beaumont | TX | 77705 | Jefferson | CN600290134 | RN104088711 | washing station for equipment. | Returned for failure to respond to a deficiency letter. | 2011-03-02 | 0 | 100
14660 | T2 | TDC-AIS Overwatch, LP | Overwatch Campus | 5301 Southwest Parkway | Austin | TX | 78735 | Travis | CN603097056 | RN105065379 | 7.3 acre storm water re-irrigation area. | The following property is used 100% for pollution control and is installed to meet or exceed federal or state regulations. 7.3 acre storm water re-irrigation area. | 2011-02-14 | 4464978 | 100
14661 | T1 | USG Corporation | Galena Park Plant | 1201 Mayo Shell Rd | Galena Park | TX | 77547 | Harris | Insufficient Detail | Insufficient Detail | rotary valve and conveyor near the Rock Dryer Dust Collector, new Dust Collector Screw Conveyor with 7.5 horsepower gear box and hopper, new Dust Collector Transfer Screw Conveyor; and new 60-inch inlet chute for the Dryer Discharge Elevator. | Withdrawn by applicant | 2010-08-06 | 0 | 100
14662 | T1 | Baker Oil Tools | BOT - Emmott Road | 9100 Emmott Rd | Houston | TX | 77040 | Harris | CN603886250 | RN100711647 | FARR Gold Series dust collector, including fan/motor assembly, silencer, fire suppression sprinkler system, pressure cleaning module, high pressure and high temperature alarm, six equipment inlets, and two floor sweeps. | Returned for failure to respond to a deficiency letter. | 2011-08-22 | 42669 | 100
14663 | T1 | Total Petrochemicals USA, Inc | Port Arthur Refinery | Hwy 366 & 32nd St | Port Arthur | TX | 77642 | Jefferson | CN600582399 | RN102457520 | modifications to the North and South Oily Water Sewer lift pumps, storm water collection system and tank, equalization tank, biological sludge transportation and storage facilities, and aeration treatment system. | The following property is used 100% for pollution control and is installed to meet or exceed federal or state regulations. modifications to the North and South Oily Water Sewer lift pumps, storm water collection system and tank, equalization tank, biological sludge transportation and storage facilities, and aeration treatment system. | 2011-05-10 | 46237354 | 100
14664 | T1 | Total Petrochemicals USA, Inc | Port Arthur Refinery | Hwy 366 & 32nd St | Port Arthur | TX | 77642 | Jefferson | CN600582399 | RN102457520 | 2 sour water strippers (SWS-3 and SWS-4). Sour water tank (XTK-1002). | The following property is used 100% for pollution control and is installed to meet or exceed federal or state regulations. 2-sour water strippers (SWS-3 and SWS-4) and sour water tank XTK-1002. | 2011-05-05 | 52554975 | 100
14665 | T4 | Chevron Phillips Chemical Company LLP | Port Arthur Facility | 2001 South Gulfway Drive | Port Arthur | TX | 77640 | Jefferson | CN600303614 | RN100825249 | T5500 Bottoms vapor trap, including a density meter, shutoff valve, and valve position indicator. | The following property is used 100% for pollution control and is installed to meet or exceed federal or state regulations. Density meter. Shutoff valve. Valve position indicator. | 2011-01-11 | 199796 | 100
14666 | T3 | Total Petrochemicals USA, Inc | Port Arthur Refinery | Hwy 366 & 32nd St | Port Arthur | TX | 77642 | Jefferson | CN600582399 | RN102457520 | As part of the refinery modernization project additional fuel gas containing H2S will be produced. The project installed additional sulfur recovery equipment including two Sulfur Recovery Units (SRU) 4 and 5, two Shell Claus Off-gas Treating (SCOT) Units 4 and 5, and Amine Unit 2. The equipment will reduce the amount of sulfur compounds released to the atmosphere. | The following property is used 78.67% for pollution control and is installed to meet or exceed federal or state regulations. Sulfur Recovery Units 4 and 5, Shell Claus Off-gas Treating Units 4 and 5, and Amine Unit 2. | 2011-07-01 | 288218981 | 78.67
14667 | T1 | GEEP Texas, LLC | GEEP Texas, LLC | 2501 N Great Southwest Parkway | Grand Prairie | TX | 75050 | Tarrant | CN603394214 | RN105598171 | electronic waste recycling equipment. | Withdrawn by applicant | 2010-11-23 | 0 | 100
14668 | T1 | GEEP Texas, LLC | GEEP Texas, LLC | 2501 N Great Southwest Parkway | Grand Prairie | TX | 75050 | Tarrant | CN603394214 | RN105598171 | electronic waste recycling equipment. | Withdrawn by applicant | 2010-11-23 | 0 | 100
14669 | T2 | GEEP Texas, LLC | GEEP Texas, LLC | 2501 N Great Southwest Parkway | Grand Prairie | TX | 75050 | Tarrant | CN603394214 | RN105598171 | Imager, conveyors, chutes, and belts in commercial recycling system for electronics. | The equipment is used to commercially recycle electronic equipment and there is no adopted environmental rule being met by the installation of the equipment. | 2010-10-26 | 587919 | 100
14670 | T1 | Oak Grove Management Company LLC | Oak Grove Steam and Electric Station | 8127 Oak Grove Rd | Franklin | TX | 77856 | Robertson | CN602881955 | RN100216191 | Two baghouse dust collectors. | The following property is used 100% for pollution control and is installed to meet or exceed federal or state regulations. Two baghouse dust collectors. | 2011-04-30 | 31521104 | 100
14671 | T1 | Oak Grove Management Company LLC | Oak Grove Steam Electric Station | 8127 Oak Grove Rd | Franklin | TX | 77856 | Robertson | CN602881955 | RN100216191 | Continuous Emissions Monitoring Systems installed to monitor for sulfur oxides, nitrogen oxides, and carbon dioxide emitted from unit 1 and 2 boilers. | The following property is used 100% for pollution control and is installed to meet or exceed federal or state regulations. Continuous Emissions Monitoring Systems installed to monitor for sulfur oxides, nitrogen oxides, and carbon dioxide emitted from Unit 1 and Unit 2 boilers. | 2010-08-20 | 6690763 | 100
14672 | T1 | Oak Grove Management Company LLC | Oak Grove Steam Electric Station | 8127 Oak Grove Rd | Franklin | TX | 77856 | Robertson | CN602881955 | RN100216191 | Selective catalytic reduction systems, over-fire air systems, and pumps and motors for the water cannons used to control NOx emissions from units 1 and 2. | The following property is used 100% for pollution control and is installed to meet or exceed federal or state regulations. Selective catalytic reduction systems; Over-fire air systems; and Pumps and motors for the water cannons installed at Units 1 and 2. | 2011-01-11 | 62363133 | 100
14673 | T1 | Oak Grove Management Company LLC | Oak Grove Steam and Electric Station | 8127 Oak Grove Rd | Franklin | TX | 77856 | Robertson | CN602881955 | RN100216191 | Sorbent injection systems on Unit 1 and Unit 2 boilers, including storage silos, pneumatic transfer lines, and injection nozzles. | The following property is used 100% for pollution control and is installed to meet or exceed federal or state regulations. Sorbent injection systems on Unit 1 and Unit 2 boilers, including storage silos, pneumatic transfer lines, and injection nozzles. | 2010-08-20 | 5193699 | 100
14674 | T1 | Oak Grove Management Company LLC | Oak Grove Steam Electric Station | 8127 Oak Grove Rd | Franklin | TX | 77856 | Robertson | CN602881955 | RN100216191 | A scrubber agitation motor and limestone preparation facilities consisting of additional costs associated with the limestone equipment building, ball mills, mill classifiers, ball mill lube oil reservoirs, slurry tanks, feeders, storage tanks, storage silos, slurry pumps, conveyors, limestone chain reclaimer, preparation buildings, piping and instrumentation, valving, and dedicated electrical and mechanical equipment for the Unit 1 and Unit 2 wet flue gas desulfurization scrubbers. | The following property is used 100% for pollution control and is installed to meet or exceed federal or state regulations. Scrubber agitation motor and Wet Flue Gas Desulfurization Scrubbers for Units 1 and 2. Limestone preparation facilities consisting of additional costs associated with the limestone equipment building, ball mills, mill classifiers, ball mill lube oil reservoirs, slurry tanks, feeders, storage tanks, storage silos, slurry pumps, conveyors, limestone chain reclaimer, preparation buildings, piping and instrumentation, valving, and dedicated electrical and mechanical equipment. | 2011-01-13 | 22194801 | 100
14675 | T1 | Oak Grove Management Company, LLC | Oak Grove Steam and Electric Station | 8127 Oak Grove Rd | Franklin | TX | 77856 | Robertson | CN602881955 | RN100216191 | This project constructed stacks for Unit 1 and Unit 2 boilers. Use of the stacks reduces ground level concentrations of air emissions. | The following property is used 100% for pollution control and is installed to meet or exceed federal or state regulations: Unit 1 boiler stack and Unit 2 boiler stack. | 2011-08-12 | 36483466 | 100
14676 | T1 | Oak Grove Management Company LLC | Oak Grove Steam Electric Station | 8127 Oak Grove Rd | Franklin | TX | 77856 | Robertson | CN602881955 | RN100216191 | Wastewater treatment pond and associated pumps and piping. | The following property is used 100% for pollution control and is installed to meet or exceed federal or state regulations. Wastewater treatment pond. Associated pumps and piping. | 2011-02-14 | 526848 | 100
14677 | T1 | Oak Grove Management Company LLC | Oak Grove Steam Electric Station | 8127 Oak Grove Rd | Franklin | TX | 77856 | Robertson | CN602881955 | RN100216191 | approximately 89,859 sq. ft. of asphalt paving, approximately 618,143 sq. ft. of gravel cover, & approximately 28,799 linear feet of asphalt concrete road curbing. | The following property is used 100% for pollution control and is installed to meet or exceed federal or state regulations. approximately 89,859 square feet of asphalt paving. 28,799 linear feet of asphalt concrete curbing and 618,143 square feet of gravel cover are receiving negative use determinations. | 2011-02-15 | 1724439 | 100
14678 | T1 | Oak Grove Management Company LLC | Oak Grove Steam Electric Station | 8127 Oak Grove Rd | Franklin | TX | 77856 | Robertson | CN602881955 | RN100216191 | Concrete secondary containment (23.5 feet by 11 feet by 1 foot) for 1,200-gallon diesel tank UL-142. Drainage system consisting of valves, fittings, and piping used to control the removal or recovery of diesel fuel spilled inside of containment area. | The following property is used 100% for pollution control and is installed to meet or exceed federal or state regulations. 23.5 feet by 11 feet by 1 foot concrete secondary containment including the drainage system. | 2010-11-02 | 81030 | 100
14679 | T1 | Oak Grove Management Company LLC | Oak Grove Steam Electric Generation | 8127 Oak Grove Rd | Franklin | TX | 77856 | Robertson | CN602881955 | RN100216191 | secondary containment dike and drainage system for the diesel tank. | Returned for failure to respond to a deficiency letter. | 2011-04-04 | 0 | 100
14680 | T1 | Tres Palacios Gas Storage LLC | Tres Palacios Gas Storage |  |  |  |  | Wharton | CN603168642 | RN105191738 | controls for volatile organic compounds and noise, secondary containment, tanks, cathodic protection, coatings, a selective catalytic reduction unit, and lean burn compressor engines. | Returned for failure to respond to a deficiency letter. | 2010-07-23 | 0 | 100
14681 | T1 | Motiva Enterprises, L.L.C. | Motiva Enterprises, L.L.C. | 510 Petroleum Dr. | San Antonio | TX | 78218 | Bexar | CN600124051 | RN100519214 | Installed a vapor combustion unit for controlling VOCs at the loading rack. | The following property is used 100% for pollution control and is installed to meet or exceed federal or state regulations. Loading rack vapor combustion unit. | 2010-11-19 | 253971 | 100
14682 | T1 | Rohmax USA Inc | Rohmax | 1700 Tidal Road | Deer Park | TX | 77536 | Harris | CN600734537 | RN101383859 | railcar spill containment and spill pans, relief and vent devices, E Centrifuge piping and pump, and De Monomer safety release value. | Returned for failure to respond to a deficiency letter. | 2010-12-08 | 0 | 100
14683 | T1 | Century Asphalt | Mont Belvieu Hot Mix Asphalt Plant | 14600 Hatcherville Rd | Baytown | TX | 77521 | Chambers | CN602834517 | Insufficient Information | Baghouse for controlling particulate emissions from the process drum of the new hot mix asphalt plant. | The following property is used 100% for pollution control and is installed to meet or exceed federal or state regulations. Baghouse dust filtration system. | 2010-10-26 | 941620 | 100
14684 | T1 | Sunoco Partners Marketing & Terminals LP | Nederland Marine Terminal | Highway 347 North | Nederland | TX | 77627 | Jefferson | CN601403199 | RN100214626 | Secondary seals for floating roofs on Tanks 1566 and 1567, including HMT Scissor Shoe Seals, Seal King Low Profile Secondary Seals with wipers, floating roof leg seals, and gauge pole seals, | The following property is used 100% for pollution control and is installed to meet or exceed federal or state regulations. Storage tank secondary seals; floating roof leg seals; gauge pole seals; and floating roof seals installed on external floating roof tanks 1566 and 1567. | 2011-03-23 | 3059655 | 100
14685 | T1 | Sunoco Partners Marketing & Terminals LP | Nederland Marine Terminal | Highway 347 North | Nederland | TX | 77627 | Jefferson | CN601403199 | RN100214626 | Secondary containment for Tanks 1566 and 1567 consisting of levees constructed around tank farm area, the land occupied by the levees and within the levees, claymax liners. | The following property is used 100% for pollution control and is installed to meet or exceed federal or state regulations. The levees constructed around tanks 1567 and 1566. The land occupied by the levees. The claymax liners for tanks 1567 and 1566. | 2010-08-26 | 1864340 | 100
14686 | T1 | Sunoco Partners Marketing & Terminals LP | Nederland Marine Terminal | Highway 347 North | Nederland | TX | 77627 | Jefferson | CN601403199 | RN100214626 | Replacement of API oil/water separator. Project includes Enquip Oil Water Separator Model # CP-12-32, 10-inch suction piping, pumps, and electrical infrastructure. | The following property is used 100% for pollution control and is installed to meet or exceed federal or state regulations. Enquip Oil Water Separator Model # CP-12-32. 10-inch suction piping. Pumps. Electrical infrastructure. | 2010-11-05 | 187515 | 100
14687 | T1 | Sunoco Partners Marketing & Terminals LP | Nederland Marine Terminal | Highway 347 North | Nederland | TX | 77627 | Jefferson | CN601403199 | RN100214626 | Guide pole sleeves and wipers for Tanks 1555 and 1556. | The following property is used 100% for pollution control and is installed to meet or exceed federal or state regulations. Guide pole sleeves and wipers installed on Tanks 1555 and 1556 for the purpose of controlling volatile organic compound (VOC) emissions. | 2011-02-18 | 33136 | 100
14688 | T1 | Enduro Systems Inc | Enduro Systems Inc | 16602 Central Green Blvd | Houston | TX | 77032 | Harris | CN601226046 | RN104559190 | Equipment that was previously included on other applications. | Application withdrawn by applicant via phone on 11/5/10. | 2010-07-30 | 0 | 100
14689 | T1 | Firestone Polymers, LLC | Firestone Polymers, LLC | 5713 FM 1006 | Orange | TX | 77630 | Orange | CN601590789 | RN100224468 | particulate control equipment, various controls for volatile organic compounds (VOCs), a waste storage security fence, monitors, and secondary containment. | Returned for failure to respond to a deficiency letter. | 2010-12-08 | 0 | 100
14690 | T1 | El Paso Electric Company | Global Reach Substation | 11101 Montana St. | El Paso | TX | 79936 | El Paso | CN600352819 | Insufficient Information | Concrete slab for transformers measuring 26-feet by 18-fewet with a central depression measuring 25-feet by 7-feet by 1-foot for secondary containment of any oil spills. | The following property is used 100% for pollution control and is installed to meet or exceed federal or state regulations. concrete secondary oil containment structure for an electrical transformer | 2011-03-28 | 5000 | 100
14691 | T1 | ECS Refining Texas LLC | ECS Refining Texas LLC | 250 Apache Trail | Terrell | TX | 75160 | Kaufman | CN600313613 | RN105627459 | chemical fume scrubber; nitrogen oxides (NOx) scrubber, hoods and ductwork, and electric panels and installation. | Returned for failure to respond to a deficiency letter. | 2011-01-03 | 0 | 100
14692 | T1 | ECS Refining Texas LLC | ECS Refining Texas LLC | 250 Apache Trail | Terrell | TX | 75160 | Kaufman | CN600313613 | RN105627459 | shredders and balers. | Returned for failure to respond to a deficiency letter. | 2011-01-03 | 258620 | 100
14693 | T1 | ECS Refining Texas LLC | ECS Refining Texas LLC | 250 Apache Trail | Terrell | TX | 75160 | Kaufman | CN600313613 | RN105627459 | dust collector system. | Returned for failure to respond to a deficiency letter. | 2011-01-03 | 0 | 100
14694 | T1 | ECS Refining Texas LLC | ECS Refining Texas LLC | 250 Apache Trail | Terrell | TX | 75160 | Kaufman | CN600313613 | RN105627459 | secondary containment. | Returned for failure to respond to a deficiency letter. | 2011-01-03 | 0 | 100
14695 | T1 | Mestena Uranium LLC | Leoncito Plant LTD |  | Encino | TX |  | Brooks | CN601237654 | RN102360039 | two wastewater treatment plants. | Application withdrawn by applicant via phone on 11/4/10. | 2010-07-30 | 0 | 100
14696 | T1 | Kimberly Clark Corporation | Kimberly Clark Corporation | Loop 286 SW & FM 137 | Paris | TX | 75460 | Lamar | CN600306716 | RN104885033 | Not recorded in database. | Application withdrawn by applicant via phone on 11/4/10. | 2010-07-30 | 0 | 100
14697 | T2 | Energy Transfer Technology, LP | Cresson Compressor Station | 8711 County Road 916 | Godley | TX | 76044 | Johnson | CN602673071 | Insufficient Information | This project installed six Eselect dual-drive (natural gas engine and electric motor) compressor packages at a natural gas compressor station. Use of the electric drive reduces nitrogen oxide emissions. | The rule cited, 30 TAC §117.410(a), only applies to internal combustion drives. The dual-drive compressor packages are production equipment and are not pollution control devices. | 2011-05-24 | 5616000 | 100
14698 | T2 | Energy Transfer Technology, LP | Hogbranch Compressor Station | 2200 Strader Road | Justin | TX | 76247 | Denton | CN602673071 | Insufficient Information | This project installed two dual-drive (natural gas engine and electric motor) compressor packages at a natural gas compressor station. Use of the electric drive reduces nitrogen oxide emissions. | The rule cited, 30 TAC §117.410(a), only applies to internal combustion drives. The dual-drive compressor packages are production equipment and are not pollution control devices. | 2011-05-31 | 1872000 | 100
14699 | T2 | Energy Transfer Technology, LP | La Grange Compressor Station | 8000 South Highway 77 | Giddings | TX | 78942 | Lee | CN602673071 | Insufficient Information | Installed one electric compressor driver at a newly constructed compressor station as a method of reducing NOx formation related to the combustion of fuel. | A positive use determination of 100% for the cost difference between the electric driver compressor engine and the standard fuel-powered compressor motor of similar horse power. | 2011-05-20 | 810000 | 100
14700 | T2 | Energy Transfer Technology, LP | Maypearl Compressor Station | 1000 East FM 916 | Maypearl | TX | 76064 | Ellis | CN602673071 | RN102903432 | This project installed two dual-drive (natural gas engine and electric motor) compressor packages at a natural gas compressor station. Use of the electric drive reduces nitrogen oxide emissions. | The rule cited, 30 TAC §117.410(a), only applies to internal combustion drives. The dual-drive compressor packages are production equipment and are not pollution control devices. | 2011-05-31 | 1872000 | 100
14701 | T2 | Energy Transfer Technology, LP | Panoma Compressor Station | Z Road and County Line Road | McClean | TX | 79057 | Gray | CN602673071 | Insufficient Information | This project installed four dual-drive (natural gas engine and electric motor) compressor packages at a natural gas compressor station. Use of the electric drive reduces nitrogen oxide emissions. | The rule cited, 50 CFR §50.11 does not require the installation of electric compressor motors. The dual-drive compressor packages are production equipment and are not pollution control devices. | 2011-05-31 | 3744000 | 100
14702 | T2 | Energy Transfer Technology, LP | WAHA Compressor Station | FM 1450 and FM 1776 | Cayanosa | TX | 79730 | Pecos | CN602673071 | Insufficient Information | This project installed an electric compressor driver. Use of the electric drive reduces nitrogen oxide emissions. | The rule cited, 50 CFR §50.11 does not require the installation of electric compressor motors. The electric compressor motor is production equipment and not a pollution control device. | 2011-05-31 | 810000 | 100
14703 | T2 | Energy Transfer Technology, LP | Toromont Compressor Station | 12015 Barker Cypress Road | Cypress | TX | 73641 | Harris | CN602673071 | Insufficient Information | This project installed two dual-drive (natural gas engine and electric motor) compressor packages at a natural gas compressor station. Use of the electric drive reduces nitrogen oxide emissions. | A negative determination was issued for the following reasons. The rule cited, 30 TAC §117.310, only applies to internal combustion drives. The dual-drive compressor package is used as production equipment and is not a pollution control device. | 2011-05-31 | 1872000 | 100
14704 | T2 | Energy Transfer Technology, LP | Oletha Compressor Station | 1001 FM 3371 | Old Union | TX | 75904 | Limestone | CN601587652 | RN104271556 | This project installed two dual-drive (natural gas engine and electric motor) compressor packages at a natural gas compressor station. Use of the electric drive reduces nitrogen oxide emissions. | A negative determination was issued for the following reasons. The rule cited, 30 TAC §117.3330, only applies to internal combustion drives. The dual-drive compressor packages are production equipment and are not pollution control devices. | 2011-05-31 | 1872000 | 100
14705 | T2 | Energy Transfer Technology, LP | Lillian Compressor Station | 10032 East FM 917 | Alvarado | TX | 76009 | Johnson | CN602673071 | Insufficient Information | This project installed four dual-drive (natural gas engine and electric motor) compressor packages at a natural gas compressor station. Use of the electric drive reduces nitrogen oxide emissions. | The rule cited, 30 TAC §117.410(a), only applies to internal combustion drives. The dual-drive compressor packages are production equipment and are not pollution control devices. | 2011-05-31 | 3744000 | 100
14706 | T2 | Energy Transfer Technology, LP | Keene Compressor Station | 600 East FM 3048 | Keene | TX | 76059 | Johnson | CN602673071 | Insufficient Information | This project installed four dual-drive (natural gas engine and electric motor) compressor packages at a natural gas compressor station. Use of the electric drive reduces nitrogen oxide emissions. | The rule cited, 30 TAC §117.410(a), only applies to internal combustion drives. The dual-drive compressor packages are production equipment and are not pollution control devices. | 2011-05-31 | 3744000 | 100
14707 | T2 | Energy Transfer Technology, LP | Harbison Compressor Station | 2001 North Crowley Road | Crowley | TX | 76036 | Johnson | CN602673071 | Insufficient Information | This project installed two dual-drive (natural gas engine and electric motor) compressor packages at a natural gas compressor station. Use of the electric drive reduces nitrogen oxide emissions. | The rule cited, 30 TAC §117.410(a), only applies to internal combustion drives. The dual-drive compressor packages are production equipment and are not pollution control devices. | 2011-05-31 | 1872000 | 100
14708 | T2 | Energy Transfer Technology, LP | Cleburne Compressor Station | 7000 Highway 67 E | Cleburne | TX | 76033 | Johnson | CN602673071 | Insufficient Information | This project installed two dual-drive (natural gas engine and electric motor) compressor packages at a natural gas compressor station. Use of the electric drive reduces nitrogen oxide emissions. | The rule cited, 30 TAC §117.410(a), only applies to internal combustion drives. The dual-drive compressor packages are production equipment and are not pollution control devices. | 2011-05-31 | 1872000 | 100
14709 | T2 | Energy Transfer Technology, LP | WJCP Compressor Station | 4468 FM 2331 | Godley | TX | 76044 | Johnson | CN602673071 | Insufficient Information | This project installed four dual-drive (natural gas engine and electric motor) compressor packages at a natural gas compressor station. Use of the electric drive reduces nitrogen oxide emissions. | The rule cited, 30 TAC §117.410(a), only applies to internal combustion drives. The dual-drive compressor packages are production equipment and are not pollution control devices. | 2011-05-31 | 3744000 | 100
14710 | T1 | Schumacher Co., Inc. | Schumacher Co., Inc. | 5610 Polk | Houston | TX | 77023 | Harris | CN603166851 | RN100917970 | Baghouse dust collector used to control particulate emissions from 2 dry abrasive sand blast booths. | The following property is used 100% for pollution control and is installed to meet or exceed federal or state regulations. 1 dust collection baghouse. | 2010-12-27 | 21530 | 100
14711 | T1 | Schumacher Co, Inc | Schumacher Co, Inc | 5610 Polk | Houston | TX | 77023 | Harris | CN603166851 | RN100917970 | PVC pit liner installed between plating tanks and concrete pits to prevent liquid contaminants from entering soil or groundwater. | Withdrawn/Returned | 2010-12-27 | 5821 | 100
14712 | T3 | Motiva Enterprises LLC | Petroleum Distribution Terminal | 1320 W. Shaw Street | Pasadena | TX | 77501 | Harris | CN600124051 | RN100211259 | Constructed new Vapor Recovery Unit for loading rack at Fuel Distribution Terminal. | Returned for failure to respond to a deficiency letter. | 2011-05-25 | 1327545 | 100
14713 | T1 | Motiva Enterprises LLC | Petroleum Distribution Terminal | 3900 Singleton Blvd | Dallas | TX | 75212 | Dallas | CN600124051 | RN100519651 | Installed monitoring equipment, consisting of flowmeters, restriction orifices, weather station, and control valves for flare system. Modified flare system flowmeter. | Returned for failure to respond to a deficiency letter. | 2011-05-25 | 1182971 | 100
14714 | T1 | Bauer Manufacturing, Inc | Bauer Manufacturing, Inc | 100 N FM 3083 E | Conroe | TX | 77303 | Montgomery | CN603522046 | RN105595037 | Covered storage area for scrap metal in rolloff containers. Land occupied by storage area. | The following property is used 100% for pollution control and is installed to meet or exceed federal or state regulations. Scrap metal roll-off container storage area. Land occupied by storage area. | 2010-11-19 | 27083 | 100
14715 | T1 | Bauer Manufacturing, Inc | Bauer Manufacturing, Inc | 100 N FM 3083 E | Conroe | TX | 77303 | Montgomery | CN603522046 | RN105595037 | 2 baghouses, 2 blowers, and ductwork for particulates from metal cutting. | The following property is used 100% for pollution control and is installed to meet or exceed federal or state regulations. Two baghouses. Two blowers. Ductwork. | 2010-10-26 | 158653 | 100
14716 | T1 | Bauer Manufacturing, Inc | Manufacturing Plant | 100 N. FM 3083 E | Conroe | TX | 77303 | Montgomery | CN603522046 | RN105595037 | Underground drainage system comprised of storm drains and underground ditches that convey stormwater to two stormwater retention ponds; stormwater retention pond 1 which is 115,678 square feet; and stormwater retention pond 2 which is 139,485 square feet. The environmental benefits include reduction of erosion, reduction of total suspended solids in stormwater upon release to the waters of the state, and pollutant removal by settling and biological uptake in the retention ponds. The ECL numbers are W-65 and W57. | Underground drainage system comprised of storm drains and underground ditches that convey stormwater to two stormwater retention ponds; stormwater retention pond 1 which is 115,678 square feet; and stormwater retention pond 2 which is 139,485 square feet. | 2011-05-20 | 2105163 | 100
14717 | T1 | Bauer Manufacturing, Inc | Bauer Manufacturing, Inc | 100 N FM 3083 E | Conroe | TX | 77303 | Montgomery | CN603522046 | RN105595037 | Dust collector, duct work, and abrasive recycling system for blast room. | The following property is used 100% for pollution control and is installed to meet or exceed federal or state regulations. Blast booth duct work. Dust collector. Abrasive recycling system consisting of floor gratings, and the spent abrasive transport and separation system. | 2010-10-14 | 584141 | 100
14718 | T1 | Bauer Manufacturing, Inc. | Bauer Manufacturing, Inc.'s Conroe Plant | 100 N FM 3083 E | Conroe | TX | 77303 | Montgomery | CN603522046 | RN105595037 | Industrial air cleaners in steel production bldg | Withdrawn by applicant | 2010-09-27 | 66659 | 100
14719 | T1 | Bauer Manufacturing, Inc | Bauer Manufacturing, Inc | 100 N FM 3083 E | Conroe | TX | 77303 | Montgomery | CN603522046 | RN105595037 | Oil/water separator and wash pit with impervious concrete flooring that slopes toward a drain connected to the oil/water separator. The oil/water separator separates out oil and heavy sediments which are stored in a tank and pumped out as needed. The process water that has been treated by the oil/water separator is discharged to the publicly owned treatment works. | The following property is used 100% for pollution control and is installed to meet or exceed federal or state regulations. 2,025 square foot wash pit with impervious concrete flooring that slopes to center drain. Oil/water separator. The land receives a negative use determination because it is not used solely for pollution control. | 2010-12-29 | 12525 | 100
14720 | T1 | Valero Refining Texas LP | Valero Corpus Christi Refinery | 5900 Up River Road | Corpus Christi | TX | 78407 | Nueces | CN600127468 | RN100214386 | Groundwater remediation project and benzene related wastewater treatment plant upgrades consisting of an interceptor pit, two API separators, a skimmed oil tank, an equalization tank, two duplex gravity filters (DGF), a DGF sludge grinder, two bio reactors with three air blowers, two clarifiers, a waste storage tank with an air blower, and associated pumps, piping and vapor control facilities. | The following property is used 100% for pollution control and is installed to meet or exceed federal or state regulations. Interceptor pit. 2-API separators. Skimmed oil tank. Equalization tank 2-duplex gravity filters. Duplex gravity filter sludge grinder. 2-Bio Reactors with three air blowers. 2-Clarifiers Waste storage tank with an air blower. Associated pumps, piping and vapor control facilities. | 2011-04-30 | 36930600 | 100
14721 | T1 | Enterprise Crude Pipeline LLC | Burkburnett Station | 10243 Daniels Rd | Burkburnett | TX | 76354 | Wichita | CN603272592 | RN100218809 | Installed a SAAB Model 3940 automatic tank gauge. | The following property is used 100% for pollution control and is installed to meet or exceed federal or state regulations. SAAB Model 3940 automatic tank gauge. | 2010-12-21 | 5583 | 100
14722 | T1 | Triumph Group Inc | Triumph Fabrications | 7445 E Lancaster Ave | Fort Worth | TX | 76112 | Tarrant | CN603221011 | RN101446201 | Installed two filter presses, a 1,700 gallon treatment tank, an oxidation-reduction-potential controller, three chemical pumps, a mixer, and concrete work at the wastewater treatment plant. | The following property is used 100% for pollution control and is installed to meet or exceed federal or state regulations. 2 filter presses. 1,700 gallon treatment tank. Oxidation-reduction-potential controller. 3 chemical pumps. Mixer. Concrete supports for wastewater treatment plant. | 2010-09-14 | 210090 | 100
14723 | T1 | Zeon Chemicals Inc | Texas Plant | 11235 Choate Road | Pasadena | TX | 77507 | Harris | CN600311260 | RN100601566 | Installed a Total Organic Carbon Analyzer for the air emissions from wastewater pit. | The following property is used 100% for pollution control and is installed to meet or exceed federal or state regulations. Total Organic Carbon Analyzer. | 2011-01-11 | 15091 | 100
14724 | T1 | Zeon Chemicals Inc | Texas Plant | 11235 Choate Road | Pasadena | TX | 77507 | Harris | CN600311260 | RN100601566 | Installed an epoxy liner on concrete wastewater pit and collection sumps. | Returned for failure to respond to a deficiency letter. | 2011-04-04 | 51128 | 100
14725 | T1 | Derichebourg Recycling USA | Terminal Facility | 1 Warf Drive | Houston | TX | 77012 | Harris | CN603440926 | RN104772967 | Radiation detector. | The following property is used 100% for pollution control and is installed to meet or exceed federal or state regulations. Radiation detector. | 2010-09-14 | 90908 | 100
14726 | T1 | Derichebourg Recycling USA | Terminal Facility | 1 Warf Drive | Houston | TX | 77012 | Harris | CN603440926 | RN104772967 | Installed a dust collector to control particulate in emissions form the shredder. | The following property is used 100% for pollution control and is installed to meet or exceed federal or state regulations. Dust Boss dust suppression system. | 2011-04-07 | 63857 | 100
14727 | T1 | Cray Valley USA LLC | Plant WCV2 | 8280 Sheldon Rd | Channelview | TX | 77049 | Harris | CN603612516 | RN103066379 | Upgraded D-3215 Vent Valve. | The following property is used 100% for pollution control and is installed to meet or exceed federal or state regulations. The incremental cost difference between the cost of the upgraded D-3215 vent valve and the cost of old D-3215 vent valve. | 2011-04-07 | 23189 | 100
14728 | T1 | Sequa Corporation | Precoat Metals | 16402 Jacintoport Blvd | Houston | TX | 77015 | Harris | CN602858490 | RN100217926 | Installed replacement low NOx burners on the incinerator. | The following property is used 100% for pollution control and is installed to meet or exceed federal or state regulations. The incremental cost difference between the cost of the existing low NOx burners and the cost of the replacement low NOx burners installed on the incinerator. | 2011-04-07 | 10832 | 100
14729 | T1 | Bauer Manufacturing, Inc | Bauer Manufacturing, Inc | 100 N FM 3083 E | Conroe | TX | 77303 | Montgomery | CN603522046 | RN105595037 | Installed an air unit, vents, trenches, piping, and filtration unit to control painting emissions. Installed Volatile Organic Compound detectors. | The following property is used 100% for pollution control and is installed to meet or exceed federal or state regulations. Paint booth related control equipment including: Air handling unit. Ceiling vents. Floor trenches. Piping. Air filtration unit. Volatile organic compound detectors. | 2010-09-14 | 1300800 | 100
14730 | T1 | Midcontinent Express Pipeline | Compressor Station #802 | 5410 CR 24200 | Paris | TX | 75460 | Lamar | CN603260373 | RN105366199 | Installed catalyst convertors on five compressor engines. | The following property is used 100% for pollution control and is installed to meet or exceed federal or state regulations. Catalyst convertors for five compressor engines. | 2010-09-14 | 400000 | 100
14731 | T1 | Western Refining, LP | El Paso Refinery | 6500 Trowbridge | El Paso | TX | 79905 | El Paso | CN601510191 | RN100213016 | Rerouted wastewater streams to different manholes. | Returned for failure to respond to a deficiency letter. | 2010-03-16 | 340000 | 100
14732 | T4 | Western Refining, LP | El Paso Refinery | 6500 Trowbridge | El Paso | TX | 79905 | El Paso | CN601510191 | RN100213016 | This project installed a gasoline hydrotreater for the fluidized catalytic cracking unit. Use of this equipment produces gasoline that emits less sulfur when burned in an internal combustion engine. | Returned for failure to respond to a deficiency letter. | 2012-04-10 | 167528134 | 100
14733 | T4 | Western Refining, LP | El Paso Refinery | 6500 Trowbridge | El Paso | TX | 79905 | El Paso | CN601510191 | RN100213016 | Project to design and install system to reduce benzene in finished gasoline. | Returned for failure to respond to a deficiency letter. | 2010-12-03 | 80850000 | 100
14734 | T1 | Agri Empressa | Agri Empressa | 7707 Wallisville Rd | Houston | TX | 77029 | Harris | CN601297732 | RN102866852 | Paved entrance and northwest of entrance. | Returned for failure to respond to a deficiency letter. | 2010-12-03 | 72500 | 100
14735 | T1 | Enterprise Products Company | Port Arthur Terminal | 800 West Dorsey Road | Port Arthur | TX | 77640 | Jefferson | Insufficient Information | Insufficient Information | Installed an automatic tank gauging device for a storage tank with an internal floating roof. | The following property is used 100% for pollution control and is installed to meet or exceed federal or state regulations. Automatic tank gauging device. | 2010-10-14 | 709046 | 100
14737 | T1 | Ardex LP | Ardex LP | 201 Airport Rd. | Mansfield | TX | 76063 | Tarrant | CN603365560 | RN105537161 | Not recorded in database. | Returned for failure to respond to a deficiency letter. | 2010-12-03 | 0 | 100
14738 | T1 | Tower Tech Systems | Tower Tech Systems | 1126 Arnold Blvd. | Abilene | TX | 79606 | Taylor | CN603920828 | RN105749238 | Not recorded in database. | Returned for failure to respond to a deficiency letter. | 2011-01-03 | 0 | 100
14740 | T1 | Freeport McMoRan Copper and Gold | El Paso Refinery and Rod Mill | 6999 North Loop | El Paso | TX | 79998 | El Paso | CN600132179 | RN100226000 | Installed a MX 48 Controller Arsine Detector at the Nickel Plant's liberator cells. | A negative determination is issued for this application. M221Worker health and safety equipment does prevent, monitor, control, or reduce air, water or land pollution as required by §11.31(b) of the Texas Tax Code. As such this property is not eligible for a positive use determination. | 2011-01-25 | 34000 | 100
14741 | T1 | Freeport McMoRan Copper and Gold | El Paso Refinery and Rod Mill | 6999 North Loop | El Paso | TX | 79998 | El Paso | CN600132179 | RN100226000 | Installed new storm water drain box to control run off at the Rod Mill. | A positive use determination of 100% for the stormwater drain box. | 2013-10-30 | 234745 | 100
14742 | T1 | Forest Oil Corporation | Drilling Rig #14 | Mobile Land Drilling Rig | Wheeler | TX |  | Wheeler | CN601296296 | Insufficient Information | Drilling MUD Recycling Unit consisting of 400 gallon per minute (gpm) MI Swaco Mongoose Triple shaker system; 1,000 gpm MI Swaco Compact vacuum degasser; MI Swaco on 10 inch cone degasser; and a MI Swaco twelve cone 800 gpm desilter. | The following property is used 100% for pollution control and is installed to meet or exceed federal or state regulations. 400 gallon per minute (gpm) MI Swaco Mongoose Triple shaker system. 1,000 gpm MI Swaco Compact vacuum degasser. MI Swaco on 10 inch cone degasser. MI Swaco twelve cone 800 gpm desilter. | 2010-09-14 | 241835 | 100
14743 | T1 | Forest Oil Corporation | Drilling Rig #15 | Mobile Land Drilling Rig | Wheeler | TX |  | Wheeler | CN601296296 | Insufficient Information | Drilling MUD Recycling Unit consisting of 400 gallon per minute (gpm) MI Swaco Mongoose Triple shaker system; 1,000 gpm MI Swaco Compact vacuum degasser; MI Swaco on 10 inch cone degasser; and a MI Swaco twelve cone 800 gpm desilter. | The following property is used 100% for pollution control and is installed to meet or exceed federal or state regulations. 400 gallon per minute (gpm) MI Swaco Mongoose Triple shaker system. 1,000 gpm MI Swaco Compact vacuum degasser. MI Swaco on 10 inch cone degasser. MI Swaco twelve cone 800 gpm desilter. | 2010-09-14 | 241835 | 100
14744 | T1 | Forest Oil Corporation | Drilling Rig # 17 | NA-Mobile Land Drilling Rig |  | TX |  | Lee | CN601296296 | Insufficient Information | Drilling MUD Recycling Unit consisting of 400 gallon per minute (gpm) MI Swaco Mongoose Triple shaker system; 1,000 gpm MI Swaco Compact vacuum degasser; MI Swaco on 10 inch cone degasser; and a MI Swaco twelve cone 800 gpm desilter. | The following property is used 100% for pollution control and is installed to meet or exceed federal or state regulations. 400 gallon per minute (gpm) MI Swaco Mongoose Triple shaker system. 1,000 gpm MI Swaco Compact vacuum degasser. MI Swaco on 10 inch cone degasser. MI Swaco twelve cone 800 gpm desilter. | 2010-09-14 | 241835 | 100
14746 | T1 | Southern Counties Oil Co. | Andrews | Andrews Hwy 115 & Mustang Drive | Andrews | TX |  | Andrews | CN604322628 | Insufficient Information | Installed a 56-foot by 22-foot by 4-foot concrete containment structure around the aboveground fuel tanks. | The following property is used 100% for pollution control and is installed to meet or exceed federal or state regulations. 56-foot by 22-foot by 4-foot concrete containment structure. | 2010-10-26 | 25000 | 100
14747 | T1 | Southern Counties Oil Co. | Sonora, Loc. #141 | 1505 North Crockett Avenue | Sonora | TX | 76950 | Sutton | Insufficient Information | Insufficient Information | Installed earthen dike containment with liner and steel containment vessels that provide secondary containment. | The following property is used 100% for pollution control and is installed to meet or exceed federal or state regulations. Earthen dike containment areas with liners. Steel containment vessels. | 2011-02-14 | 49917.74 | 100
14748 | T1 | Southern Counties Oil Co. | Odessa North | 9421 Andrews Hwy. | Odessa | TX | 79765 | Ector | Insufficient Information | Insufficient Information | 123' by 92' containment structure and earthen berm. 135' by 52' containment structure and earthen berm. 110' by 90' containment structure and earthen berm. 55' by 50 X 3.2' concrete' containment structure. | The following property is used 100% for pollution control and is installed to meet or exceed federal or state regulations. 123' by 92' containment structure and earthen berm. 135' by 52' containment structure and earthen berm. 110' by 90' containment structure and earthen berm. 55' by 50 X 3.2' concrete' containment structure. | 2011-01-11 | 128404.94 | 100
14749 | T1 | Southern Counties Oil Co. | Kilgore, Loc. #171 | 1915 Hwy 135 N | Kilgore | TX |  | Gregg | Insufficient Information | Insufficient Information | 120' by 40' steel secondary containment for Area A. | The following property is used 100% for pollution control and is installed to meet or exceed federal or state regulations. 120' by 40' steel secondary containment for Area A. | 2011-01-11 | 52705.04 | 100
14750 | T1 | Southern Counties Oil Co. | Rankin Hwy 67/349, Loc. #487 | Hwy 67 & Hwy 349 | Snyder | TX |  | Upton | Insufficient Information | Insufficient Information | 47' by 45' by 2.5' earthen berm and steel secondary containment. | The following property is used 100% for pollution control and is installed to meet or exceed federal or state regulations. 47' by 45' by 2.5' earthen berm and steel secondary containment. | 2011-01-11 | 11358.58 | 100
14751 | T1 | Southern Counties Oil Co. | Snyder #103 | 205 Old Lubbock Hwy | Snyder | TX |  | Scurry | Insufficient Information | Insufficient Information | 40' by 30' earthen berm for storage area A. 30' by 22' earthen berm at storage area B. 30' by 20' earthen berm at storage area B. 40' by 30' earthen berm for storage area C. | The following property is used 100% for pollution control and is installed to meet or exceed federal or state regulations. 40' by 30' earthen berm for storage area A. 30' by 22' earthen berm at storage area B. 30' by 20' earthen berm at storage area B. 40' by 30' earthen berm for storage area C. | 2011-01-11 | 10000 | 100
14752 | T1 | Southern Counties Oil Co. | Fort Stockton | I-10 & Highway 18 | Fort Stockton | TX |  | Pecos | Insufficient Information | Insufficient Information | 33' by 19' by 3' concrete block secondary containment structure. | The following property is used 100% for pollution control and is installed to meet or exceed federal or state regulations. 33' by 19' by 3' concrete block secondary containment structure. | 2011-01-11 | 18628.29 | 100
14753 | T1 | Fibergrate Composite Structures | Fibergrate Composite Structures | 101 E. Park Blvd., Suite 769 | Plano | TX | 75074 | Dallas | CN600125876 | No Regulated Entity at this Location. | Not listed. | Withdrawn/Returned | 2010-10-18 | 0 | 100
14754 | T1 | APAC Texas, Inc | S Fort Worth Asphalt Plant | 9500 Technology Blvd | Fort Worth | TX |  | Tarrant | CN600317473 | No Regulated Entity at this Location | Not recorded in database. | Withdrawn by applicant | 2010-09-10 | 0 | 100
14755 | T1 | APAC Texas, Inc | Gribble Asphalt Plant | 11050 Luna Rd | Dallas | TX |  | Dallas | CN600317473 | RN109634220 | Not recorded in database. | Withdrawn by applicant | 2010-09-10 | 0 | 100
14756 | T1 | Chevron Phillips Chemical Company LLP | Cedar Bayou Plant | 9500 I-10 East | Baytown | TX | 77521 | Harris | CN600303614 | RN103919817 | New automatic control valve and flowmeter to make fine adjustments to Btu content of material stream routed to flare thereby insuring minimum Btu level is maintained and organic emissions controlled. | The following property is used 100% for pollution control and is installed to meet or exceed federal or state regulations. 1592 CB-710 automatic Btu control valve. 1592 CB-710 fuel flowmeter. | 2010-12-27 | 97956 | 100
14757 | T1 | Chevron Phillips Chemical Company LLP | Cedar Bayou Plant | 9500 I-10 East | Baytown | TX | 77521 | Harris | CN600303614 | RN103919817 | Six thermocouples were installed to detect presence of pilot flames on a flare. This is redundant system which should reduce false alarms that are triggered by IR camera that monitors pilot flames. | The following property is used 100% for pollution control and is installed to meet or exceed federal or state regulations. 6 flare thermocouples installed on flare 1792 X-901 | 2010-12-27 | 66295 | 100
14758 | T1 | Chevron Phillips Chemical Company LLP | Cedar Bayou Plant | 9500 I-10 East | Baytown | TX | 77521 | Harris | CN600303614 | RN103919817 | Gas monitoring alarm system using infrared technology and allowing input into the distributed control system (DCS). | The following property is used 100% for pollution control and is installed to meet or exceed federal or state regulations. Replacement of gas monitoring alarm system used to detect fugitive ethylene emissions in the 1792 purification area. | 2011-02-15 | 82778 | 100
14759 | T1 | Chevron Phillips Chemical Company, LLP | Cedar Bayou Plant | 9500 I-10 East | Baytown | TX | 77521 | Harris | CN600303614 | RN103919817 | A new 24 inch 370 foot long line, automatic shutoff valves, flow measurement instrumentation, and flow meters to route HRVOC emissions to an incinerator for destruction. | The following property is used 100% for pollution control and is installed to meet or exceed federal or state regulations. A new 24" line approximately 370 feet in length installed at the Polyethylene Unit 1792 from the F-355 outlet to the B-352 inlet; 24" automatic shutoff valves; flow measurement instrumentation; and flow meters. | 2011-02-15 | 689624 | 100
14760 | T1 | The Dallas Morning News, Inc. | North Plant | 3900 W. Plano Parkway | Plano | TX | 75075 | Collin | CN603965914 | RN103036133 | Baler, Air Trim Removal System, Return Waste Conveyor, and Recycle Carts | Withdrawn/Returned | 2010-12-27 | 398023.97 | 100
14761 | T1 | The Dallas Morning News, Inc. | South Plant | 4616 Langdon Drive | Dallas | TX |  | Dallas | CN603314386 | RN105444871 | Two stationary waste compactors | Withdrawn/Returned | 2010-12-27 | 64283.18 | 100
14762 | T1 | Norit Americas, Inc. | Marshall Plant | 3200 University Ave. | Marshall | TX | 75671 | Harrison | CN600840888 | RN102609724 | 1474-B Thickener repairs | The following property is used 100% for pollution control and is installed to meet or exceed federal or state regulations. 1474-B thickener repairs.. | 2011-05-12 | 39052 | 100
14763 | T1 | Norit Americas, Inc | Marshall Plant | 3200 University Ave. | Marshall | TX | 75671 | Harrison | CN600840888 | RN102609724 | neutralization tank. | Returned for failure to respond to a deficiency letter. | 2011-04-04 | 147384.59 | 100
14764 | T1 | Norit Americas, Inc. | Marshall Plant | 3200 University Ave. | Marshall | TX | 75671 | Harrison | CN600840888 | RN102609724 | Bag houses on top of bins. | Returned for failure to respond to a deficiency letter. | 2011-05-25 | 981230 | 100
14765 | T1 | Norit Americas, Inc | Marshall Plant | 3200 University Ave. | Marshall | TX | 75671 | Harrison | CN600840888 | RN102609724 | Repairs to #2 thickener . | The following property is used 100% for pollution control and is installed to meet or exceed federal or state regulations. Repairs to the #2 thickener. | 2011-05-12 | 32013.91 | 100
14766 | T1 | Norit Americas, Inc | Marshall Plant | 3200 University Ave. | Marshall | TX | 75671 | Harrison | CN600840888 | RN102609724 | #1 Thickener Repair | The following property is used 100% for pollution control and is installed to meet or exceed federal or state regulations. Repair of the #1 Thickener. | 2011-05-12 | 24532.58 | 100
14767 | T1 | Norit Americas, Inc | Marshall Plant | 3200 University Ave. | Marshall | TX | 75671 | Harrison | CN600840888 | RN102609724 | wastewater treatment system. | Returned for failure to respond to a deficiency letter. | 2011-04-04 | 0 | 100
14768 | T1 | Norit Americas, Inc | Marshall Plant | 3200 University Ave. | Marshall | TX | 75671 | Harrison | CN600840888 | RN102609724 | oil containment used to separate oils from wastewater. | Returned for failure to respond to a deficiency letter. | 2011-01-03 | 10167.55 | 100
14769 | T1 | Norit Americas, Inc | Marshall Plant | 3200 University Ave. | Marshall | TX | 75671 | Harrison | CN600840888 | RN102609724 | Replacement of drive for thickener TA. | The following property is used 100% for pollution control and is installed to meet or exceed federal or state regulations. Replacement of drive for thickener TA. | 2011-05-12 | 50778.3 | 100
14770 | T1 | Norit Americas, Inc | Marshall Plant | 3200 University Ave. | Marshall | TX | 75671 | Harrison | CN600840888 | RN102609724 | Property description was unclear. | Returned for failure to respond to a deficiency letter. | 2011-01-03 | 3799656.7 | 100
14771 | T1 | Norit Americas, Inc | Marshall Plant | 3200 University Ave. | Marshall | TX | 75671 | Harrison | CN600840888 | RN102609724 | Not listed. | Withdrawn/Returned | 2011-01-03 | 242238.68 | 100
14772 | T1 | Norit Americas, Inc | Marshall Plant | 3200 University Ave. | Marshall | TX | 75671 | Harrison | CN600840888 | RN102609724 | Not listed. | Withdrawn/Returned | 2011-01-03 | 24919 | 100
14773 | T1 | Norit Americas, Inc | Marshall Plant | 3200 University Ave. | Marshall | TX | 75671 | Harrison | CN600840888 | RN102609724 | dust collector. | Returned for failure to respond to a deficiency letter. | 2011-01-03 | 164167.69 | 100
14774 | T1 | Norit Americas, Inc | Marshall Plant | 3200 University Ave. | Marshall | TX | 75671 | Harrison | CN600840888 | RN102609724 | dust collector. | Returned for failure to respond to a deficiency letter. | 2011-01-03 | 295754.19 | 100
14775 | T1 | Norit Americas, Inc | Marshall Plant | 3200 University Ave. | Marshall | TX | 75671 | Harrison | CN600840888 | RN102609724 | Ductwork for packhouse dust collector. | Returned for failure to respond to a deficiency letter. | 2011-01-03 | 59738.88 | 100
14776 | T1 | Kalmar RT Center, L.L.C. | Kalmar Cibolo Plant | 103 Guadalupe Dr. | Cibolo | TX | 78108 | Guadalupe | CN602401135 | RN103156055 | 20 ft X 600 ft settling basin to capture runoff and 6 in concrete berms to create area for testing hydraulics and to capture oil if spilled. spilled. | Returned for failure to respond to a deficiency letter. | 2011-06-29 | 201600 | 100
14777 | T1 | Mark West Oklahoma Gas Company, LLC | Britt South Compressor Station | FM 592 |  |  |  | Wheeler | CN603400276 | RN105609002 | Lean-burn gas-fired 1,340 HP compressor engine | The following property is used 20% for pollution control and is installed to meet or exceed federal or state regulations. One lean-burn gas-fired 1,340 HP compressor engine | 2010-12-27 | 1000000 | 20
14778 | T1 | Mark West Oklahoma Gas Company, LLC | Britt West Compressor Station | FM 592 |  |  |  | Wheeler | CN603400276 | RN105609002 | Lean-burn gas-fired 1,340 HP compressor engine | The following property is used 20% for pollution control and is installed to meet or exceed federal or state regulations. One lean-burn gas-fired 1340 HP compressor engine. | 2010-12-27 | 1000000 | 20
14779 | T1 | Holcim (US), Inc/ Holcim (TX) LP | Holcim (Texas) LP | 1800 Dove Ln | Midlothian | TX | 76065 | Ellis | CN601231459 | RN100219286 | baghouse filter and choke, baghouse collecting screws, raw mill exit duct for baghouse, and associated equipment and controls. | Withdrawn by applicant | 2011-03-28 | 0 | 100
14780 | T1 | Holcim (US), Inc/Holcim (TX) LP | Holcim Midlothian Cement Plant | 1800 Dove Ln | Midlothian | TX | 76065 | Ellis | CN601231459 | RN100219286 | scrubber vessel | Withdrawn by applicant | 2011-05-02 | 104724 | 100
14781 | T1 | Katoen Natie | Katoen Natie La Porte Plant | 10925 SH 225 | La Porte | TX | 77571 | Harris | CN602188278 | RN103670048 | Two manual lines dust collectors | The following property is used 100% for pollution control and is installed to meet or exceed federal or state regulations. Two manual line dust collectors. | 2011-02-16 | 40000 | 100
14782 | T1 | Oxbow Calcining USA Inc | Oxbow Calcining LLC- Port Arthur Plant | Coke Dock Road | Port Arthur | TX | 77640 | Jefferson | CN602552424 | RN100209287 | Installed a cyclone separator for Kiln #4. Performed capital replacement/maintenance on the cyclone fan for Kiln #3. Performed capital replacement/maintenance on the cyclone fan for Kiln #5. | The following property is used 100% for pollution control and is installed to meet or exceed federal or state regulations. Installed a cyclone separator for Kiln #4. Performed capital replacement/maintenance on the cyclone fan for Kiln #3. Performed capital replacement/maintenance on the cyclone fan for Kiln #5. | 2010-12-28 | 187214 | 100
14783 | T1 | Oxbow Calcining USA, Inc. | Oxbow Calcining LLC- Port Arthur Plant | Coke Dock Road | Port Arthur | TX | 77640 | Jefferson | CN602552424 | RN100209287 | Asphalt paving of approximately 38,821 sq. ft. | The following property is used 100% for pollution control and is installed to meet or exceed federal or state regulations. Asphalt paving of approximately 38,821 sq. ft. of vehicle traffic areas used in support of plant operations. | 2011-02-18 | 118035 | 100
14784 | T1 | Oxbow Calcining USA Inc | Oxbow Calcining LLC- Port Arthur Plant | Coke Dock Road | Port Arthur | TX | 77640 | Jefferson | CN602552424 | RN100209287 | A feed hood is installed at the feed intake on the Number 2 Kiln. The feed hood prevents particulate matter from being inadvertently emitted to the atmosphere during raw product loading of the kiln. | The following property is used 100% for pollution control and is installed to meet or exceed federal or state regulations. A hood installed at the feed intake for Kiln #2 to prevent particulate matter emissions during raw product loading of Kiln #2. | 2010-12-28 | 230106 | 100
14785 | T1 | Oxbow Calcining USA Inc | Oxbow Calcining LLC- Port Arthur Plant | Coke Dock Road | Port Arthur | TX | 77640 | Jefferson | CN602552424 | RN100209287 | Power sweeper to be used to control fugitive dust and particulate matter emissions from plant roads and accessways. | The following property is used 100% for pollution control and is installed to meet or exceed federal or state regulations: one power sweeper to control particulate matter on plant roads and accessways. | 2010-12-28 | 155626 | 100
14786 | T1 | Oxbow Calcining USA Inc | Oxbow Calcining LLC- Port Arthur Plant | Coke Dock Road | Port Arthur | TX | 77640 | Jefferson | CN602552424 | RN100209287 | Watering truck to be used to spray water on plant roads and accessways to control fugitive dust and particulate matter. | The following property is used 100% for pollution control and is installed to meet or exceed federal or state regulations: one water truck to be used to spray water on plant roads and accessways to control dust and particulate matter. | 2010-12-28 | 73395 | 100
14787 | T1 | Baker Petrolite | Baypark Plant | 13200 Bayport Road | Houston | TX | 77057 | Harris | CN600127195 | RN100223536 | Controls installed in the vapor recovery system to increase the efficiency of the system and to decrease emissions from Plant 5 operations. This was a rework of the original vapor recovery piping system that captures vapors and routes them to the flare system. The project entailed changing the control devices for the variable speed controls for the fan, installing valves in the reactor system vent lines, and reworking the piping associated with the vent system. | Withdrawn/Returned | 2010-10-25 | 25184 | 100
14788 | T1 | Precision Drilling Trust/Grey Wolf Inc | Rig #551 | Porc 26 R Vela Svy, Abs 102 | Zapata | TX |  | Zapata | Insufficent Information | Insufficent Information | Ram type blowout preventer (BOP) with closing unit to actuate the BOP and choke manifold system to control pressure variations when the BOP is engaged. The system is used to seal off the well bore to prevent an uncontrollable spill or release of hydrocarbons and hazardous associated air pollutants such as hydrogen sulfide as a result of the oil and natural gas drilling operation. | The following property is used 100% for pollution control and is installed to meet or exceed federal or state regulations: Ram Type Blowout Preventer. Choke Manifold System. Closing Unit. | 2010-12-15 | 674000 | 100
14789 | T1 | Precision Drilling Trust/Grey Wolf Inc | Rig #826 | ER Johnson Svy Abs 464 | Wise | TX |  | Wise | Insufficent Information | Insufficent Information | Ram type blowout preventer (BOP) with closing unit to actuate the BOP and choke manifold system to control pressure variations when the BOP is engaged. The system is used to seal off the well bore to prevent an uncontrollable spill or release of hydrocarbons and hazardous associated air pollutants such as hydrogen sulfide as a result of the oil and natural gas drilling operation. | The following property is used 100% for pollution control and is installed to meet or exceed federal or state regulations: Ram Type Blowout Preventer. Choke Manifold System. Closing Unit. | 2010-12-15 | 414000 | 100
14790 | T1 | Precision Drilling Trust/Grey Wolf Inc | Rig #553 | H & TC RR Svy Sec 180 Blk 34 | Ward | TX |  | Ward | Insufficent Information | Insufficent Information | Ram type blowout preventer (BOP) with closing unit to actuate the BOP and choke manifold system to control pressure variations when the BOP is engaged. The system is used to seal off the well bore to prevent an uncontrollable spill or release of hydrocarbons and hazardous associated air pollutants such as hydrogen sulfide as a result of the oil and natural gas drilling operation. | The following property is used 100% for pollution control and is installed to meet or exceed federal or state regulations: Ram Type Blowout Preventer. Choke Manifold System. Closing Unit. | 2010-12-15 | 674000 | 100
14791 | T1 | Precision Drilling Trust/Grey Wolf Inc | Rig #552 | H & TC RR CO Svy Sec 210 Blk 34 | Ward | TX |  | Ward | Insufficent Information | Insufficent Information | Ram type blowout preventer (BOP) with closing unit to actuate the BOP and choke manifold system to control pressure variations when the BOP is engaged. The system is used to seal off the well bore to prevent an uncontrollable spill or release of hydrocarbons and hazardous associated air pollutants such as hydrogen sulfide as a result of the oil and natural gas drilling operation. | The following property is used 100% for pollution control and is installed to meet or exceed federal or state regulations: Ram Type Blowout Preventer. Choke Manifold System. Closing Unit. | 2010-12-16 | 674000 | 100
14792 | T1 | Precision Drilling Trust/Grey Wolf Inc | Rig #405 | Z Whitesides Svy Abs 839 | Montague | TX |  | Montague | CN603453770 | Insufficent Information | Ram type blowout preventer (BOP) with closing unit to actuate the BOP and choke manifold system to control pressure variations when the BOP is engaged. The system is used to seal off the well bore to prevent an uncontrollable spill or release of hydrocarbons and hazardous associated air pollutants such as hydrogen sulfide as a result of the oil and natural gas drilling operation. | The following property is used 100% for pollution control and is installed to meet or exceed federal or state regulations: Ram Type Blowout Preventer. Choke Manifold System. Closing Unit. | 2010-12-16 | 398000 | 100
14793 | T1 | Precision Drilling Trust/Grey Wolf Inc | Rig #550 | J Duff Svy 123 Abs 165 | Live Oak | TX |  | Live Oak | Insufficent Information | Insufficent Information | Ram type blowout preventer (BOP) with closing unit to actuate the BOP and choke manifold system to control pressure variations when the BOP is engaged. The system is used to seal off the well bore to prevent an uncontrollable spill or release of hydrocarbons and hazardous associated air pollutants such as hydrogen sulfide as a result of the oil and natural gas drilling operation. | The following property is used 100% for pollution control and is installed to meet or exceed federal or state regulations: Ram Type Blowout Preventer. Choke Manifold System. Closing Unit. | 2010-12-16 | 674000 | 100
14794 | T1 | Precision Drilling Trust/Grey Wolf Inc | Rig #554 | Martha Duncan Svy Abs No 197 | Harrison | TX |  | Harrison | Insufficent Information | Insufficent Information | Ram type blowout preventer (BOP) with closing unit to actuate the BOP and choke manifold system to control pressure variations when the BOP is engaged. The system is used to seal off the well bore to prevent an uncontrollable spill or release of hydrocarbons and hazardous associated air pollutants such as hydrogen sulfide as a result of the oil and natural gas drilling operation. | The following property is used 100% for pollution control and is installed to meet or exceed federal or state regulations: Ram Type Blowout Preventer. Choke Manifold System. Closing Unit. | 2010-12-16 | 674000 | 100
14795 | T1 | Precision Drilling Trust/Grey Wolf Inc | Rig #50 | John Findley Svy Abs 247 | Harrison | Tx |  | Harrison | Insufficent Information | Insufficent Information | Ram type blowout preventer (BOP) with closing unit to actuate the BOP and choke manifold system to control pressure variations when the BOP is engaged. The system is used to seal off the well bore to prevent an uncontrollable spill or release of hydrocarbons and hazardous associated air pollutants such as hydrogen sulfide as a result of the oil and natural gas drilling operation. | The following property is used 100% for pollution control and is installed to meet or exceed federal or state regulations: Ram Type Blowout Preventer. Choke Manifold System. Closing Unit. | 2010-12-16 | 674000 | 100
14796 | T1 | Precision Drilling Trust/Grey Wolf Inc | Rig #33 | 5331 Andrews Hwy | Odessa | TX | 79760 | Ector | Insufficent Information | Insufficent Information | Ram type blowout preventer (BOP) with closing unit to actuate the BOP and choke manifold system to control pressure variations when the BOP is engaged. The system is used to seal off the well bore to prevent an uncontrollable spill or release of hydrocarbons and hazardous associated air pollutants such as hydrogen sulfide as a result of the oil and natural gas drilling operation. | The following property is used 100% for pollution control and is installed to meet or exceed federal or state regulations: Ram Type Blowout Preventer. Choke Manifold System. Closing Unit. | 2010-12-16 | 674000 | 100
14797 | T1 | Precision Drilling Trust/Grey Wolf Inc | Rig #827 | RD Westcott Svy Abs 1338 | Denton | TX |  | Denton | Insufficent Information | Insufficent Information | Ram type blowout preventer (BOP) with closing unit to actuate the BOP and choke manifold system to control pressure variations when the BOP is engaged. The system is used to seal off the well bore to prevent an uncontrollable spill or release of hydrocarbons and hazardous associated air pollutants such as hydrogen sulfide as a result of the oil and natural gas drilling operation. | The following property is used 100% for pollution control and is installed to meet or exceed federal or state regulations: Ram Type Blowout Preventer. Choke Manifold System. Closing Unit. | 2010-12-16 | 414000 | 100
14798 | T1 | Wise County Power Company LLC | Wise County Power Plant | 800 Boons Creek Lane | Poolville | TX | 76487 | Wise | CN600127963 | RN102584844 | Oil storage building secondary containment structures including concrete curbing, slanted floors, and sumping/depressions. The structures were installed to contain and control inadvertent spills or leakage from oil storage containers and/or tanks; thereby protecting land, groundwater, and surface waters from inadvertent contamination. | The following property is used 100% for pollution control and is installed to meet or exceed federal or state regulations. Oil storage building secondary containment structures including concrete curbing, slanted floors, and sumping/depressions installed to control inadvertent spills or leakage from oil storage containers or tanks. | 2011-01-14 | 34965 | 100
14799 | T1 | East Texas Electric Cooperatives, Inc | Hardin County Peaking Facility | 8908 US Highway 69 | Kountze | TX | 77625 | Hardin | CN602932527 | RN105579577 | Oil/water separator. | The following property is used 100% for pollution control and is installed to meet or exceed federal or state regulations. Oil/Water separator. | 2010-11-19 | 97215 | 100
14800 | T1 | East Texas Electric Cooperatives, Inc | Hardin County Peaking Facility | 8908 US Highway 69 | Kountze | TX | 77625 | Hardin | CN602932527 | RN105579577 | wastewater drainage system, an oily water separator, and containment ponds and vessels. | Application withdrawn by Dan Wittliff via e-mail on 10/14/10. | 2010-10-19 | 52000 | 100
14801 | T1 | East Texas Electric Cooperatives, Inc | Hardin County Peaking Facility | 8908 US Highway 69 | Kountze | TX | 77625 | Hardin | CN602932527 | RN105579577 | Storm water drainage control system including a 2.64-acre detention pond, berms, and drainage ditches. The environmental benefit is reduced risk of erosion and discharge of sediments and constituents of concern to waters of the United States. | Storm water drainage control system including a 2.64-acre detention pond, berms, and drainage ditches. | 2011-05-20 | 1369944 | 100
14802 | T4 | Goodyear Tire & Rubber Co | Beaumont Chemical Plant | IH 10 @ Smith Rd | Beaumont | TX | 77720 | Jefferson | CN600616049 | RN102561925 | This project installed four heat recovery steam generators (HRSGs) to produce steam for the facility as an alternative to installing a boiler. Use of the HRSGs improves the thermal efficiency of the facility. | A negative determination. Heat recovery steam generators and associated dedicated ancillary equipment are used solely for production; therefore, are not eligible for a positive use determination. | 2012-07-05 | 6080477 | 100
14803 | T1 | Ethyl Corporation | Lube Additives Plant | 1000 N South Street | Pasadena | TX | 77503 | Harris | CN600127740 | RN101613230 | Redundant chlorine and caustic measurement instrumentation. Flush valve. Sampler system for wastewater. | Returned for failure to respond to a deficiency letter. | 2011-04-28 | 68927 | 0
14804 | T1 | Ethyl Corporation | Lube Additives Plant | 1000 N South Street | Pasadena | TX | 77503 | Harris | CN600127740 | RN101613230 | A I628/D1610B Pulsafeeder to maintain pH of wastewater. | Returned for failure to respond to a deficiency letter. | 2011-01-03 | 19281 | 0
14805 | T1 | Ethyl Corporation | Lube Additives Plant | 1000 N South Street | Pasadena | TX | 77503 | Harris | CN600127740 | RN101613230 | Refrigerated sampler for wastewater monitoring. | Returned for failure to respond to a deficiency letter. | 2011-01-03 | 1197 | 0
14806 | T1 | Ethyl Corporation | Lube Additives Plant | 1000 N South Street | Pasadena | TX | 77503 | Harris | CN600127740 | RN101613230 | Wastewater tank D-1150. Radar level gauge for D-1150. | The following property is used 100% for pollution control and is installed to meet or exceed federal or state regulations. Wastewater tank D-1150. Radar level gauge for D-1150. | 2011-02-10 | 65842 | 100
14807 | T1 | Ethyl Corporation | Lube Additives Plant | 1000 N South Street | Pasadena | TX | 77503 | Harris | CN600127740 | RN101613230 | Concrete sump. | The following property is used 100% for pollution control and is installed to meet or exceed federal or state regulations. Concrete sump. | 2011-02-10 | 527891 | 100
14808 | T1 | Ethyl Corporation | Lube Additives Plant | 1000 N South Street | Pasadena | TX | 77503 | Harris | CN600127740 | RN101613230 | Installed two Dickow seal-less pumps with motors and bases. Purchased a spare Dickow seal-less pump | The following property is used 100% for pollution control and is installed to meet or exceed federal or state regulations. Two Dickow seal-less pumps with motors and bases and one Dickow seal-less pump. | 2011-04-07 | 73796 | 100
14809 | T1 | Ethyl Corporation | Lube Additives Plant | 1000 N South Street | Pasadena | TX | 77503 | Harris | CN600127740 | RN101613230 | additional components added to the BTU Analyzer. | Returned for failure to respond to a deficiency letter. | 2011-01-03 | 29035 | 0
14810 | T1 | Ethyl Corporation | Lube Additives Plant | 1000 N South Street | Pasadena | TX | 77503 | Harris | CN600127740 | RN101613230 | additional components added to the BTU Analyzer. | Returned for failure to respond to a deficiency letter. | 2011-01-03 | 37397 | 0
14811 | T1 | Ethyl Corporation | Lube Additives Plant | 1000 N South Street | Pasadena | TX | 77503 | Harris | CN600127740 | RN101613230 | Emergency vents for 17 tanks. | The following property is used 100% for pollution control and is installed to meet or exceed federal or state regulations. Emergency vents for 17 tanks. | 2011-05-03 | 48436 | 100
14812 | T1 | Ethyl Corporation | Lube Additives Plant | 1000 N South Street | Pasadena | TX | 77503 | Harris | CN600127740 | RN101613230 | upgrade for furnace. | Returned for failure to respond to a deficiency letter. | 2011-01-03 | 0 | 0
14813 | T1 | Ethyl Corporation | Lube Additives Plant | 1000 N South Street | Pasadena | TX | 77503 | Harris | CN600127740 | RN101613230 | installed Du-Jets. | Returned for failure to respond to a deficiency letter. | 2011-01-03 | 0 | 0
14814 | T1 | Ethyl Corporation | Lube Additives Plant | 1000 N South Street | Pasadena | TX | 77503 | Harris | CN600127740 | RN101613230 | secondary containment. | Returned for failure to respond to a deficiency letter. | 2011-01-03 | 0 | 0
14815 | T1 | Ethyl Corporation | Lube Additives Plant | 1000 N South Street | Pasadena | TX | 77503 | Harris | CN600127740 | RN101613230 | secondary containment for the MMT Pumps. | Returned for failure to respond to a deficiency letter. | 2011-01-03 | 0 | 0
14816 | T1 | Ethyl Corporation | Lube Additives Plant | 1000 N South Street | Pasadena | TX | 77503 | Harris | CN600127740 | RN101613230 | This project modified the vessel, piping and platform for the chlorine vaporizer system, added a nitrogen purge to the chlorine charge system, and installed a chlorine sensor. | The following property is used 100% for pollution control and is installed to meet or exceed federal or state regulations. modifications to the vessel, piping and platform for the chlorine vaporizer system, the nitrogen purge for the chlorine charge system, and the chlorine sensor. | 2011-05-12 | 50026 | 100
14817 | T1 | Ethyl Corporation | Lube Additives Plant | 1000 N South Street | Pasadena | TX | 77503 | Harris | CN600127740 | RN101613230 | combustion analyzer. | Returned for failure to respond to a deficiency letter. | 2011-01-03 | 0 | 0
14818 | T1 | Ethyl Corporation | Lube Additives Plant | 1000 N South Street | Pasadena | TX | 77503 | Harris | CN600127740 | RN101613230 | radar level devices. | Returned for failure to respond to a deficiency letter. | 2011-01-03 | 0 | 0
14819 | T1 | Ethyl Corporation | Lube Additives Plant | 1000 N South Street | Pasadena | TX | 77503 | Harris | CN600127740 | RN101613230 | replacement chlorine valve | Returned for failure to respond to a deficiency letter. | 2011-01-03 | 0 | 0
14820 | T1 | Ethyl Corporation | Lube Additives Plant | 1000 N South Street | Pasadena | TX | 77503 | Harris | CN600127740 | RN101613230 | Not listed. | Withdrawn/Returned | 2010-11-15 | 0 | 0
14821 | T1 | Ethyl Corporation | Lube Additives Plant | 1000 N South Street | Pasadena | TX | 77503 | Harris | CN600127740 | RN101613230 | Not listed. | Withdrawn/Returned | 2010-11-15 | 0 | 0
14822 | T1 | Ethyl Corporation | Lube Additives Plant | 1000 N South Street | Pasadena | TX | 77503 | Harris | CN600127740 | RN101613230 | replacement pump for the PAP Unit. | Returned for failure to respond to a deficiency letter. | 2011-01-03 | 0 | 0
14823 | T1 | Ethyl Corporation | Lube Additives Plant | 1000 N South Street | Pasadena | TX | 77503 | Harris | CN600127740 | RN101613230 | infrared camera. | Returned for failure to respond to a deficiency letter. | 2011-01-03 | 0 | 0
14824 | T1 | Ethyl Corporation | Lube Additives Plant | 1000 N South Street | Pasadena | TX | 77503 | Harris | CN600127740 | RN101613230 | upgrade the flare autoignition. | Returned for failure to respond to a deficiency letter. | 2011-01-03 | 0 | 0
14825 | T1 | Albemarle Corporation | Pasadena Alkyls Plant | 2500 N. South Street | Pasadena | TX | 77503 | Harris | CN600129589 | RN100218247 | Continuous emissions monitoring analyzer for nitrogen oxides and carbon monoxide emissions from Furnace F-4502. | The following property is used 100% for pollution control and is installed to meet or exceed federal or state regulations. Continuous emissions monitor. | 2011-01-25 | 176513 | 100
14826 | T1 | East Texas Electric Cooperatives, Inc | San Jacinto County Peaking Facility | 2101 Pelican Road | Shepherd | TX | 77371 | San Jacinto | CN602932527 | RN105295927 | Continuous Emission Monitoring System (CEMS); Sampling Ports; Dry Low NOx Burner Package; and Stack Construction. The Tier I Table Numbers are A-61 for the CEMS; A-66 for the sampling ports; A-86 (formerly ECL A-88) for the low NOx burners; and A-182 for stack construction. The environmental benefit is emissions reduction, emissions monitoring, and improved dispersion. | stack construction excluding items required only for noise attenuation or compliance with OSHA requirements; exhaust stack sampling ports; continuous emission monitors (CEMS); and dry low NOx burner package. | 2011-08-22 | 5105952 | 100
14827 | T1 | East Texas Electric Cooperatives, Inc | San Jacinto County Peaking Facility | 2101 Pelican Road | Shepherd | TX | 77371 | San Jacinto | CN602932527 | RN105295927 | Oil/water separator used to remove oils from oil contaminated stormwater. The oils are disposed of properly. | The following property is used 100% for pollution control and is installed to meet or exceed federal or state regulations: oil/water separator | 2011-04-15 | 97215 | 100
14828 | T1 | East Texas Electric Cooperatives, Inc. | San Jacinto County Peaking Facility | 2101 Pelican Road | Shepherd | TX | 77371 | San Jacinto | CN602932527 | RN105295927 | Not recorded in database. | Withdrawn by applicant | 2011-08-22 | 52000 | 0
14829 | T1 | TXI Operations, L.P. | Hunter Cement Plant | 7781 FM 1102 | New Braunfels | TX | 78132 | Comal | CN600125157 | RN100212067 | Selective non-catalytic reduction system to reduce nitrogen oxides emissions from the kiln in the Pyro-Processing Area of the plant. | The following property is used 100% for pollution control and is installed to meet or exceed federal or state regulations: selective non-catalytic reduction system installed to control emissions of nitrogen oxides (NOx) from the kiln. | 2011-03-28 | 335729 | 100
14830 | T1 | Bredero Shaw | Pearland Pipe Coating Plant | 4501 Knapp Road | Pearland | TX | 77581 | Brazoria | CN600134423 | RN102605144 | 30 foot by 30 foot concrete secondary containment flooring for hazardous waste and used oil. The environmental benefit is soil and groundwater protection. | 30 foot by 30 foot concrete secondary containment flooring for hazardous waste and used oil. | 2011-07-01 | 6000 | 100
14831 | T1 | Bredero Shaw | Pearland Pipe Coating Operation | 4501 Knapp Road | Pearland | TX | 77581 | Brazoria | CN600134423 | RN102605144 | Plant for pretreating wastewater including tank stands, piping, air compressor, pH correction tank, flocculation tank, clarifier, sludge thickener, filter press, pumps, electrical components, and monitoring equipment. The environmental benefit is reduction of discharge of pollutants to the POTW. | a wastewater pretreatment plant including tank stands, piping, air compressor, pH correction tank, flocculation tank, clarifier, sludge thickener, filter press, pumps, electrical components, and monitoring equipment. | 2011-06-21 | 394244.61 | 100
14832 | T1 | Bredero Shaw | Bredero Shaw | 4501 Knapp Road | Pearland | TX | 77581 | Brazoria | CN600134423 | RN102605144 | Not listed. | Withdrawn/Returned | 2010-11-12 | 0 | 100
14833 | T1 | ZXP Technologies | ZXP Technologies Highlands Plant | 409 E. Wallisville Road | Highlands | TX | 77562 | Harris | CN603154733 | RN102872694 | secondary containment in the form of concrete and earthen berms and flooring to prevent release of petroleum products | Returned for failure to respond to a deficiency letter. | 2011-03-15 | 262933 | 100
14834 | T1 | ZXP Technologies | ZXP Technologies | 409 E. Wallisville Road | Highlands | TX | 77562 | Harris | CN602154733 | RN102872694 | Not listed. | Withdrawn/Returned | 2010-11-10 | 0 | 100
14835 | T1 | ZXP Technologies | ZXP Technologies | 409 E. Wallisville Road | Highlands | TX | 77562 | Harris | CN603154733 | RN102872694 | Not listed. | Withdrawn/Returned | 2010-11-10 | 32500 | 100
14836 | T1 | Sandow Power Company LLC | Sandow 5 Generating Plant | 3708 Charles Martin Hall Road | Rockdale | TX | 76567 | Milam | CN603256405 | RN105369805 | Coal handling dust suppression system. Coal handling system conveyor dust covers. | The following property is used 100% for pollution control and is installed to meet or exceed federal or state regulations. Conveyor dust covers and dust suppression system | 2011-01-31 | 2555491 | 100
14837 | T1 | Sterling Chemicals, Inc | Texas City Chemical Plant | 201 Bay St. South | Texas City | TX | 77590 | Galveston | CN600126288 | RN100212620 | Waste water treatment system including tanks, pumps, filters, carbon bed, and resin bed in a concrete diked area | Returned for failure to respond to a deficiency letter. | 2011-10-13 | 0 | 0
14838 | T1 | Total Petrochemicals USA, Inc | Port Arthur Refinery | Hwy 366 & 32nd St | Port Arthur | TX | 77642 | Jefferson | CN600582399 | RN102457520 | Thermal Oxidizers and Burners | The following property is used 100% for pollution control and is installed to meet or exceed federal or state regulations. | 2011-03-25 | 7572598 | 100
14839 | T1 | Chesapeake Operating, Inc | Atherton SWD Facility | Hwy 152 & Oklahoma Rd. 2.5 miles N | Wheeler | TX | 79096 | Wheeler | CN600514004 | Insufficient Information | a non-commercial saltwater disposal facility used to inject into geologic formations saltwater waste recovered during the production of oil and natural gas. The environmental benefit is disposal of waste saltwater in a safe geologic formation separated from freshwater formations by impervious beds thereby protecting groundwater. | a non-commercial saltwater disposal facility used to inject into geologic formations saltwater waste recovered during the production of oil and natural gas. | 2011-07-27 | 1675814 | 100
14840 | T1 | Chesapeake Operating, Inc | Reed SWD Facility | FM 1046 & FM 592 | Wheeler | TX | 79096 | Wheeler | CN600514004 | RN107894560 | Saltwater Disposal Facility | The following property is used 100% for pollution control and is installed to meet or exceed federal or state regulations. Salt water disposal facility | 2011-05-16 | 3497186 | 100
14841 | T1 | Sante Fe ISD | Cowan Elementary School | 4133 Warpath | Santa Fe | TX | 77510 | Santa Fe ISD | CN601197932 | RN105913073 | Asbestos abatement at elementary school. | Withdrawn by applicant | 2010-10-04 | 90475 | 0
14844 | T1 | Tower Tech Systems | Tower Tech Systems | 1126 Arnold Boulevard | Abilene | TX | 79606 | Taylor | CN603920828 | RN105749238 | Welding of pipe joints in the 1700 series tank farm. | Withdrawn by applicant | 2011-09-15 | 0 | 0
14845 | T1 | Tower Tech Systems | Abilene Plant | 1126 Arnold Boulevard | Abilene | TX | 79606 | Taylor | CN603920828 | RN105749238 | Blast booth, reclaim system, dust collector | Returned for failure to respond to a deficiency letter. | 2012-02-28 | 0 | 0
14846 | T1 | Lauren Concrete | Liberty Hill Plant | 50 CR 258 | Liberty Hill | TX | 78942 | Williamson | CN600316129 | RN104992979 | DUST COLLECTION SYSTEM | Withdrawn by applicant | 2011-07-13 | 0 | 0
14847 | T1 | Oak Grove Management Company, L.L.C. | Oak Grove Steam and Electric Station | 8127 Oak Grove Road | Franklin | TX | 77856 | Robertson | CN602881955 | RN100216191 | Smokeless igniter systems on the Unit 1 and 2 boilers. | The following property is used 100% for pollution control and is installed to meet or exceed federal or state regulations. Atomizers for Unit 1 and 2 boilers. Flame Stabilizers for Unit 1 and 2 boilers. | 2011-05-05 | 10423939 | 100
14848 | T1 | Oak Grove Management Company, L.L.C. | Oak Grove Steam and Electric Station | 8127 Oak Grove Road | Franklin | TX | 77856 | Robertson | CN602881955 | RN100216191 | Dust suppression system using liquid mists at certain coal transfer locations. Dust covers on coal conveyor system for Unit 1 and 2 boilers. | The following property is used 100% for pollution control and is installed to meet or exceed federal or state regulations. Coal dust suppression system. Coal handling system conveyor dust covers. | 2011-01-25 | 10757542 | 100
14849 | T1 | Sandow Power Company LLC | Sandow 5 Generating Plant | 3708 Charles Martin Hall Road | Rockdale | TX | 76567 | Milam | CN603256405 | RN105369805 | Drainage facilities for contaminated storm water, including storm drains, drain channels, underground pipes, sumps, basins, and evaporation and retention ponds. | The following property is used 100% for pollution control and is installed to meet or exceed federal or state regulations: drainage facilities for contaminated storm water, including storm drains, drain channels, underground pipes, sumps, basins, and evaporation and retention ponds. | 2011-03-08 | 5813837 | 100
14850 | T1 | Sandow Power Company LLC | Sandow 5 Generating Plant | 3708 Charles Martin Hall Road | Rockdale | TX | 76567 | Milam | CN603256405 | RN105369805 | Oil/water separator installed to separate oils and grease from water collected in sumps and vaults. The environmental benefit is prevention of grease and sediment discharges to the waters of the state. | The following property is used 100% for pollution control and is installed to meet or exceed federal or state regulations. oil/water separator installed to separate oils and grease from water collected in sumps and vaults. | 2011-07-08 | 168802 | 100
14851 | T1 | Sandow Power Company LLC | Sandow 5 Generating Plant | 3708 Charles Martin Hall Road | Rockdale | TX | 76567 | Milam | CN603256405 | RN105369805 | Wastewater storage tanks and pumps | Returned for failure to respond to a deficiency letter. | 2011-09-15 | 569490 | 100
14852 | T1 | Sandow Power Company, L.L.C. | Sandow 5 Generating Plant | 3708 Charles Martin Hall Road | Rockdale | TX | 76567 | Milam | CN603256405 | RN105369805 | Economizer fly ash collection and transport system consisting of ash hoppers, rotary feeders and drag chain conveyor, ash disposal bin, associated airlocks and valves, piping and blowers, fly as storage silo, silo fluidizing blower, segregating and isolation valves, and fly ash wetting conditioners including water supply piping and associated unloading equipment. Baghouse fly ash collection and transport system consisting of associated airlocks and valves, pipe and pressure blowers, and various segregating and isolation valves. | The following property is used 100% for pollution control and is installed to meet or exceed federal or state regulations. economizer and baghouse fly ash collection and transport systems. | 2011-04-18 | 21470267 | 100
14853 | T1 | Enterprise Refined Products Company | Port Arthur Terminal | 800 West Dorsey Road | Port Arthur | TX | 77640 | Jefferson | CN603684408 | RN105179832 | The Cathodic Protection System consisting of anodes and rectifiers installed beneath the tank floor for the Port Arthur Terminal prevents the electrically induced corrosion of steel in contact with the soil. The cathodic protection will minimize or prevent a discharge into the environment. | The following property is used 100% for pollution control and is installed to meet or exceed federal or state regulations. Cathodic Protection System | 2011-05-23 | 451211 | 100
14854 | T1 | Enterprise Refined Products Company | Port Arthur Terminal | 800 West Dorsey Road | Port Arthur | TX | 77640 | Jefferson | CN603684408 | RN105179832 | Rim mounted secondary seal system for floating roof on tank. | The following property is used 100% for pollution control and is installed to meet or exceed federal or state regulations. | 2011-03-25 | 1450321 | 100
14855 | T1 | Enterprise Refined Products Company | Port Arthur Terminal | 800 West Dorsey Road | Port Arthur | TX | 77640 | Jefferson | CN603684408 | RN105179832 | This project installed external floating roofs for tanks 5110, 5120, 5130, 5140, 5150, 5160, 5170, 5180, 5190, 5200, 5210, and 5310. Use of the roofs will reduce VOC emissions from the tanks. | The following property is used 100% for pollution control and is installed to meet or exceed federal or state regulations: external floating roofs for tanks 5110, 5120, 5130, 5140, 5150, 5160, 5170, 5180, 5190, 5200, 5210, and 5310. | 2011-06-24 | 15740104 | 100
14856 | T1 | Enterprise Refined Products Company | Port Arthur Terminal | 800 West Dorsey Road | Port Arthur | TX | 77640 | Jefferson | CN603684408 | RN105179832 | Berms and storm water drainage system | A positive use determination of 100% for the berms and storm water drainage system, | 2011-01-31 | 8379639 | 100
14857 | T1 | Lanxess Corporation | Orange Plant | 4647 FM 1006 | Orange | TX | 77631 | Orange | CN603160508 | CN603160508 | Emissions Monitor | Returned for failure to respond to a deficiency letter. | 2011-05-31 | 16239.23 | 0
14858 | T1 | Aquatic Co. | Lancaster Plant | 151 Industrial | Lancaster | TX | 75134 | Dallas | CN601683733 | RN100219104 | Concentrator carbon bed for capturing styrene emissions. Adwest regenerative thermal oxidizer for controlling styrene desorbed from adsorbtion wheel. | The dollar value listed is $1,429,064. The equipment is listed on the Equipment and Categories List as item A-110 for the carbon bed concentrator and A-20 for the regenerative thermal oxidizer. The property is used to meet an adopted environmental regulation. There is an environmental benefit at the site. A positive use determination should be issued. | 2011-04-07 | 1429064 | 100
14859 | T1 | Owens Corning Roofing & Asphalt, LLC | Owens Corning Roofing & Asphalt Facility | 201 N. Nursery Road | Irving | TX | 75601 | Dallas | CN603528050 | RN100225291 | Torit bin vent EPN 10 on the sand silo filling system. | Withdrawn by applicant | 2011-06-28 | 75620 | 100
14860 | T1 | San Miguel Electric Cooperative Inc | San Miguel Power Plant | 6200 FM 3387 | CHRISTINE | TX | 78012 | ATASCOSA | CN600132278 | RN100226539 | 3 water tanks installed on water trucks | The following property is used 100% for pollution control and is installed to meet or exceed federal or state regulations. 3 water tanks installed on water trucks. | 2010-12-28 | 205728 | 100
14861 | T1 | San Miguel Electric Cooperative, Inc. | SAN MIGUEL POWER PLANT | 6200 FM 3387 | CHRISTINE | TX | 78012 | ATASCOSA | CN600132278 | RN100226539 | Upgraded SO2 CEMs analyzer installed in the EPN 6 stack | The following property is used 100% for pollution control and is installed to meet or exceed federal or state regulations. Upgraded SO2 CEMs analyzer installed in the EPN 6 stack. | 2011-01-27 | 19168 | 100
14862 | T1 | San Miguel Electric Cooperative Inc | San Miguel Power Plant | 6200 FM 3387 | CHRISTINE | TX | 78012 | ATASCOSA | CN600132278 | RN100226539 | Telescopic dry unloading spout and vent filter used to transfer flyash from the silo to an enclosed truck. | Withdrawn by applicant | 2010-12-10 | 183142 | 100
14863 | T1 | San Miguel Electric Cooperative Inc | San Miguel Power Plant | 6200 FM 3387 | CHRISTINE | TX | 78012 | ATASCOSA | CN600132278 | RN100226539 | Stack repairs and upgrades: 1) installed an acid resistant membrane lining on the full interior to prevent further damage to the brick liner; 2) installed a pressurization seal at the inlet duct; 3) replaced failed opening reinforcements. | The following property is used 100% for pollution control and is installed to meet or exceed federal or state regulations. Installation of an acid resistant membrane liner on the full interior of the EPN 6 stack. Installation of a pressurization seal at the inlet duct for the EPN 6 stack. Replacement of failed opening reinforcements in the EPN 6 stack. | 2011-01-27 | 1272570 | 100
14864 | T1 | San Miguel Electric Cooperative, Inc. | San Miguel Power Plant | 6200 FM 3387 | Christine | TX | 78012 | Atascosa | CN600132278 | RN100226539 | Common duct replacement and upgrade; scrubber oulet duct replacement and upgrade; quencher tanks 1C and 1D bottoms replacements and upgrades; absorber header replacement and upgrade. | The following property is used 100% for pollution control and is installed to meet or exceed federal or state regulations. Replacement and upgrade of scrubber common duct, replacement and upgrade of scrubber outlet duct, replacement and upgrade of scrubber quencher tanks 1C and 1D bottoms, replacement and upgrade of scrubber absorber header. | 2010-12-28 | 1400101 | 100
14865 | T1 | Explorer Pipeline Company | Explorer Pipeline | Falls County |  | TX |  | Falls | CN600424584 | Insufficient Information | Ground beds and rectifiers for cathodic protection system for pipeline. | The following property is used 100% for pollution control and is installed to meet or exceed federal or state regulations. Groundbed and rectifier for CPL-1076 1890. Groundbed CPL-1582 1912. Groundbed and rectifier for CPL-1353 1891. Groundbed at CPL-ES-1519 P.104507 1940. | 2011-01-11 | 139474.48 | 100
14866 | T1 | Enterprise Texas Pipeline, L.L.C. | San Martin Plant | 207363 Lamm Road | Elmendorf | TX | 78112 | Bexar | CN603211277 | Insufficient Information | Caterpillar 3612 lean-burn gas-fired compressor engine. Caterpillar 3608 lean-burn gas-fired compressor engine. | The following property is used 20% for pollution control and is installed to meet or exceed federal or state regulations. Unit 985 Caterpillar G3608 lean-burn gas-fired compressor driver. Unit 986 Caterpillar G3612 lean-burn gas-fired compressor driver. | 2011-01-11 | 3718549 | 100
14867 | T1 | Mauser Corporation | Mauser Corporation Houston | 4004 Homestead Road | Houston | TX | 77028 | Harris | CN603642208 | RN100211002 | Secondary containment area for oil storage. Secondary containment for used oil storage. | The following property is used 100% for pollution control and is installed to meet or exceed federal or state regulations. 20' x 40' foot paved used oil storage area and the land it occupies. A negative for the raw material storage buildings which are not required by any adopted environmental rule or regulation. | 2011-04-07 | 81700 | 100
14868 | T1 | Mauser Corporation | Mauser Corporation Houston | 4004 Homestead Road | Houston | TX | 77028 | Harris | CN603642208 | RN100211002 | Thermal Oxidizer (EP-8). | The following property is used 100% for pollution control and is installed to meet or exceed federal or state regulations. Thermal Oxidizer (EP-8). | 2011-01-07 | 825800 | 100
14869 | T1 | Lanxess Corporation | Orange Plant | FM 1006 | Orange | TX | 77631 | Orange | CN602665556 | RN100825363 | West sewer lift pump that transfers wastewater from an underground sump to the above ground wastewater treatment unit. The environmental benefit is prevention of untreated wastewater reaching waters of the state. | west sewer lift pump that transfers wastewater from an underground sump to the above ground wastewater treatment unit. | 2011-08-16 | 8788.16 | 100
14870 | T1 | Enterprise Texas Pipeline, L.L.C. | Gohlke Compressor Station | 13072 FM 682 | Yoakum | TX | 77995 | DeWitt | CN603211277 | RN101937837 | Unit 185 Caterpillar G3612 lean-burn gas-fired compressor driver. Unit 186 Caterpillar G3612 lean-burn gas-fired compressor driver. | The following property is used 20% for pollution control and is installed to meet or exceed federal or state regulations. Lean-burn gas-fired combustion system for Unit 185 Caterpillar G3612 compressor. Lean-burn gas-fired combustion system for Unit 186 Caterpillar G3612 compressor. | 2010-12-30 | 4412215 | 20
14871 | T1 | Savage Tolk Energy Services | Savage Tolk Energy Services | 854 County Road 65 | Earth | TX | 79031 | Lamb | CN603529652 | RN100219336 | Caterpillar 621 G water tanker with water cannon. | Returned for failure to respond to a deficiency letter. | 2011-03-02 | 347300 | 100
14872 | T1 | Stolthaven Houston | Stolthaven Houston | 15602 Jacintoport Boulevard | Houston | TX | 77015 | Harris | CN600124820 | RN100210475 | Operations panel for marine docks 2 and 3 flare. Automated control valve for marine docks 2 and 3 flare. | The following property is used 100% for pollution control and is installed to meet or exceed federal or state regulations. Operations panel for marine docks 2 and 3 flare. Automated control valve for marine docks 2 and 3 flare. | 2011-01-07 | 67429 | 100
14873 | T1 | Stolthaven Houston | Stolthaven Houston | 15602 Jacintoport Boulevard | Houston | TX | 77015 | Harris | CN600124820 | RN100210475 | Four pumps and associated 6-inch stainless steel piping. | The following property is used 100% for pollution control and is installed to meet or exceed federal or state regulations. Four pumps and associated 6-inch stainless steel piping. | 2011-01-07 | 45000 | 100
14874 | T1 | Stolthaven Houston | Stolthaven Houston | 15602 Jacintoport Boulevard | Houston | TX | 77015 | Harris | CN600124820 | RN100210475 | Dike containment wall for D tankfarm. | The following property is used 100% for pollution control and is installed to meet or exceed federal or state regulations. Dike containment wall for D tankfarm. | 2011-01-07 | 77117 | 100
14875 | T1 | Stolthaven Houston | Stolthaven Houston | 15602 Jacintoport Boulevard | Houston | TX | 77015 | Harris | CN600124820 | RN100210475 | Paved truck scale area. | Returned for failure to respond to a deficiency letter. | 2011-04-04 | 107371 | 100
14876 | T1 | Stolthaven Houston | Stolthaven Houston | 15602 Jacintoport Boulevard | Houston | TX | 77015 | Harris | CN600124820 | RN100210475 | Secondary emergency vent system for D Tanks. | The following property is used 100% for pollution control and is installed to meet or exceed federal or state regulations. Secondary emergency vent system for D Tanks. | 2011-01-07 | 58849 | 100
14877 | T1 | Savage Energy Services | Savage Energy Services | 8400 North Lakeside Drive | Amarillo | TX | 79108 | Potter-Randall | CN602487027 | RN100219187 | 2007 Caterpillar 621 G - 8,000 gallon water tanker with water cannon. | Returned for failure to respond to a deficiency letter. | 2011-03-02 | 372000 | 100
14878 | T1 | Enterprise Crude Pipeline LLC | Burkburnett Station | 10243 Daniels Road | Burkburnett | TX | 76354 | Wichita | CN603272592 | RN100218809 | Earthen berm for storage tank. Tank roof storm water drainage system. | The following property is used 100% for pollution control and is installed to meet or exceed federal or state regulations. Earthen berm for storage tank. Tank roof storm water drainage system. | 2011-01-11 | 61418 | 100
14879 | T1 | Enterprise Crude Pipeline LLC | Burkburnett Station | 10243 Daniels Road | Burkburnett | TX | 76354 | Wichita | CN603272592 | RN100218809 | Claymax 200R liner. | The following property is used 100% for pollution control and is installed to meet or exceed federal or state regulations. Claymax 200R liner. | 2011-01-13 | 39084 | 100
14880 | T1 | Enterprise Crude Pipeline LLC | Burkburnett Station | 10243 Daniels Road | Burkburnett | TX | 76354 | Wichita | CN603272592 | RN100218809 | Cathodic protection for storage tank. | The following property is used 100% for pollution control and is installed to meet or exceed federal or state regulations. Cathodic protection for storage tank. | 2011-01-13 | 50251 | 100
14881 | T1 | Enterprise Crude Pipeline LLC | Burkburnett Station | 10243 Daniels Road | Burkburnett | TX | 76354 | Wichita | CN603272592 | RN100218809 | External pontoon type floating roof with primary and secondary seals. | The following property is used 100% for pollution control and is installed to meet or exceed federal or state regulations. External pontoon type floating roof with primary and secondary seals. | 2011-01-11 | 1144615 | 100
14882 | T1 | Tres Palacios Gas Storage, L.L.C. | Tres Palacios Gas Storage | 6700 Farm Road 1468 | Markham | TX |  | Matagorda | CN603168642 | RN105191738 | Cathodic protection. Fusion bonded epoxy and abrasion resistant pipe coatings. | The following property is used 100% for pollution control and is installed to meet or exceed federal or state regulations. Cathodic protection. Fusion bonded epoxy and abrasion resistant pipe coatings. | 2011-01-20 | 2800000 | 100
14883 | T1 | Tres Palacios Gas Storage, L.L.C. | Tres Palacios Gas Storage | 6700 Farm Road 1468 | Markham | TX |  | Matagorda | CN603168642 | RN105191738 | BTEX Unit. | The following property is used 100% for pollution control and is installed to meet or exceed federal or state regulations. BTEX Unit. | 2011-01-07 | 750000 | 100
14884 | T1 | Tres Palacios Gas Storage, L.L.C. | Tres Palacios Gas Storage | 6700 Farm Road 1468 | Markham | TX |  | Matagorda | CN603168642 | RN105191738 | Oily water storage tank. Process liquids storage tank. Concrete wash-down and open drain tank. Two transfer pumps. Concrete containment. Double-walled used oil tank. Catch-basin foundations for each filter separator. Spill and drip control for compression skid. Spill and drip control for Glycol regeneration skid. Final grade and drainage. | The following property is used 100% for pollution control and is installed to meet or exceed federal or state regulations. Oily water storage tank. Process liquids storage tank. Concrete wash-down and open drain tank. Two transfer pumps. Concrete containment. Double-walled used oil tank. Catch-basin foundations for each filter separator. Spill and drip control for compression skid. Spill and drip control for Glycol regeneration skid. Final grade and drainage. | 2011-01-13 | 799230 | 100
14885 | T2 | Lufkin Industries, Inc. | Foundry Division | 300 Winston Street | Lufkin | TX | 75904 | Angelina | CN600399570 | RN100693209 | This project installed 500' by 195' (97,500 square feet) of asphalt paving. Use of the paving will allow for proper control of storm water run-off. | The following property is used 100% for pollution control and is installed to meet or exceed federal or state regulations: 500' by 195' of asphalt paving. | 2011-07-22 | 154140 | 100
14886 | T1 | Lufkin Industries, Inc. | Power Transmission Division | 407 Kiln Avenue | Lufkin | TX | 75904 | Angelina | Insufficient Information | Insufficient Information | Waste containment trench. Holding pit. | The following property is used 100% for pollution control and is installed to meet or exceed federal or state regulations. Waste containment trench. Holding pit. | 2011-02-09 | 106178 | 100
14887 | T1 | San Miguel Electric Cooperative, Inc. | San Miguel Power Plant | 6200 FM 3387 | Christine | TX | 78012 | Atascosa | CN600132278 | RN100226539 | The vacuum filter drums reached the end of their useful lives and had to be replaced to operate the scrubber. The project utilized alloys that are reliably used in scrubber applications. This was a three-year project. The vacuum filters are dewatering devices that process effluent from the wet scrubber. The solids are disposed of dry and the water is recycled to the wet scrubber. | The following property is used 100% for pollution control and is installed to meet or exceed federal or state regulations. Replacement of 3 vacuum filter drums and vats that support operation of a wet scrubber. | 2011-03-31 | 598330 | 100
14888 | T1 | Enterprise Refined Products Company | Beaumont Terminal | 3275 Amoco Road Extension | Beaumont | TX | 77705 | Jefferson | CN6032742583 | RN100228717 | John Zink Vapor Combustion Unit. | The following property is used 100% for pollution control and is installed to meet or exceed federal or state regulations. John Zink vapor combustion unit. | 2011-01-11 | 892313 | 100
14889 | T1 | Enterprise Refined Products Company | Beaumont Terminal | 3275 Amoco Road Extension | Beaumont | TX | 77705 | Jefferson | CN6032742583 | RN100228717 | Double deck internal floating roof with primary and secondary seals. | The following property is used 100% for pollution control and is installed to meet or exceed federal or state regulations. Double deck internal floating roof with primary and secondary seals. | 2011-01-11 | 1352137 | 100
14890 | T1 | PL Propylene, L.L.C. | PL Propylene Harris County Plant | 9822 La Porte Fwy. | Houston | TX | 77017 | Harris | CN604650093 | RN105638399 | Waste heat boiler selective catalytic reduction system (SCR) installed to control NOx | The following property is used 100% for pollution control and is installed to meet or exceed federal or state regulations. Waste heat boiler selective catalytic reduction system (SCR1) installed to control NOx emissions from gas turbines 4061-JT, 4062-JT, 4063-JT, and 4064-JT. | 2011-04-07 | 11117000 | 100
14891 | T1 | PL Propylene, L.L.C. | PL Propylene, L.L.C. Harris County Plant | 9822 La Porte Freeway | Houston | TX | 77017 | Harris | CN604650093 | RN105638399 | Gas turbine CATOX - 3,645 cubic foot platinum/palladium catalyst bed installed to reduce CO emissions and meet BACT requirements. | The following property is used 100% for pollution control and is installed to meet or exceed federal or state regulations. 3,645 cubic foot platinum/palladium catalyst bed installed to control CO emissions from gas turbines 4061-JT, 4062-JT, 4063-JT, and 4064-JT. | 2011-03-04 | 4485000 | 100
14892 | T1 | Enterprise South Texas Gathering L. P. | Alderman Compressor Station | 4.3 miles west of IH 35 | Encinal | TX | 78019 | La Salle | CN603162140 | Insufficient Information | Installed a Turbo-Charged After-Cooler Lean-Burn combustion engine for a Caterpillar G3516 TALE compressor. | Returned for failure to respond to a deficiency letter. | 2011-04-04 | 747701 | 0
14893 | T1 | Nisseki Chemical Texas, Inc | Bayport Facility | 10500 Bay Area Blvd | Pasadena | TX | 77507 | Harris | CN603867268 | RN102887270 | Hoods and Collection Systems for Final Control Devices | Returned for failure to respond to a deficiency letter. | 2011-06-29 | 333931.57 | 0
14894 | T1 | Nisseki Chemical Texas Inc | Bayport Facility | 10500 Bay Area Blvd | Pasadena | TX | 77507 | Harris | CN603867268 | RN102887270 | Waste water containment system including conveyances, pumps, sumps, tanks, and basins | Returned for failure to respond to a deficiency letter. | 2011-08-30 | 267310.04 | 0
14896 | T1 | Nisseki Chemical Texas, Inc. | Bayport Facility | 10500 Bay Area Blvd | Pasadena | TX | 77507 | Harris | CN603867268 | RN102887270 | Emissions Monitoring Equipment | Returned for failure to respond to a deficiency letter. | 2011-04-11 | 28320.26 | 0
14897 | T1 | Nisseki Chemical Texas, Inc. | Bayport Facility | 10500 Bay Area Blvd | Pasadena | TX | 77507 | Harris | CN603867268 | RN102887270 | Welding of pipe joints in Volatile Organic Compound (VOC) piping system | Returned for failure to respond to a deficiency letter. | 2011-03-21 | 475696.6 | 0
14898 | T1 | S & S Plating | Plating Shop | 5614 Nunn Street | Houston | TX | 77087 | Harris | CN600546519 | RN100870146 | Four wet scrubber units. | The following property is used 100% for pollution control and is installed to meet or exceed federal or state regulations. Four wet scrubber units. | 2011-02-14 | 609668 | 100
14899 | T1 | S & S Plating | Plating Shop | 5614 Nunn Street | Houston | TX | 77087 | Harris | CN600546519 | RN100870146 | Wastewater treatment plant upgrade including tanks, stands, pumps, and electrical components. | The following property is used 100% for pollution control and is installed to meet or exceed federal or state regulations. Wastewater treatment plant upgrades. | 2011-02-10 | 234426.27 | 100
14902 | T1 | Bealine Environmental Services, Inc | Bealine Waste Treatment Facility | 9717 Chemical Rd | Pasadena | TX | 77507 | Harris | CN603159765 | RN100649995 | Sanitary Line & Separator, Force Main Line, Centrifugal Pumps, Piping, & Electrical, Meter & Sampler, Wastewater Tanks | Returned for failure to respond to a deficiency letter. | 2011-08-22 | 729796 | 100
14904 | T1 | Sunrise Chemical, LLC | Bayport Facility | 10500 Bay Area Blvd | Pasadena | TX | 77507 | Harris | CN603867268 | RN102887270 | Monitoring and Control Equipment | Returned for failure to respond to a deficiency letter. | 2011-06-29 | 1650299 | 100
14905 | T1 | Sunrise Chemical, LLC | Bayport Facility | 10500 Bay Area Blvd | Pasadena | TX | 77507 | Harris | CN603867268 | RN102887270 | The Wastewater Impoundments consist of a pond and ditch channel system and are used for on-site and off-site rainfall storage. | Returned for failure to respond to a deficiency letter. | 2011-08-30 | 910818 | 100
14906 | T1 | Sunrise Chemical, LLC | Bayport Facility | 10500 Bay Area Blvd | Pasadena | TX | 77507 | Harris | CN603867268 | RN102887270 | The Storm Water Containment System consists of a complete concrete containment system around all process facilities to contain rainfall storm water. Containment is made of at least six inch thick concrete slabs with six inch curbs on all sides. | The following property is used 100% for pollution control and is installed to meet or exceed federal or state regulations. Storm Water Containment System | 2011-06-02 | 694864 | 100
14907 | T1 | Sunrise Chemical, LLC | Bayport Facility | 10500 Bay Area Blvd | Pasadena | TX | 77507 | Harris | CN603867268 | RN102887270 | The wastewater treatment facility, which includes associated agitators, pumps, piping, and instruments, was installed to mitigate pollutants prior to discharge. | Returned for failure to respond to a deficiency letter. | 2011-09-15 | 849690 | 100
14908 | T1 | Sunrise Chemical, LLC | Bayport Facility | 10500 Bay Area Blvd | Pasadena | TX | 77507 | Harris | CN603867268 | RN102887270 | The conveyances, pumps, sumps, tanks, and basins installed by the applicant include a complete concrete containment system, underground piping system, sump and pumps to segregate and convey contaminated water from uncontaminated storm water. | Withdrawn/Returned | 2011-09-15 | 706014 | 100
14909 | T1 | Sunrise Chemical, LLC | Bayport Facility | 10500 Bay Area Blvd | Pasadena | TX | 77507 | Harris | CN603867268 | RN102887270 | STACKS | Returned for failure to respond to a deficiency letter. | 2011-06-29 | 24084 | 100
14910 | T1 | Sunrise Chemical, LLC | Bayport Facility | 10500 Bay Area Blvd | Pasadena | TX | 77507 | Harris | CN603867268 | RN102887270 | Hoods and collection systems for final control devices | Returned for failure to respond to a deficiency letter. | 2011-06-29 | 1467766 | 100
14911 | T1 | Sunrise Chemical, LLC | Bayport Facility | 10500 Bay Area Blvd | Pasadena | TX | 77507 | Harris | CN603867268 | RN102887270 | The welding of pipe joints in VOC service is a measure designed to eliminate fugitive emissions from escaping into the atmosphere. | Returned for failure to respond to a deficiency letter. | 2011-06-10 | 1403991 | 100
14912 | T1 | Sunrise Chemical, LLC | Bayport Facility | 10500 Bay Area Blvd | Pasadena | TX | 77507 | Harris | CN603867268 | RN102887270 | Fugitive emissions monitors | Returned for failure to respond to a deficiency letter. | 2011-06-29 | 23748 | 100
14913 | T1 | Sunrise Chemical, LLC | Bayport Facility | 10500 Bay Area Blvd | Pasadena | TX | 77507 | Harris | CN603867268 | RN102887270 | Low NOx burners | Returned for failure to respond to a deficiency letter. | 2011-03-10 | 59000 | 100
14914 | T1 | Sunrise Chemical, LLC | Bayport Facility | 10500 Bay Area Blvd | Pasadena | TX | 77507 | Harris | CN603867268 | RN102887270 | Monitoring Equipment on final control devices | The following property is used 100% for pollution control and is installed to meet or exceed federal or state regulations. | 2011-03-25 | 230668 | 100
14915 | T1 | Enterprise Texas Pipeline, L.L.C. | Wilson Natural Gas Storage | 2020 County Road 103 | Boling | TX | 77420 | Wharton | CN603211277 | RN101926822 | CAT G3616TALE Engines | Withdrawn by applicant | 2011-01-31 | 5752958 | 100
14916 | T1 | Enterprise Refined Products Company | Beaumont Terminal | 3275 Amoco Road Extension | Beaumont | TX | 77705 | Jefferson | CN6032742583 | RN100228717 | The Cathodic Protection System consisting of anodes and rectifiers installed beneath the tank floor for Tank 758 prevents the electrically induced corrosion of steel in contact with the soil. The cathodic protection will minimize or prevent a discharge into the environment. | Cathodic Protection System for Tank 758 | 2011-05-23 | 32979 | 100
14917 | T1 | Enterprise Refined Products Company, LLC | Beaumont Terminal | 3275 Amoco Road Extension | Beaumont | TX | 77705 | Jefferson | CN6032742583 | RN100228717 | Groundwater interception system | The following property is used 100% for pollution control and is installed to meet or exceed federal or state regulations | 2011-01-31 | 46171 | 100
14918 | T1 | Tower Tech Systems | Abilene Plant | 1126 Arnold Boulevard | Abilene | TX | 79606 | Taylor | CN603920828 | RN105749238 | This project installed two dust collection systems consisting of dust collectors, duct work, and associated foundations. Use of the dust collectors will reduce the release of particulate matter. | The following property is used 100% for pollution control and is installed to meet or exceed federal or state regulations: two dust collection systems consisting of dust collectors, duct work, and associated foundations. | 2012-01-04 | 106294 | 100
14919 | T1 | Tower Tech Systems | Abilene Plant | 1126 Arnold Boulevard | Abilene | TX | 79606 | Taylor | CN603920828 | RN105749238 | This project installed an impermeable bladder for the paint storage room foundation. Use of this bladder provides secondary containment in case of a spill. | The following property is used 100% for pollution control and is installed to meet or exceed federal or state regulations: impermeable bladder installed to provide secondary containment for the paint storage room foundation. A negative determination for the building foundations which are not considered to be pollution control equipment. | 2012-01-05 | 10736 | 100
14920 | T1 | Occidental Chemical | Ingleside Chlor-Alkali Facility | 4133 Hwy 361 | Gregory | TX | 78359 | San Patricio | CN100211176 | RN100211176 | Emergency Vent Scrubber System | Withdrawn | 2011-09-15 | 15573200 | 100
14922 | T1 | PL Propylene LLC | PL Propylene Plant | 9822 La Porte Freeway | Houston | TX | 77017 | Harris | CN604650093 | RN105638399 | waste heat boiler sample ports | The following property is used 100% for pollution control and is installed to meet or exceed federal or state regulations. Waste Heat Boiler Sample Ports and Waste Heat Boiler CEMS | 2011-04-29 | 5606000 | 100
14925 | T1 | Sandow Power Company LLC | Sandow 5 Generating Plant | 3708 Charles Martin Hall Rd | Rockdale | TX | 76567 | Milam | CN603256405 | RN105369805 | Conveyances, pumps, pumps, sumps, tanks, and basins | The following property is used 100% for pollution control and is installed to meet or exceed federal or state regulations: conveyances, pumps, pumps, sumps, tanks, and basins. | 2011-01-26 | 2555491 | 100
14927 | T1 | DM Armstrong Development Corporation | DM Pollution Control Facility | 2728 Appelt | Houston | TX | 77015 | Harris | CN600882062 | RN105644637 | stormwater detention basin | Returned for failure to respond to a deficiency letter. | 2011-11-22 | 129877 | 100
14928 | T1 | Westlake Longview | Polyethylene No.2 Facility | 2290 Callahan Road | Longview | TX | 75602 | Harrison | CN603126459 | RN105138721 | BTU Analyzer and Flow Meter | The following property is used 100% for pollution control and is installed to meet or exceed federal or state regulations. | 2011-03-25 | 433000 | 100
14929 | T1 | NINA Texas 3, LLC | South Texas Project Unit 3 | 6865 FM 521 | Wadsworth | TX | 77483 | Matagorda | CN601111198 | RN105796577 | Radwaste Treatment and Handling System composed of the Liquid Radwaste Management System, the Solid Radwaste Management System, and associated structures and support systems. | Staff met with consultant on 9/15/11. Consultant is trying to get applicant to withdraw the application. Facility has not received its permit and is not yet under construction. Consultant prefers withdrawal to receiving a negative determination. | 2011-09-15 | 170000000 | 100
14930 | T1 | NINA Texas 3, LLC | South Texas Project Unit 3 | 6865 FM 521 | Wadsworth | TX | 77483 | Matagorda | CN601111198 | RN105796577 | Standby Gas Treatment System consisting of moisture separator, electric process heater, prefilter, primary HEPA filter, charcoal absorber, secondary HEPA filter, space heater unit with fan, process fan, and cooling fan. | Staff met with consultant on 9/15/11. Consultant is trying to get applicant to withdraw the application. Facility has not received its permit and is not yet under construction. Consultant prefers withdrawal to receiving a negative determination. | 2011-09-15 | 130000000 | 100
14931 | T1 | NINA Texas 3, LLC | South Texas Project Unit 3 | 6865 FM 521 | Wadsworth | TX | 77483 | Matagorda | CN601111198 | RN105796577 | Process Water Cleanup systems consisting of the Reactor Water Cleanup System, Fuel Pool Cooling and Cleanup System, and the Suppression Pool Cleanup System. | Staff met with consultant on 9/15/11. Consultant is trying to get applicant to withdraw the application. Facility has not received its permit and is not yet under construction. Consultant prefers withdrawal to receiving a negative determination. | 2011-09-15 | 82500000 | 100
14932 | T1 | Texas Lehigh Cement Company, L.P. | Buda Plant | 701 Cement Plant Road | Buda | TX | 78610 | Hays | CN600127666 | RN102597846 | two CO2 CEMs installed on kiln exhaust stacks EPNs DC-2 and DC-9 | The following property is used 100% for pollution control and is installed to meet or exceed federal or state regulations. Two CO2 continuous emissions monitors (CEMs) installed on kiln exhaust stacks EPNs DC-2 and DC-9. | 2011-04-05 | 102958.19 | 100
14933 | T1 | Rohm & Haas Texas | Rohm & Haas Deer Park | 1900 Tidal Road | Deer Park | TX | 77536 | Harris | CN600131395 | RN100223205 | Dow installed permanent diversion piping from West Water Treatment Plant (WWTP) to the East Water Treatment Plant (EWTP) by replacing the temporary rubber pipe with metal pipe and using existing pumps; added capability to isolate north and south wastewater treatment plant clarifier streams from the final clarifier by installing 20” isolation valve; added capability to divert the stream from the North and South clarifier into the trickling filter sump by installing a 20” valve on the line coming from the south clarifier to the trickling filter sump; provided piping connections from the trickling filter sump pump discharge line to the EWTP transfer line; created tie in to the line to the aeration basin and created a tie in between the surface pond line to the trickling filter sump and the EWTP transfer line. The permanent division piping will eliminate risk of limit excursions by sending the effluent to the EWTP as soon as it is required without delays caused by setting up temporary systems. | The following property is used 100% for pollution control and is installed to meet or exceed federal or state regulations. Effluent diversion to the East water Treatment Plant. | 2011-06-23 | 479000 | 100
14934 | T1 | Rohm & Haas Texas Inc. | Rohm & Haas Deer Park | 1900 Tidal Road | Deer Park | TX | 77536 | Harris | CN600131395 | RN100223205 | Rohm & Haas installed two low NOx burners on HR2 and HR3 pre-heaters. The low NOx burners replaced 30 years old technology burners which involved major modification of the burner housing, pre-heater vessel, new instrumentation and controls to monitor and adjust air and fuel gas flows and temperatures, three new fans to supply greater airflow, and new and revised ductwork to maintain laminar airflow. The low burners will reduce NOx emissions by 65 tons per year. | The following property is used 100% for pollution control and is installed to meet or exceed federal or state regulations. Two low NOx burners on the HR2 and HR3 pre-heaters. | 2011-06-20 | 8450000 | 100
14935 | T1 | Rohm & Haas Texas | Rohm & Haas Deer Park | 1900 Tidal Road | Deer Park | TX | 77536 | Harris | CN600131395 | RN100223205 | Upgraded flare pilots to windproof pilots with dual thermocouples. The windproof is designed for hurricane condition. Upgraded pilot to Zeus sparking and wire igniters to separate power sources. Upgraded pilot indication panels. | The following property is used 100% for pollution control and is installed to meet or exceed federal or state regulations. D-Train and E-Train flare pilots and thermocouples upgrade | 2011-04-18 | 225000 | 100
14936 | T1 | Union Carbide Corporation | Seadrift Operations | 7501 North State Highway 185 | Seadrift | TX | 77983 | Calhoun | CN601688781 | RN105899744 | storm water screen for PE pellets | The following property is used 100% for pollution control and is installed to meet or exceed federal or state regulations. Metal screen for storm ditch outfall 002. | 2011-04-19 | 260000 | 100
14937 | T2 | The Dow Chemical Company | The Dow Chemical Company | 600 Battleground Rd | La Porte | TX | 77572 | Harris | CN600356976 | RN102414232 | Project to revise neutralization section of L-Plant polymeric MDA process. Property includes: Purchase and installation of a larger E-1206 cooler and relocation of new exchanger. Redesign of G-1201 mixer (purchase and installation). Repiping of flows. Redirection of weak brine stream from R-1203 to R-1227. Installation of preheater in wash water flow R-1204. Installation of larger P-1221 pump for E-1240. Redirection of recycle aniline flow to R-1257. | A positive use determination of 100% for the project to revise the Neutralization Section of the L-Plant Polmeric MDA process. | 1999-01-11 | 550000 | 100
14938 | T1 | Dow Chemical Company The | Dow Chemical Plant A/B | 2301 N. Brazosport Blvd. | Freeport | TX | 77541 | Brazoria | CN600356976 | RN102691623 | Storm water diesel auto-starters on existing storm water pumps. These autostarts will measure canal level and turn on and off pumps for large storm events or hurricanes. Equipment includes LOFA panels, batteries, battery chargers/racks, solenoids, mechanical floats, pneumatic valves, magnetic pick-ups and conduits on 11 storm water pumps. | The following property is used 100% for pollution control and is installed to meet or exceed federal or state regulations. Autostarts for 11 storm water pumps. | 2011-04-26 | 250000 | 100
14939 | T1 | Union Carbide Corporation | OxoAcids Facility | 3301 5th Avenue South | Texas City | TX | 77592 | Galveston | CN601688781 | RN100219351 | Conversion of Organic Acids II flare from NG to H2 | The following property is used 100% for pollution control and is installed to meet or exceed federal or state regulations. Organic Acids II flare piping, valves and flowmeter. | 2011-04-26 | 275000 | 100
14940 | T1 | Bit-Tech SHP, Inc. | Waskom Plant | 510 Spur 156 | Waskom | TX | 75692 | Harrison | Insufficient Information | No Regulated Entity at this Location | Dust Collectors were installed to filter and capture hazardous dust and fumes. | The following property is used 100% for pollution control and is installed to meet or exceed federal or state regulations: Dust Collectors | 2011-06-15 | 65000 | 100
14941 | T1 | Eagle Railcar Services L.P. | Eastland Facility | South US Highway 287 | Eastland | TX | 76448 | Anderson | CN601733538 | RN102955150 | This project installed a Wheelabrator blast system, a building to house the Wheelabrator, and a baghouse used to collect particulate matter generated by the Wheelabrator. Use of the baghouse will reduce particulate matter emissions. | The Wheelabrator blast system and the associated building are used for production not pollution control. | 2012-01-05 | 169811.86 | 100
14942 | T2 | Crosstex Energy | Fossil Creek Compressor Station | 3399 East Long Avenue | Ft Worth | TX | 75088 | Tarrant | Insufficient Information | Insufficient Information | Installed a sound attenuation structure around the compressor. | The following property is used 100% for pollution control and is installed to meet or exceed federal or state regulations. sound attenuation structure for the compressor. | 2011-04-07 | 555000 | 100
14943 | T1 | Houston Plating & Coatings, LLC | Houston Plating & Coatings Facility | 1308 Kentucky | South Houston | TX | 77587 | Harris | CN600272348 | RN101996064 | New Wastewater Treatment Plant | The following property is used 100% for pollution control and is installed to meet or exceed federal or state regulations. Wastewater treatment system. | 2011-04-21 | 651360 | 100
14944 | T1 | Explorer Pipeline Company | Rectifier R-1618 | Valley View ISD, Spring Creek Road | Gainesville | TX | 76240 | Cooke | CN600424584 | Insufficient Information | Cathodic protection system consists of a power source, an impressed-current anode, and a protective cathode. In the case of pipeline, the protected cathode is the pipeline on which rust is being prevented. The anode is a ground bed consisting of various types of metal which give up their electrons over time; these electrons flow to the pipeline (cathode0 to keep its iron atoms intact. | The following property is used 100% for pollution control and is installed to meet or exceed federal or state regulations. Ground beds for corrosion protection. | 2011-04-28 | 31406.83 | 100
14945 | T1 | Southwestern Public Service Company | Harrington Station | 8300 Lakeside Dr | Amarillo | TX | 79108 | Potter-Randall | CN601481336 | RN100224849 | The Low NOx Burner was installed on Harrington Unit #1 to reduce NOx emissions in accordance with environmental rules and regulations. | The following property is used 100% for pollution control and is installed to meet or exceed federal or state regulations: Low NOx burner | 2011-06-15 | 4034688 | 100
14946 | T1 | Southwestern Public Service Company | Harrington Station | 8300 Lakeside Dr | Amarillo | TX | 79108 | Potter-Randall | CN601481336 | RN100224849 | Installation of neural networks on Harrington Unit #1 and Unit #2 to optimize NOx emissions. | The following property is used 100% for pollution control and is installed to meet or exceed federal or state regulations. Baghouse for Harrington Unit #2 used for control of particulate emissions. | 2011-04-01 | 893389 | 100
14947 | T1 | Southwestern Public Service Company | Harrington Station | 8300 Lakeside Dr | Amarillo | TX | 79108 | Potter-Randall | CN601481336 | RN100224849 | Baghouse for Harrington Unit #2 used for control of particulate emissions. | The following property is used 100% for pollution control and is installed to meet or exceed federal or state regulations. Baghouse for Harrington Unit #2 used for control of particulate emissions. | 2011-04-01 | 88648 | 100
14948 | T1 | Southwestern Public Service Company | Harrington Station | 8300 Lakeside Dr | Amarillo | TX | 79108 | Potter-Randall | CN601481336 | RN100224849 | Replacement of Harrington Unit #1 ESP and outlet ducts used for removal of particulate matter. | The following property is used 100% for pollution control and is installed to meet or exceed federal or state regulations. Replacement of Harrington Unit #1 ESP and outlet ducts used for removal of particulate matter. | 2011-04-01 | 5023189 | 100
14949 | T1 | Southwestern Public Service Company | Jones Station | Intersection of US 84 and FM 3020 | Lubbock | TX | 79404 | Lubbock | CN601481336 | RN100224765 | The Pond Liner for Pond #1 allows for the collection of water generated from the cooling tower blowdown. | The following property is used 100% for pollution control and is installed to meet or exceed federal or state regulations: Pond Liner for Pond #1 . | 2011-05-30 | 330322 | 100
14950 | T1 | Southwestern Public Service Company | Jones Station | Intersection of US 84 and FM 3020 | Lubbock | TX | 79404 | Lubbock | CN601481336 | RN100224765 | Replacement of Jones Station reactivator vessel which treats sewage effluent for reuse as process water instead of using fresh water. | Returned for failure to respond to a deficiency letter. | 2011-09-15 | 29200 | 100
14951 | T1 | Southwestern Public Service Company | Tolk Station | US 70 and FM 2910 | Sudan | TX | 79347 | Lamb | CN601481336 | RN100224534 | Replaced stack elevator in Tolk Unit #1. | The following property is used 100% for pollution control and is installed to meet or exceed federal or state regulations. Stack Elevator | 2011-04-01 | 194255 | 100
14952 | T1 | Southwestern Public Service Company | Tolk Station | FM 2910 | Sudan | TX | 79347 | Lamb | CN601481336 | RN100224534 | Replaced the stack ladder and landing for Tolk Unit #2. | The following property is used 100% for pollution control and is installed to meet or exceed federal or state regulations. Stack ladder and landing | 2011-04-01 | 261077 | 100
14953 | T1 | Southwestern Public Service Company | Tolk Station | US 70 and FM 2910 | Sudan | TX | 79347 | Lamb | CN601481336 | RN100224534 | Baghouse bags for Tolk Units #1 and #2 | The following property is used 100% for pollution control and is installed to meet or exceed federal or state regulations. Baghouse bags on Tolk Unit #1 and Tolk Unit #2 | 2011-04-01 | 485016 | 100
14954 | T1 | Southwestern Public Service Company | Tolk Station | US 70 and FM 2910 | Sudan | TX | 79347 | Lamb | CN601481336 | RN100224534 | Baghouse elevator on Tolk Unit #1 | The following property is used 100% for pollution control and is installed to meet or exceed federal or state regulations. | 2011-04-05 | 47687 | 100
14955 | T1 | Southwestern Public Service Company | Tolk Station | US 70 and FM 2910 | Sudan | TX | 79347 | Lamb | CN601481336 | RN100224534 | The Pond Liner for Pond #7 allows for the collection of water generated from the cooling tower blowdown. | The following property is used 100% for pollution control and is installed to meet or exceed federal or state regulations: Pond Liner for Pond #7. | 2011-05-25 | 581977 | 100
14956 | T1 | Southwestern Public Service Company | Harrington Station | 8300 Lakeside Dr | Amarillo | TX | 79108 | Potter-Randall | CN601481336 | RN100224849 | Upgraded hardware and software for Relative Accuracy Test Audit (RATA) trailer. | The following property is used 100% for pollution control and is installed to meet or exceed federal or state regulations. | 2011-04-08 | 86894 | 100
14957 | T1 | Explorer Pipeline Company | Pipeline Mile Post 29 (EN-30) | Audra Lane East of Nottingham Dr. | Denton | TX | 76209 | Denton | CN600424584 | Insufficient Information | Cathodic protection system consists of a power source, an impressed-current anode, and a protective cathode. In the case of pipeline, the protected cathode is the pipeline on which rust is being prevented. The anode is a ground bed consisting of various types of metal which give up their electrons over time; these electrons flow to the pipeline (cathode0 to keep its iron atoms intact. | The following property is used 100% for pollution control and is installed to meet or exceed federal or state regulations: Ground beds for corrosion protection. | 2011-04-28 | 28915.18 | 100
14958 | T1 | Explorer Pipeline Company | Rectifier ES-224 | County Road 4407 | Grandview | TX | 76050 | Hill | CN600424584 | Insufficient Information | Cathodic protection system consists of a power source, an impressed-current anode, and a protective cathode. In the case of pipeline, the protected cathode is the pipeline on which rust is being prevented. The anode is a ground bed consisting of various types of metal which give up their electrons over time; these electrons flow to the pipeline (cathode0 to keep its iron atoms intact. | The following property is used 100% for pollution control and is installed to meet or exceed federal or state regulations: Ground beds for corrosion protection. | 2011-04-28 | 38361.18 | 100
14959 | T1 | Enterprise Texas Pipeline, LLC | Marshall Compressor Station | From FM 649/349 right on RR 8054 | Mirando City | TX |  | Webb | CN603211277 | RN106005721 | Purchased two Caterpillar G3516 LE Engines equipped with lean-burn gas-fired technology. | Returned for failure to respond to a deficiency letter. | 2011-04-28 | 1556727 | 100
14960 | T1 | Mark West Energy East Tx Gas Co LLC | Hull Compressor Station | 2.3 miles E of CR 401 & CR 402 | Carthage | TX |  | Panola | CN602694523 | RN106023138 | Air/fuel ratio controller, and catalytic convertor. | The following property is used 100% for pollution control and is installed to meet or exceed federal or state regulations. Air/fuel ratio controller, and catalytic convertor. | 2011-04-07 | 87000 | 100
14961 | T1 | Mark West Oklahoma Gas Co., LLC | Huff Compressor Station | 0.9 mile south of CR E&FM592 | Wheeler | TX |  | Wheeler | CN603400276 | RN105815484 | 10 air/fuel ratio controllers , and 10 catalytic convertors. | The following property is used 100% for pollution control and is installed to meet or exceed federal or state regulations. Ten air/fuel ratio controllers and ten catalytic convertors. | 2011-04-07 | 870000 | 100
14962 | T1 | Mark West Oklahoma Gas Co., LLC | Horn Compressor Station | CR D, 03. mi east of US why 83 | Wheeler | TX |  | Wheeler | CN603400276 | RN105841423 | Three air/fuel ratio controllers and three catalytic convertors. | The following property is used 100% for pollution control and is installed to meet or exceed federal or state regulations. Three air/fuel ratio controllers and three catalytic convertors. | 2011-04-07 | 261000 | 100
14963 | T1 | Mark West Energy East Tx Gas Co LLC | Gary Compressor Station | Intersection of CR 130 & FM 999 | Carthage | TX |  | Panola | CN602694523 | RN102606084 | Air/fuel ratio controller and a catalytic convertor. | The following property is used 100% for pollution control and is installed to meet or exceed federal or state regulations. Air/fuel ratio controller and a catalytic convertor. | 2011-04-07 | 84000 | 100
14964 | T2 | Motiva Enterprises, LLC | Motiva Port Arthur Refinery | 2555 Savannah Ave. | Port Arthur | TX | 77640 | Jefferson | CN600124051 | RN100209451 | the incremental cost for the low NOx burners identified below versus the cost of a similarly sized burner without NOx controls from the most recent generation of burners: Vacuum Pipe Still (VPS5) two 371 MMBtu/hr atmospheric heaters; VPS5 two 196 MMBtu/hr vacuum heaters; Delayed Coking Unit (DCU) three 252 MMBtu/hr coker heaters; Hydrocracking Unit (HCU2) two 60 MMBtu/hr 1st stage reactor heaters; HCU2 one 76 MMBtu/hr; HCU2 one 403 MMBtu/hr fractionator heater; HCU2 one 81 MMBtu/hr diesel hydrotreating unit (DHT) charge heater; Catalytic Reforming Unit (CRU5) one 360 MMBtu/hr platformer heater; CRU5 one 447 MMBtu/hr intermediate heater; CRU5 one 320 MMBtu/hr intermediate heater; CRU5 one 199 MMBtu/hr intermediate heater; Naphtha Hydrotreating Unit (NHTU2) one 187 MMBtu/hr charge heater; NHTU2 one 168 MMBtu/hr stripper reboiler; NHTU2 one 268 MMBtu/hr splitter reboiler; Hydrotreating Unit (HTU6) one 85 MMBtu/hr charge heater; HTU6 one 68 MMBtu/hr fractionator reboiler; Power Station (PS4) one 587 MMBtu/hr power boiler; PS4 four 455 MMBtu/hr combustion turbines; PS4 four 263 MMBtu/hr duct burners. The pollution benefit is reduction in NOx emissions. | The following property is used 100% for pollution control and is installed to meet or exceed federal or state regulations: the incremental cost for the low NOx burners identified below versus the cost of a similarly sized burner without NOx controls from the most recent generation of burners: Vacuum Pipe Still (VPS5) two atmospheric heaters; VPS5 two vacuum heaters; Delayed Coking Unit (DCU) three coker heaters; Hydrocracking Unit (HCU2) two 1st stage reactor heaters;HCU2 one 2nd stage reactor heater; HCU2 one fractionator heater; HCU2 one diesel hydrotreating unit (DHT) charge heater; Catalytic Reforming Unit (CRU5) three intermediate heaters; Naphtha Hydrotreating Unit (NHTU2) one charge heater; NHTU2 one stripper reboiler; NHTU2 one splitter reboiler; Hydrotreating Unit (HTU6) one charge heater; HTU6 one fractionator reboiler; Power Station (PS4) one power boiler; PS4 four combustion turbines; PS4 four duct burners. | 2011-09-29 | 2269400 | 100
14965 | T3 | Motiva Enterprises, LLC | Motiva Port Arthur Refinery | 2555 Savannah Ave. | Port Arthur | TX | 77640 | Jefferson | CN600124051 | RN100209451 | Sulfur Recovery Units 5, 6, and 7 and Tail Gas Treating Units 5, 6, and 7. The environmental benefit is control of H2S and SO2 emissions. | The following property is used 95.61% for pollution control and is installed to meet or exceed federal or state regulations: sulfur recovery units SRU-5, SRU-6, and SRU-7 including acid gas knock-out drum, pumps, and cooler; sour water gas knock-out drum and pumps; Claus air blowers; thermal reactor and waste heat boiler; three stage Claus catalytic reactor; sulfur pit, storage tank, and pumps; and vent scrubbers. Tail gas treating units TGTU-5, TGTU-6, and TGTU-7 including Shell Claus Off-Gas Treating (SCOT) reactor preheaters; SCOT reactors; waste heat boilers; quench towers and pumps; SCOT absorbers; SCOT strippers; lean and rich amine pumps; common amine drum and storage tank; stripper reboilers; and tail gas incinerators and stacks. | 2011-10-10 | 383520000 | 95.61
14966 | T1 | Motiva Enterprises, LLC | Motiva Port Arthur Refinery | 2555 Savannah Ave. | Port Arthur | TX | 77640 | Jefferson | CN600124051 | RN100209451 | Tail Gas Treating Units 5, 6, and 7 | application number 14966 was combined with application number 14965 under application number 14965 | 2011-06-22 | 0 | 100
14967 | T1 | Motiva Enterprises, LLC | Motiva Port Arthur Refinery | 2555 Savannah Ave. | Port Arthur | TX | 77640 | Jefferson | CN600124051 | RN100209451 | Sour water stripping systems SWS-2 and SWS-3 treating non-phenolic and phenolic sour water respectively | Returned for failure to respond to a deficiency letter. | 2011-09-01 | 25900000 | 100
14968 | T3 | Motiva Enterprises, LLC | Motiva Port Arthur Refinery | 2555 Savannah Avenue | Port Arthur | TX | 77640 | Jefferson | CN600124051 | RN100209451 | Flare gas recovery (FGR) system consisting of 8 knockout drums installed in the following process areas: Hydrocracking Unit #2 (HCU2), Catalytic Feed Hydrotreater (CFH), Fuel Gas, Naphtha Unit, Delayed Coking Unit #2 (DCU2), Sulfur Block Unit #2 (SBU2), VPS5-Saturated Gas Plant (VPS5-SGP), VPS5-Crude Distillation Unit and High Vacuum Unit (VPS5-CDU and HVU); two 600 hp FGR compressors, seal coolers, and separators; one 1,250 hp FGR compressor, seal cooler, and separator; and associated piping, valves, and pumps. A flare system consisting of the following 4 flares and 4 associated flare knockout drums: DCU2, HCU2, SBU2, and VPS5; and associated piping, valves, and pumps. The environmental benefit is control of VOC emissions. | The following property is used 88.43% for pollution control and is installed to meet or exceed federal or state regulations: Flare gas recovery (FGR) system consisting of 8 knockout drums installed in the following process areas: Hydrocracking Unit #2 (HCU2), Catalytic Feed Hydrotreater (CFH), Fuel Gas, Naphtha Unit, Delayed Coking Unit #2 (DCU2), Sulfur Block Unit #2 (SBU2), VPS5-Saturated Gas Plant (VPS5-SGP), VPS5-Crude Distillation Unit and High Vacuum Unit (VPS5-CDU and HVU); two 600 hp FGR compressors, seal coolers, and separators; one 1,250 hp FGR compressor, seal cooler, and separator; and associated piping, valves, and pumps. A flare system consisting of the following 4 flares and 4 associated flare knockout drums: DCU2, HCU2, SBU2, and VPS5; and associated piping, valves, and pumps. | 2011-10-27 | 93070000 | 88.43
14969 | T1 | Motiva Enterprises, LLC | Motiva Port Arthur Refinery | 2555 Savannah Avenue | Port Arthur | TX | 77640 | Jefferson | CN600124051 | RN100209451 | wastewater treatment equipment and stormwater retention tanks | Returned for failure to respond to a deficiency letter. | 2011-11-22 | 0 | 100
14970 | T1 | Motiva Enterprises, LLC | Motiva Port Arthur Refinery | 2555 Savannah Avenue | Port Arthur | TX | 77640 | Jefferson | CN600124051 | RN100209451 | flash drums used to separate residual hydrocarbon from H2S-rich amine and amine regeneration equipment. | Returned for failure to respond to a deficiency letter. | 2011-09-01 | 0 | 100
14971 | T1 | Motiva Enterprises, LLC | Motiva Port Arthur Refinery | 2555 Savannah Ave. | Port Arthur | TX | 77640 | Jefferson | CN600124051 | RN100209451 | 2 SCR systems, 2 CEMS, and associated piping, valves, pumps. The environmental benefit is control of NOx. The ECLs are A-80 and A-61. | The following property is used 100% for pollution control and is installed to meet or exceed federal or state regulations: 2 SCR Systems including ammonia vaporization skid and tank, catalyst, ammonia lances, and ducting; 2 CEMS; and associated piping, valves, and pumps. | 2011-08-04 | 6740000 | 100
14972 | T3 | Motiva Enterprises, LLC | Motiva Port Arthur Refinery | 2555 Savannah Avenue | Port Arthur | TX | 77640 | Jefferson | CN600124051 | RN100209451 | Vapor Recovery System (VRU) to collect VOC vapors from storage tanks, process vents, and low pressure vents to be used instead of natural gas in various heaters and burners in the Refinery Fuel Gas System. The environmental benefit is control of VOCs. | The following property is used 78.79% for pollution control and is installed to meet or exceed federal or state regulations: eight 600 HP Vapor Recovery Unit (VRU) compressors, seal coolers, separators (CP10364, 10365, 10366, 10372, 10373, 10376, 10377, and 10378), and the associated piping, valves, and pumps. | 2011-09-28 | 48510000 | 78.79
14973 | T3 | Motiva Enterprises, LLC | Motiva Port Arthur Refinery | 2555 Savannah Ave. | Port Arthur | TX | 77640 | Jefferson | CN600124051 | RN100209451 | Flare gas recovery system | Application was combined with 14968 | 2011-09-22 | 0 | 100
14974 | T1 | Motiva Enterprises, LLC | Motiva Port Arthur Refinery | 2555 Savannah Avenue | Port Arthur | TX | 77640 | Jefferson | CN600124051 | RN100209451 | 4 selective catalytic reduction systems (SCRS), 4 continuous emission monitors (CEMS), and associated piping, valves, and pumps. The Tier I Table Numbers are A-80 and A-61. The environmental benefit is control and monitoring of NOx emissions. | The following property is used 100% for pollution control and is installed to meet or exceed federal or state regulations: 4 selective catalytic reduction systems (SCRS), 4 continuous emission monitors (CEMS), and associated piping, valves, and pumps. | 2011-09-15 | 13480000 | 100
14975 | T1 | Marathon Petroleum Company, LP | Texas Refining Division | 502 10th Street South | Texas City | TX | 77590 | Galveston | CN600244933 | RN100210608 | Monitoring equipment for flare system. | The following property is used 100% for pollution control and is installed to meet or exceed federal or state regulations. Monitoring equipment for flare system. | 2011-04-12 | 521500 | 100
14976 | T1 | STP Nuclear Operating Company | STP Electric Generating Facility | 12090 FM 521 | Wadsworth | TX | 77483 | Matagorda | CN601658669 | RN102395654 | Three waste storage containers. | The following property is used 100% for pollution control and is installed to meet or exceed federal or state regulations. Three waste storage containers. | 2011-04-12 | 84385 | 100
14977 | T1 | STP Nuclear Operating Company | STP Electric Generating Facility | 12090 FM 521 | Wadsworth | TX | 77483 | Matagorda | CN601658669 | RN102395654 | Thermo Eberline SAM12A-4C-2D-2L tool monitor and mounting stand. | The following property is used 100% for pollution control and is installed to meet or exceed federal or state regulations. Thermo Eberline SAM12A-4C-2D-2L tool monitor and mounting stand. | 2011-04-12 | 55150 | 100
14978 | T1 | STP Nuclear Operating Company | STP Electric Generating Facility | 12090 FM 521 | Wadsworth | TX | 77483 | Matagorda | CN601658669 | RN102395654 | Purchase and installation of a Canberra Model S5E Low Background Counting System for monitoring for concentration as of potential alpha or beta-emitting radionuclides. | The following property is used 100% for pollution control and is installed to meet or exceed federal or state regulations. Canberra Model S5E Low Background Counting System. | 2011-05-12 | 39270 | 100
14979 | T1 | Rhodia Inc | Baytown Plant | 3439 Park St. | Baytown | TX | 77520 | Harris | CN600125330 | RN100211317 | flue gas recirculation system installed on a steam boiler. The environmental benefit is reduction of NOx emissions as required to comply with emission specifications for attainment demonstration. | The following property is used 100% for pollution control and is installed to meet or exceed federal or state regulations: flue gas recirculation system installed on a steam boiler. | 2011-07-01 | 57710 | 100
14980 | T1 | Holcim (US) Inc | Holcim (Texas) LP | 1800 Dove Ln | Midlothian | TX | 76065 | Ellis | CN601231459 | RN100219286 | 392-BF3 blend silo bag filter modification | The following property is used 100% for pollution control and is installed to meet or exceed federal or state regulations: 392-BF3 blend silo bag filter modification. | 2011-04-28 | 45538 | 100
14981 | T1 | Holcim (US) Inc | Holcim (Texas) LP | 1800 Dove Ln | Midlothian | TX | 76065 | Ellis | CN601231459 | RN100219286 | 422-FN1 main baghouse fan transformer repair | The following property is used 100% for pollution control and is installed to meet or exceed federal or state regulations: 422-FN1 main baghouse fan transformer repair. | 2011-04-28 | 24846 | 100
14982 | T1 | Holcim (US) Inc | Holcim (Texas) LP | 1800 Dove Ln | Midlothian | TX | 76065 | Ellis | CN601231459 | RN100219286 | 563-FN2 FM3 vent fan VFD | The following property is used 100% for pollution control and is installed to meet or exceed federal or state regulations: 563-FN2 FM3 vent fan VFD | 2011-04-28 | 27076 | 100
14983 | T2 | Total Petrochemicals USA, Inc. | TP Port Arthur Refinery | Hwy 366 & 32nd Street | Port Arthur | TX | 77642 | Jefferson | CN600582399 | RN102457520 | Installed a new diesel hydrotreater, DHT-3, consisting of a feed section, reaction section, high pressure effluent cooling and separation section, low pressure cooling and separation section, high pressure absorber and recycle compressor section, makeup hydrogen compressor section, product stripper section, and vacuum drier section. Use of this equipment reduces the sulfur content in the diesel fuel finished product. | The environmental benefit associated with a hydrotreater is derived only when the lower sulfur diesel is consumed as fuel in an internal combustion engine, thereby allowing the engine to emit fewer sulfur emissions and enabling the engine’s air pollution control systems to operate more efficiently to reduce other air pollutants. Under 30 Texas Administrative Code §17.6(1)(D), property is not entitled to an exemption from taxation if the environmental benefit is derived from the use or characteristics of the good or service produced or provided. | 2011-12-21 | 256131457 | 100
14984 | T3 | Brazos Electric Cooperative, Inc. | Jack County Generation Facility | 3844 Henderson Ranch Rd. | Bridgeport | TX | 76426 | Jack | CN600128821 | RN100221985 | Zero liquid discharge (ZLD) system. The environmental benefit is avoidance of unauthorized discharges which would violate TWC §26.121. | The following property is used 100% for pollution control and is installed to meet or exceed federal or state regulations: zero liquid discharge (ZLD) system including blowdown storage tank; ZLD clarifier; weak acid cation softener (WAC); decarbonator; ZLD clearwell sump; ZLD gravity filter; ZLD backwash sump; neutralization tank; WAC recycle system; softener waste neutralization tank; crystallizer flash tank; vapor compressor; crystallizer heat exchanger; bypass storage tank; recovered water tank; high-efficiency reverse osmosis (HERO) unit; cartridge filter; belt press; crystallizer filtrate tank; thickener tank; filter press; heat exchanger; containers for acid, coagulant, flocculent, lime, soda ash, bi-sulfite, caustic, R.O. anti-scalent, and anti-foam; and associated piping, valves, and pumps. | 2011-07-26 | 8000000 | 100
14985 | T1 | Clean Harbors Deer Park | Clean Harbors Deer Park Facility | 2027 Independence Parkway | La Porte | TX | 77571 | Harris | CN603661828 | RN102184173 | lime silo baghouse | The following property is used 100% for pollution control and is installed to meet or exceed federal or state regulations. A baghouse installed on the lime silo. | 2011-03-31 | 49289 | 100
14986 | T1 | Clean Harbors Deer Park | Clean Harbors Deer Park Facility | 2027 Independence Parkway | La Porte | TX | 77571 | Harris | CN603661828 | RN102184173 | processing tanks | Thomas Kuder advised in a phone call 3/29/2011, that they are withdrawing this application | 2011-03-29 | 535000 | 100
14987 | T1 | FMC Corporation | FMC Bayport Facility | 12000 Bay Area Blvd. | Pasadena | TX | 77507 | Harris | CN600128102 | RN100215417 | This project provided repairs and upgrades to wastewater sewers T-6701 and T-4801; upgraded the skimming system; added wastewater tank T-4889C; and replaced sewer pumps P-6701, P-6710(s), P-4809, and P-4809(s). This project provides for improved wastewater treatment. | The following property is used 100% for pollution control and is installed to meet or exceed federal or state regulations: repairs and upgrades to wastewater sewers T-6701 and T-4801; upgrades to the skimming system; addition of wastewater tank T-4889C; and replacement of sewer pumps P-6701, P-6710(s), P-4809, and P-4809(s). | 2011-10-14 | 1351181.73 | 100
14988 | T3 | FMC Corporation | FMC Bayport Facility | 12000 Bay Area Blvd. | Pasadena | TX | 77507 | Harris | CN600128102 | RN100215417 | The project installed a new methanol recovery process. Use of this equipment allows for the capture and re-use of material which was previously sent off-site for destruction. | The following property is used 54.91% for pollution control and is installed to meet or exceed federal or state regulations: methanol recovery process. | 2011-09-08 | 578969.97 | 54.91
14989 | T1 | FMC Corporation | FMC Bayport Facility | 12000 Bay Area Blvd. | Pasadena | TX | 77507 | Harris | CN600128102 | RN100215417 | This project installed a packed bed scrubber (D-93332) with a blower (B-9334) and ductwork at the railcar loading area. Use of the scrubber will reduce air emissions related to loading and unloading of railcars. | The following property is used 100% for pollution control and was installed to meet or exceed federal or state regulations: packed bed scrubber (D-93332) with a blower (B-9334) and ductwork. | 2011-10-12 | 343173 | 100
14990 | T1 | Brazos Electric Cooperative, Inc. | Jack County Generation Facility | 3844 Henderson Ranch Rd. | Bridgeport | TX | 76426 | Jack | CN600128821 | RN100221985 | Continuous Emissions Monitoring System and Selective Catalytic Reduction System. The Tier I Table Numbers are A-61 for the CEMS and A-80 for the SCRS. The environmental benefit is reduction of NOx emissions and monitoring of stack emissions. | Continuous Emissions Monitoring System and Selective Catalytic Reduction System | 2011-07-01 | 2383666 | 100
14991 | T1 | Flint Hills Resources Port Arthur, LLC | Port Arthur Chemicals | 4241 Sanannah Avenue | Port Arthur | TX | 77640 | Jefferson | CN603743030 | RN100217389 | Project to replace the density seal and the flare tip for the Light Olefins Unit Flare. | The following property is used 100% for pollution control and is installed to meet or exceed federal or state regulations. density seal and the flare tip for the Light Olefins Unit Flare. | 2011-05-13 | 3602624 | 100
14992 | T1 | Flint Hills Resources Port Arthur, LLC | Port Arthur Chemicals | 4241 Sanannah Avenue | Port Arthur | TX | 77640 | Jefferson | CN603743030 | RN100217389 | Purchased and installed a temporary flare. | The following property is used 100% for pollution control and is installed to meet or exceed federal or state regulations. temporary flare | 2011-05-13 | 4060342 | 100
14993 | T1 | XTO Energy | Cornell Mahoney Gas Plant | 2624 Westhaven Drive | Denver City | TX | 79323 | Yoakum | CN600601348 | RN105441810 | vapor recovery unit and 2 flare systems. The Tier I Table Numbers are A-184 and A-22. The environmental benefit is control of H2S waste gases. | vapor recovery unit and 2 flare systems. | 2011-10-07 | 1975000 | 100
14996 | T1 | DCP East Texas Gathering, LP | DCP Midstream East TX Gas Plant | 2628 U.S. Highway 79-N | Carthage | TX | 75633 | Panola | CN601229917 | RN102805272 | vapor recovery unit | Returned for failure to respond to a deficiency letter. | 2011-06-29 | 6337492 | 100
14997 | T1 | DCP East Texas Gathering, LP | Carthage Yard Compressor Station | 722 S. Shelby | Carthage | TX | 75633 | Panola | CN601229917 | RN102446457 | Two 2,650 HP lean-burn gas-fired compressors and two low emission kits for internal combustion reciprocating engines | Returned for failure to respond to a deficiency letter. | 2011-06-29 | 22905890 | 100
14998 | T1 | DCP Midstream | Sneed Facility | 10550 Sneed Rd. | Stinnett | TX | 79083 | Moore | CN601229917 | RN100220052 | Sulfur recovery unit with integrated tail gas incinerator unit | Returned for failure to respond to a deficiency letter. | 2011-09-08 | 31381973 | 100
14999 | T1 | BP Products North America Inc | Texas City Refinery | 2401 5th Avenue South | Texas City | TX | 77592 | Galveston | CN600866800 | RN102324829 | Pipestill 3A 102 BA/BB Vacuum Heater NOx Emissions System | Returned for failure to respond to a deficiency letter. | 2011-09-15 | 7890000 | 100
15000 | T1 | E I Du Pont De Nemours & Co Inc | DuPont La Porte Plant | 12501 Strang Road | La Porte | TX | 77571 | Harris | CN600128284 | RN100225085 | The Incinerator, Scrubber, Stack, O2 Analyzer System, Emissions Monitoring System, and Sampling Ports were installed to reduce emissions of volatile organic compounds, nitrogen oxides, hazardous air pollutants, hydrogen chloride, methylene chloride, and sulfur dioxide. | The following property is used 100% for pollution control and is installed to meet or exceed federal or state regulations. Incinerator and scrubber system including incinerator, scrubber, stack, 02 analyzer system, other monitoring system, and sampling ports. | 2011-07-07 | 11576000 | 100
15001 | T1 | Deer Park Refining LP | Deer Park Refinery | 5900 HWY 225 | Deer Park | TX | 77536 | Harris | CN602641664 | RN100211879 | The North Pond (NP) is a component of the refinery's stormwater management system. During rain events, excess stormwater from the site that cannot be processed by the wastewater treatment unit drains to the NP. Prior to year 2002, the NP also received dry weather flow of refinery wastewater. At that time, the system was designed to overflow to the NP should a large volume of water overwhelm the system. In 2002, Deer Park Refinery made changes to the system and removed the dry weather flow condition. Subsequently, after approval from the EPA, Deer Park Refinery removed the affected sediments and soils during 2007 and 2008. In addition, Deer Park Refinery provided a cement pond base to segregate soil from the pond and improved pond by adding synthetic liners with leak detection and drain pumping systems. The improved pond now has a liner system that, along with the cement cap, provides barriers which protect the soil from contamination. | The following property is used 100% for pollution control and is installed to meet or exceed federal or state regulations: North Pond closure, liner, leak detection system, and lift pumps. | 2011-07-07 | 35306016 | 100
15002 | T1 | TPC Group, LLC | TPC Houston Operations | 8600 Park Place Boulevard | Houston | TX | 77017 | Harris | CN603624289 | RN100219526 | Reliability improvements consisting of the installation of 6-inch and 4-inch regulators, pressure transmitters, automated shut-off valves, a flow control loop with a control valve, associated piping, BTU analyzers for boilers 10 and 11, a gas temperature probes, and modification of off-gas piping were made to Boilers 10 and 11. The improvements will reduce flaring and provide better control of NOx, O2 and CO emissions. | The following property is used 100% for pollution control and is installed to meet or exceed federal or state regulations: the installation of 6-inch and 4-inch regulators, pressure transmitters, automated shut-off valves, a flow control loop with a control valve, associated piping, BTU analyzers for boilers 10 and 11, a gas temperature probes, and modification of off-gas piping made to Boilers 10 and 11. | 2011-06-22 | 992284 | 100
15003 | T1 | TPC Group, LLC | TPC Houston Operations | 8600 Park Place Boulevard | Houston | TX | 77017 | Harris | CN603624289 | RN100219526 | Containment equipment was installed to prevent lean oil from reaching the API separator. | Withdrawn by applicant | 2011-04-06 | 235435 | 100
15004 | T1 | TPC Group, LLC | TPC Houston Operations | 8600 Park Place Boulevard | Houston | TX | 77017 | Harris | CN603624289 | RN100219526 | Added a hard pipe vent system to route API-PIB emissions to a flare for destruction. | Withdrawn by applicant | 2011-04-06 | 214156 | 100
15005 | T1 | TPC Group, LLC | TPC Houston Operations | 8600 Park Place Boulevard | Houston | TX | 77017 | Harris | CN603624289 | RN100219526 | Project to reduce flow to API separator. | Withdrawn by applicant | 2011-04-06 | 39734 | 100
15006 | T1 | TPC Group, LLC | TPC Houston Operations | 8600 Park Place Boulevard | Houston | TX | 77017 | Harris | CN603624289 | RN100219526 | On-line analyzers added to help prevent off-spec excursions in the south absorber column. | Withdrawn by applicant | 2011-04-06 | 71063 | 100
15007 | T1 | TPC Group, LLC | TPC Houston Operations | 8600 Park Place Boulevard | Houston | TX | 77017 | Harris | CN603624289 | RN100219526 | Upgraded seals on 2G-13 2D reflux pump. | The following property is used 100% for pollution control and is installed to meet or exceed federal or state regulations. the incremental cost difference between the cost of the existing seals and the cost of the replacement seals installed for the 2G-13 2D reflux pump. | 2011-05-13 | 75418 | 100
15008 | T1 | TPC Group, LLC | TPC Houston Operations | 8600 Park Place Boulevard | Houston | TX | 77017 | Harris | CN603624289 | RN100219526 | Renovated cooling tower #10 to reduce overspray. | Withdrawn by applicant | 2011-04-06 | 425131 | 100
15009 | T1 | TPC Group, LLC | TPC Houston Operations | 8600 Park Place Boulevard | Houston | TX | 77017 | Harris | CN603624289 | RN100219526 | Upgrades to cooling tower #3 to reduce particulate emissions. | Withdrawn by applicant | 2011-04-06 | 835159 | 100
15010 | T1 | TPC Group, LLC | TPC Houston Operations | 8600 Park Place Boulevard | Houston | TX | 77017 | Harris | CN603624289 | RN100219526 | 32 dual mechanical pump seals. | The following property is used 100% for pollution control and is installed to meet or exceed federal or state regulations. the incremental cost difference between the cost of the existing single mechanical seals and the cost of the dual mechanical seals installed for the 32 pumps. | 2011-05-13 | 697834 | 100
15011 | T1 | TPC Group, LLC | TPC Houston Operations | 8600 Park Place Boulevard | Houston | TX | 77017 | Harris | CN603624289 | RN100219526 | Repairs to cooling tower #1 to reduce overspray. | Withdrawn by applicant | 2011-04-06 | 435648 | 100
15012 | T1 | TPC Group, LLC | TPC Houston Operations | 8600 Park Place Boulevard | Houston | TX | 77017 | Harris | CN603624289 | RN100219526 | Upgrade to cooling tower #14 to reduce overspray. | Withdrawn by applicant | 2011-04-06 | 288093 | 100
15013 | T1 | TPC Group, LLC | TPC Houston Operations | 8600 Park Place Boulevard | Houston | TX | 77017 | Harris | CN603624289 | RN100219526 | Upgraded the boiler management system for boiler #9. | Withdrawn by applicant | 2011-04-06 | 474336 | 100
15014 | T1 | TPC Group, LLC | TPC Houston Operations | 8600 Park Place Boulevard | Houston | TX | 77017 | Harris | CN603624289 | RN100219526 | Purchased a GF320 Infrared Camera. | The following property is used 100% for pollution control and is installed to meet or exceed federal or state regulations. GF320 Infrared Camera. | 2011-05-13 | 95300 | 100
15015 | T1 | TPC Group | TPC Port Neches Operation | 2102 Spur 136 | Port Neches | TX | 77651 | Jefferson | CN600130322 | RN104964267 | Btu analyzers installed on boilers 8 and 9. The environmental benefit is monitoring and controlling flame stability to minimize and control NOx and other emissions. | The following property is used 100% for pollution control and is installed to meet or exceed federal or state regulations: Btu analyzers installed on boilers 8 and 9. | 2011-08-31 | 1090 | 100
15016 | T1 | TPC Group | TPC Port Neches Operation | 2102 Spur 136 | Port Neches | TX | 77651 | Jefferson | CN600130322 | RN104964267 | Wastewater flow meter. The environmental benefit is proper pretreatment of wastewater. | The following property is used 100% for pollution control and is installed to meet or exceed federal or state regulations: wastewater flow meter. | 2011-08-16 | 5139 | 100
15017 | T1 | TPC Group | TPC Port Neches Operation | 2102 Spur 136 | Port Neches | TX | 77651 | Jefferson | CN600130322 | RN104964267 | Replacement of clarifier shell. The environmental benefit is proper pretreatment of wastewater. | The following property is used 100% for pollution control and is installed to meet or exceed federal or state regulations: replacement of a clarifier shell used to pretreat wastewater. | 2011-08-16 | 52205 | 100
15018 | T1 | TPC Group | TPC Port Neches Operation | 2102 Spur 136 | Port Neches | TX | 77651 | Jefferson | CN600130322 | RN104964267 | Btu analyzer for North and South Plant flares. The environmental benefit is optimization of flare destruction efficiency. | The following property is used 100% for pollution control and is installed to meet or exceed federal or state regulations: Btu analyzer for North and South Plant flares. | 2011-08-16 | 3266 | 100
15019 | T1 | TPC Group | TPC Port Neches Operation | 2102 Spur 136 | Port Neches | TX | 77651 | Jefferson | CN600130322 | RN104964267 | One portable gas chromatograph and six total volatile organic compound analyzers. The environmental benefit is leak detection and resultant emissions reduction. | The following property is used 100% for pollution control and is installed to meet or exceed federal or state regulations: one portable gas chromatograph and six total volatile organic compound analyzers. | 2011-08-16 | 68704 | 100
15020 | T3 | Motiva Enterprises, LLC | Motiva Port Arthur Refinery | 2555 Savannah Avenue | Port Arthur | TX | 77640 | Jefferson | CN600124051 | RN100209451 | This project installed a heat recovery steam generator (HRSG) with duct burners. Use of this equipment improves the thermal efficiency of the facility. | A negative determination. Heat recovery steam generators and associated dedicated ancillary equipment are used solely for production; therefore, are not eligible for a positive use determination. | 2012-07-05 | 67725000 | 45
15021 | T1 | XTO Energy | Cornell Mahoney Gas Plant | 2624 Westhaven Drive | Denver City | TX | 79323 | Yoakum | CN600601348 | RN105441810 | The Concrete Containment System and Drainage System were installed as methods of controlling and capturing leakage and runoff to prevent ground water or soil contamination. | The following property is used 100% for pollution control and is installed to meet or exceed federal or state regulations: Concrete Containment System and Drainage System | 2011-06-14 | 750000 | 100
15022 | T1 | El Paso Electric Company | Ripley Substation | 151 Sunset Drive | El Paso | TX | 79922 | El Paso | CN600352819 | Insufficient Information | Barrier Wall | Returned for failure to respond to a deficiency letter. | 2011-09-15 | 10750 | 100
15023 | T1 | El Paso Electric Company | Newman Power Plant | 4900 Stan Roberts Ave | El Paso | TX | 79934 | El Paso | CN600352819 | RN100211309 | The spill response clean up equipment was installed to contain chemical and fuel spills and to prevent further contamination. | The following property is used 100% for pollution control and is installed to meet or exceed federal or state regulations: spill response clean up equipment. | 2011-06-16 | 60000 | 100
15024 | T1 | El Paso Electric Company | Newman Power Plant | 4900 Stan Roberts Ave | El Paso | TX | 79934 | El Paso | CN600352819 | RN100211309 | This project installed a continuous emissions monitoring system consisting of a sampling system, gas analyzers, and a data acquisition and handling system. Use of this equipment will allow the company to demonstrate that emissions are within permit limits. | The following property is used 100% for pollution control and is installed to meet or exceed federal or state regulations: continuous emissions monitoring system consisting of a sampling system, gas analyzers, and a data acquisition and handling system. | 2011-07-14 | 424722 | 100
15025 | T1 | El Paso Electric Company | Newman Power Plant | 4900 Stan Roberts Sr. Ave. | El Paso | TX | 79934 | El Paso | CN600352819 | RN100211309 | This project installed a zero liquid discharge system. Use of this system will protect groundwater. | Returned for failure to respond to a deficiency letter. | 2011-09-23 | 8393000 | 100
15026 | T1 | El Paso Electric Company | Newman Power Plant | 4900 Stan Roberts Ave | El Paso | TX | 79934 | El Paso | CN600352819 | RN100211309 | This project installed a continuous emissions monitoring system consisting of a sampling system, gas analyzers, and a data acquisition and handling system. Use of this equipment will allow the company to demonstrate that emissions are within permit limits. | The following property is used 100% for pollution control and is installed to meet or exceed federal or state regulations: continuous emissions monitoring system consisting of a sampling system, gas analyzers, and a data acquisition and handling system. | 2011-07-14 | 424722 | 100
15027 | T1 | Mont Belvieu Caverns, LLC | North brine disposal pond | 1027 FM 1942 | Mont Belvieu | TX | 77580 | Chambers | CN603211277 | RN102323268 | This project installed a four million barrel brine storage pond consisting of a High Density Polyethylene double liner; leak detection and collection system, including the associated instrumentation and monitoring system; a 35ft x 70ft concrete containment sump; brine transfer pumps; fire and safety equipment; brine pond piping; electrical substation; instrumentation and monitoring; water supply and treating; brine pond construction; land and pipeline right of way; earthwork and site grading; and soft costs. Use of the pond will reduce groundwater contamination. | The North brine disposal pond for this application is identical property for application 12969; therefore, no further review will be conducted on the application. On August 28, 2009, the commission ruled that the North brine storage pond is used for production and not installed to meet or exceed an adopted environmental rule (see application #12969). | 2011-08-09 | 23000000 | 100
15028 | T1 | Total Petrochemicals USA, Inc. | TP USA La Porte Plant | 1818 Independence Parkway | La Porte | TX | 77571 | Harris | CN600582399 | RN100212109 | Train-7 Feed Tank Cooler: heat exchanger that cools the flow into the Train 7 feed tank, thus preventing overpressure of feed tank and potential flaring. Train-7 Cyclofilter Vapor Recovery: vessels, piping, and control devices that collect vapors from process situations when cyclofilter is having operational difficulties. | Returned for failure to respond to a deficiency letter. | 2011-04-28 | 572890 | 100
15029 | T1 | Total Petrochemicals USA, Inc. | TP USA La Porte Plant | 1818 Independence Parkway | La Porte | TX | 77571 | Harris | CN600582399 | RN100212109 | North Flare Tip Replacement and Upgrade Project consisting of a replacement flare tip, new dual thermocouples, new pilot ignition system, upgrades to pilots to improve ability to stay lit in windy conditions, and changed metallurgy for certain components. | The following property is used 100% for pollution control and is installed to meet or exceed federal or state regulations. North Flare Tip Replacement and Upgrade Project consisting of a replacement flare tip, new dual thermocouples, new pilot ignition system, upgrades to pilots to improve ability to stay lit in windy conditions, and changed metallurgy for certain components. | 2011-05-13 | 1074726 | 100
15030 | T1 | Stolthaven Houston | Stolthaven Houston Terminal | 15602 Jacintoport Blvd | Houston | TX | 77015 | Harris | CN600124820 | RN100210475 | This project installed a blower seals for the flare skid blower and a flare pressure control instrument for the marine dock flare. Use of the equipment will reduce VOC emissions from the marine dock. | The following property is used 100% for pollution control and is installed to meet or exceed federal or state regulations: blower seals for the flare skid blower and flare pressure control instrument . | 2011-07-01 | 45008 | 100
15031 | T1 | Stolthaven Houston | Stolthaven Houston Terminal | 15602 Jacintoport Blvd | Houston | TX | 77015 | Harris | CN600124820 | RN100210475 | This project installed a dissolved air flotation (DAF) wastewater facility including instrumentation, controls, and meters. Use of the DAF will allow the facility to meet discharge limits. | The following property is used 100% for pollution control and is installed to meet or exceed federal or state regulations: dissolved air flotation wastewater facility including instrumentation, controls, and meters. | 2011-07-01 | 356108 | 100
15032 | T1 | Stolthaven Houston | Stolthaven Houston Terminal | 15602 Jacintoport Blvd | Houston | TX | 77015 | Harris | CN600124820 | RN100210475 | This project installed radar level gauges in 39 storage tanks. Use of the gauges will prevent spills related to overfilling. | The following property is used 100% for pollution control and is installed to meet or exceed federal or state regulations: radar level gauges installed for 39 storage tanks. | 2011-07-01 | 459372 | 100
15033 | T1 | Stolthaven Houston | Stolthaven Houston Terminal | 15602 Jacintoport Blvd | Houston | TX | 77015 | Harris | CN600124820 | RN100210475 | Installed canopies and gutters over the truck rack. Use of this equipment diverts storm water from wastewater treatment system. | The following property is used 100% for pollution control and is installed to meet or exceed federal or state regulations: canopies and gutters installed over the truck rack. | 2011-07-01 | 59230 | 100
15034 | T1 | Huntsman Petrochemical, LLC | Huntsman Conroe Plant | 5451 Jefferson Chemical Rd | Conroe | TX | 77301 | Montgomery | CN603603093 | RN100219740 | Decanter | Returned for failure to respond to a deficiency letter. | 2011-08-22 | 118135 | 100
15035 | T1 | Huntsman Petrochemical, LLC | Huntsman Conroe Plant | 5451 Jefferson Chemical Rd. | Conroe | TX | 77301 | Montgomery | CN603603093 | RN100219740 | storm water separation equipment | Returned for failure to respond to a deficiency letter. | 2011-08-22 | 154938 | 100
15036 | T1 | Chevron Phillips Chemical Company, LP | Cedar Bayou Plant | 9500 I-10 E | Baytown | TX | 77521 | Harris | CN600303614 | RN103919817 | A horizontal above ground storage tank along with secondary containment for storage of liquid hazardous waste | The following property is used 100% for pollution control and is installed to meet or exceed federal or state regulations: PAOU-1795 hazardous waste container. | 2011-05-12 | 847837 | 100
15037 | T1 | Chevron Phillips Chemical Company, LP | Cedar Bayou Plant | 9500 I-10 E | Baytown | TX | 77521 | Harris | CN600303614 | RN103919817 | 1796 Incinerator analyzer reapplication to include the function to convert the monitoring analysis to a dry basis corrected for 3% oxygen. | Returned for failure to respond to a deficiency letter. | 2011-03-15 | 44775 | 100
15038 | T1 | Chevron Phillips Chemical Company, LP | Cedar Bayou Plant | 9500 I-10 E | Baytown | TX | 77521 | Harris | CN600303614 | RN103919817 | IR Hydrocarbon emission detector | The following property is used 100% for pollution control and is installed to meet or exceed federal or state regulations: FLIR GF320 Infrared Camera. | 2011-03-15 | 108746 | 100
15039 | T1 | Chevron Phillips Chemical Company, LP | Cedar Bayou Plant | 9500 I-10 E | Baytown | TX | 77521 | Harris | CN600303614 | RN103919817 | 1592 CB-710 ARU flare pilot upgrade and thermocouple (TC) addition. The property was installed to replace two old STF-7-2 style pilots. The new pilots and thermocouples, along with the existing infrared camera, provide an additional factor of reliability to ensure the prevention of flame loss. | The following property is used 100% for pollution control and is installed to meet or exceed federal or state regulations: 1592 CB-710 ARU flare pilot upgrade and thermocouple (TC) addition. | 2011-03-15 | 61349 | 100
15040 | T1 | Chevron Phillips Chemical Company, LP | Cedar Bayou Plant | 9500 I-10 E | Baytown | TX | 77521 | Harris | CN600303614 | RN103919817 | Drift eliminators for EF-751 | The following property is used 100% for pollution control and is installed to meet or exceed federal or state regulations: Drift Eliminator for the EF-751 Ethylene Unit. | 2011-03-15 | 466690 | 100
15041 | T2 | Chevron Phillips Chemical Company, LP | Cedar Bayou Plant | 9500 I-10 E | Baytown | TX | 77521 | Harris | CN600303614 | RN103919817 | 1592 GB-450 spare ethylene recycle compressor | 1592 GB-450 spare ethylene recycle compressor. | 2011-04-06 | 530157 | 100
15042 | T1 | Chevron Phillips Chemical Company, LP | Drilling Specialties Alamo Plant | 5450 Jefferson Chemical Road | Conroe | TX | 77301 | Montgomery | CN600303614 | RN100216381 | Two sand filters for the waste water treatment system | The following property is used 100% for pollution control and is installed to meet or exceed federal or state regulations: Two sand filters on a skid for the waste water treatment system. | 2011-03-15 | 40000 | 100
15043 | T1 | Chevron Phillips Chemical Company, LP | Drilling Specialties Alamo Plant | 5450 Jefferson Chemical Road | Conroe | TX | 77301 | Montgomery | CN600303614 | RN100216381 | A replacement SO3 scrubber to remove SO3 emissions from the storage tank when it is filled from rail cars or trucks. | The following property is used 100% for pollution control and is installed to meet or exceed federal or state regulations: SO3 scrubber replacement. | 2011-03-21 | 916000 | 100
15044 | T1 | Chevron Phillips Chemical Company, LP | Orange Plant | 5309 FM 1006 | Orange | TX | 77630 | Orange | CN600303614 | RN100215615 | The project was implemented to prevent the off-site discharge of storm water from the Dry-Flo Area. The previous arrangement could have allowed the release of storm water without passing through a permitted outfall. The existing Branch gully North and South storm water outlets were redirected to the north and south end of the facility drainage system, respectively. Construction involved the plugging of discharge lines to the ditch, containment structure drainage hole plugging, redirection of flow towards on-site collection so that treatment could be provided through the on-site treatment system. | The following property is used 100% for pollution control and is installed to meet or exceed federal or state regulations: Dry-Flo Area Storm Water Containment. | 2011-03-21 | 138555 | 100
15045 | T1 | Chevron Phillips Chemical Company, LP | Pasadena Plastic Complex | 1400 Jefferson Road | Pasadena | TX | 77506 | Harris | CN600303614 | RN102018322 | The automated HRVOC analyzer system can access all 12 analyzers from one location and eliminate the manual calculation to increase the reliability and efficiency of the HRVOC analyzing process. | The following property is used 100% for pollution control and is installed to meet or exceed federal or state regulations: HRVOC Analyzer Systems Improvement. | 2011-03-21 | 162064 | 100
15046 | T1 | Chevron Phillips Chemical Company, LP | Pasadena Plastic Complex | 1400 Jefferson Road | Pasadena | TX | 77506 | Harris | CN600303614 | RN102018322 | Replace existing drum crusher | Withdrawn/Returned | 2011-05-10 | 24358 | 100
15047 | T1 | Chevron Phillips Chemical Company, LP | Pasadena Plastic Complex | 1400 Jefferson Road | Pasadena | TX | 77506 | Harris | CN600303614 | RN102018322 | Installed a new vent line from RxA to RxB so that gas would be transferred to RxB first, then to the compressors, then to the flare. This arrangement will decrease the potential for an excessive flaring of HRVOC. | The following property is used 100% for pollution control and is installed to meet or exceed federal or state regulations: New vent line from RxA to RxB. | 2011-03-21 | 135124 | 100
15048 | T1 | Chevron Phillips Chemical Company, LP | Pasadena Plastic Complex | 1400 Jefferson Road | Pasadena | TX | 77506 | Harris | CN600303614 | RN102018322 | This project routed the discharge from the Low Pressure Flash Chamber cleanout port to the RX1 dumpster and the RX2 fluff bucket. The vent piping consists of long radius sweeps with several breakout points and bleeder valves to reduce the potential for pluggage. | The following property is used 100% for pollution control and is installed to meet or exceed federal or state regulations: Vent redirection for the PE7 LPFC cleanout port. | 2011-03-21 | 74437 | 100
15049 | T1 | Chevron Phillips Chemical Company, LP | Sweeny Plant | HWY 35 S & FM 524 | Old Ocean | TX | 77463 | Brazoria | CN600303614 | RN100825249 | Replaced flare tips for Flare #8 and #9 with unlined stainless steel tips and an upgraded steam distribution system, | The following property is used 100% for pollution control and is installed to meet or exceed federal or state regulations: Flare #8 and Flare #9 flare tips replacement and steam distribution system upgrade for Unit 10ABC. | 2011-03-21 | 380128 | 100
15050 | T1 | Chevron Phillips Chemical Company, LP | Sweeny Plant | HWY 335 & FM 524 | Old Ocean | TX | 77463 | Brazoria | CN600303614 | RN100825249 | The flare system for Unit 10ABC consists of two smokeless flares; flare #8 (low pressure) and flare #9 (high pressure). Two small holes were discovered during a recent plant turnaround. As a result, the 138-foot flare stack was replaced. | The following property is used 100% for pollution control and is installed to meet or exceed federal or state regulations: Stack 56FL-009 replacement for Unit 10ABC. | 2011-03-21 | 239333 | 100
15051 | T1 | Nabors Drilling USA, LP | Drilling Rig 2 | 1.2 miles west of Scheffler/Grape | Nordeim | TX |  | DeWitt | CN600290928 | RN100699271 | The following drilling rid equipment: two blow out preventers, a blowout preventer accumulator unit, a blowout preventer choke manifold, a land trip tank, a degasser, a desander and a desilter. Use of this equipment prevents groundwater contamination. | The following property is used 100% for pollution control and is installed to meet or exceed federal or state regulations: two blow out preventers, a blowout preventer accumulator unit, a blowout preventer choke manifold, a land trip tank, a degasser, a desander and a desilter. | 2011-07-26 | 416119 | 100
15052 | T1 | Nabors Drilling USA, LP | Drilling Rig 5 | 1537 NE Loop | Carthage | TX |  | Panola | CN600290928 | RN100699271 | The following drilling rig equipment: two ram type blow out preventers, blow out preventer choke manifold, blowout preventer accumulator, desilter, and desander. Use of this equipment prevents groundwater contamination. | The following property is used 100% for pollution control and is installed to meet or exceed federal or state regulations: two ram type blow out preventers, blow out preventer choke manifold, blowout preventer accumulator, desilter, and desander. | 2011-07-26 | 216343 | 100
15053 | T1 | Nabors Drilling USA, LP | Drilling Rig 10 | 1/4 mile north of FM 1354 | Helena | TX |  | Karnes | CN600290928 | RN100699271 | The following drilling rig equipment: two ram type blow out preventers, blow out preventer choke manifold, desilter, degasser, and desander. Use of this equipment prevents groundwater contamination. | The following property is used 100% for pollution control and is installed to meet or exceed federal or state regulations: two ram type blow out preventers, blow out preventer choke manifold, desilter, degasser, and desander. | 2011-07-26 | 579074 | 100
15054 | T1 | Nabors Drilling USA, LP | Drilling Rig 19 | 396 CR 114 | Burleson | TX |  | Burleson | CN600290928 | RN100699271 | The following drilling rig equipment: blow out preventer choke manifold, blowout preventer accumulator, desilter, degasser, and desander. Use of this equipment prevents groundwater contamination. | The following property is used 100% for pollution control and is installed to meet or exceed federal or state regulations: blow out preventer choke manifold, blowout preventer accumulator, desilter, degasser, and desander. | 2011-07-26 | 313849 | 100
15055 | T1 | Nabors Drilling USA, LP | Drilling Rig 23 | Kilgore Yard - FM 1252 | Kilgore | TX |  | Gregg | CN600290928 | RN100699271 | The following drilling rig equipment: blowout preventer choke manifold and desander. Use of this equipment prevents groundwater contamination. | The following property is used 100% for pollution control and is installed to meet or exceed federal or state regulations: blowout preventer choke manifold and desander. | 2011-07-26 | 31703 | 100
15056 | T1 | Nabors Drilling USA, LP | Drilling Rig 30 | 13.1 miles on FM 186 | Carrizo Springs | TX |  | Dimmit | CN600290928 | RN100699271 | The following drilling rig equipment: two ram type blow out preventers, blow out preventer choke manifold, blowout preventer accumulator, degasser, desilter, and desander. Use of this equipment prevents groundwater contamination. | The following property is used 100% for pollution control and is installed to meet or exceed federal or state regulations: two ram type blow out preventers, blow out preventer choke manifold, blowout preventer accumulator, degasser, desilter, and desander. | 2011-07-26 | 596172 | 100
15057 | T1 | Nabors Drilling USA, LP | Drilling Rig 123 | Kilgore Yard - FM 1252 | Kilgore | TX |  | Gregg | CN600290928 | RN100699271 | The following drilling rig equipment: blowout preventer accumulator and desander. Use of this equipment prevents groundwater contamination. | The following property is used 100% for pollution control and is installed to meet or exceed federal or state regulations: blowout preventer accumulator and desander. | 2011-07-26 | 12402 | 100
15058 | T1 | Nabors Drilling USA, LP | Drilling Rig 130 | 2.8 miles in CR 811 from FM 489 | Donie | TX |  | Freestone | CN600290928 | RN100699271 | The following drilling rig equipment: ram type blowout preventers, blowout preventer choke manifold, blowout preventer accumulator, land trip tank, desilter, degasser, and desander. Use of this equipment prevents groundwater contamination. | The following property is used 100% for pollution control and is installed to meet or exceed federal or state regulations: ram type blowout preventers, blowout preventer choke manifold, blowout preventer accumulator, land trip tank, desilter, degasser, and desander. | 2011-07-26 | 571924 | 100
15059 | T1 | Nabors Drilling USA, LP | Drilling Rig 142 | East 3.1 miles on CR 32 | Lamesa | TX |  | Borden | CN600290928 | RN100699271 | No eligible property. | No eligible property. | 2011-07-15 | 0 | 100
15060 | T1 | Nabors Drilling USA, LP | Drilling Rig 151 | 1537 NE Loop | Carthage | TX | 71073 | Panola | CN600290928 | RN100699271 | The following drilling rig equipment: blowout preventer accumulator, desilter, and desander. Use of this equipment prevents groundwater contamination. | The following property is used 100% for pollution control and is installed to meet or exceed federal or state regulations: blowout preventer accumulator, desilter, and desander. | 2011-07-26 | 9579 | 100
15061 | T1 | Nabors Drilling USA, LP | Drilling Rig 180 | 6750 Bender Road | Humble | TX |  | Harris | CN600290928 | RN100699271 | The following drilling rig equipment: blowout preventer choker and desander. Use of this equipment prevents groundwater contamination. | The following property is used 100% for pollution control and is installed to meet or exceed federal or state regulations: blowout preventer choker and desander. | 2011-07-26 | 214187 | 100
15062 | T1 | Nabors Drilling USA, LP | Drilling Rig 188 | Hwy60/80 and CR 14 | Canadian | TX |  | Hemphill | CN600290928 | RN100699271 | The following drilling rig equipment: two ram type blowout preventers, blowout preventer choke manifold, blowout preventer accumulator, desilter, degasser, and desander. Use of this equipment prevents groundwater contamination. | The following property is used 100% for pollution control and is installed to meet or exceed federal or state regulations: two ram type blowout preventers, blowout preventer choke manifold, blowout preventer accumulator, desilter, degasser, and desander. | 2011-07-26 | 570171 | 100
15063 | T1 | Nabors Drilling USA, LP | Drilling Rig 203 | 1537 NE Loop | Carthage | TX | 71073 | Panola | CN600290928 | RN100699271 | The following drilling rig equipment: ram type blowout preventer, blowout preventer choke manifold, blowout preventer accumulator, land trip tank, desilter, degasser, and desander. Use of this equipment prevents groundwater contamination. | The following property is used 100% for pollution control and is installed to meet or exceed federal or state regulations: ram type blowout preventer, blowout preventer choke manifold, blowout preventer accumulator, land trip tank, desilter, degasser, and desander. | 2011-07-26 | 906170.96 | 100
15064 | T1 | Nabors Drilling USA, LP | Drilling Rig 205 | 1.5 Miles on CR 795 | Jewitt | TX |  | Freestone | CN600290928 | RN100699271 | The following drilling rig equipment: ram type blow out preventer, blowout preventer accumulator, desilter, degasser, and desander. Use of this equipment prevents groundwater contamination. | The following property is used 100% for pollution control and is installed to meet or exceed federal or state regulations: ram type blow out preventer, blowout preventer accumulator, desilter, degasser, and desander. | 2011-07-26 | 492786.02 | 100
15065 | T1 | Nabors Drilling USA, LP | Drilling Rig 206 | 1.5 Miles West on CR 139 | Shelbyville | TX |  | Shelby | CN600290928 | RN100699271 | The following drilling rig equipment: ram type blow out preventer, blowout preventer choke manifold, blowout preventer accumulator, land trip tank, desilter, degasser, and desander. Use of this equipment prevents groundwater contamination. | The following property is used 100% for pollution control and is installed to meet or exceed federal or state regulations: ram type blow out preventer, blowout preventer choke manifold, blowout preventer accumulator, land trip tank, desilter, degasser, and desander. | 2011-07-28 | 636856 | 100
15066 | T1 | Nabors Drilling USA, LP | Drilling Rig 216 | 3840 East Hwy 44 | Alice | TX |  | Jim Wells | CN600290928 | RN100699271 | The following drilling rig equipment: ram type blow out preventer, blow out preventer choke manifold, blowout preventer accumulator, desilter, degasser, and desander. Use of this equipment prevents groundwater contamination. | The following property is used 100% for pollution control and is installed to meet or exceed federal or state regulations: ram type blow out preventer, blow out preventer choke manifold, blowout preventer accumulator, desilter, degasser, and desander. | 2011-07-28 | 289508 | 100
15067 | T1 | Nabors Drilling USA, LP | Drilling Rig 293 | 1.2 Miles W on Chancaca Rd | Hebbronville | TX | 78361 | Jim Hogg | CN600290928 | RN100699271 | The following drilling rig equipment: blowout preventer choke manifold, blowout preventer accumulator, land trip tank, degasser, and desander. Use of this equipment prevents groundwater contamination. | The following property is used 100% for pollution control and is installed to meet or exceed federal or state regulations: blowout preventer choke manifold, blowout preventer accumulator, land trip tank, degasser, and desander. | 2011-07-28 | 58424 | 100
15068 | T1 | Nabors Drilling USA, LP | Drilling Rig 294 | 2500 West Oregon St | Odessa | TX |  | Ector | CN600290928 | RN100699271 | The following drilling rig equipment: blowout preventer accumulator, degasser, desilter, and desander. Use of this equipment prevents groundwater contamination. | The following property is used 100% for pollution control and is installed to meet or exceed federal or state regulations: blowout preventer accumulator, degasser, desilter, and desander. | 2011-07-28 | 148235 | 100
15069 | T1 | Nabors Drilling USA, LP | Drilling Rig 297 | 4383 S Hwy 6 | Hearne | TX |  | Robertson | CN600290928 | RN100699271 | The following drilling rig equipment: blowout preventer choke manifold, blowout preventer accumulator, land trip tank, degasser, desilter, and desander. Use of this equipment prevents groundwater contamination. | The following property is used 100% for pollution control and is installed to meet or exceed federal or state regulations: blowout preventer choke manifold, blowout preventer accumulator, land trip tank, degasser, desilter, and desander. | 2011-07-28 | 730890 | 100
15070 | T1 | Nabors Drilling USA, LP | Drilling Rig 329 | TK Stanley Yard | Palestine | TX | 75801 | Anderson | CN600290928 | RN100699271 | The following drilling rig equipment: blow out preventer, blowout preventer accumulator, desilter, and desander. Use of this equipment prevents groundwater contamination. | Returned for failure to respond to a deficiency letter. | 2011-09-15 | 74092 | 100
15071 | T1 | Nabors Drilling USA, LP | Drilling Rig 344 | 1537 NE Loop | Carthage | TX |  | Panola | CN600290928 | RN100699271 | The following drilling rig equipment: ram blowout preventer double and blowout preventer choke manifold. Use of this equipment prevents groundwater contamination. | The following property is used 100% for pollution control and is installed to meet or exceed federal or state regulations: ram blowout preventer double and blowout preventer choke manifold. | 2011-07-28 | 57699 | 100
15072 | T1 | Nabors Drilling USA, LP | Drilling Rig 347 | 4.95 Miles North on RR 1492 | Crane | TX |  | Upton | CN600290928 | RN100699271 | The following drilling rig equipment: ram blowout preventer double and blowout preventer choke accumulator. Use of this equipment prevents groundwater contamination. | The following property is used 100% for pollution control and is installed to meet or exceed federal or state regulations: ram blowout preventer double and blowout preventer choke accumulator. | 2011-07-28 | 151776 | 100
15073 | T1 | Nabors Drilling USA, LP | Drilling Rig 353 | 2500 W. Oregon St. | Odessa | TX | 79761 | Ector | CN600290928 | RN100699271 | The following drilling rig equipment: ram blowout preventer double and desilter. Use of this equipment prevents groundwater contamination. | The following property is used 100% for pollution control and is installed to meet or exceed federal or state regulations: ram blowout preventer double and desilter. | 2011-07-28 | 157801 | 100
15074 | T1 | Nabors Drilling USA, LP | Drilling Rig 357 | 5 miles North of CR47 on CR168 | Canadian | TX | 79014 | Hemphill | CN600290928 | RN100699271 | The following drilling rig equipment: ram type blowout preventer, blowout preventer choke manifold, blowout preventer accumulator, and desilter. Use of this equipment prevents groundwater contamination. | The following property is used 100% for pollution control and is installed to meet or exceed federal or state regulations: ram type blowout preventer, blowout preventer choke manifold, blowout preventer accumulator, and desilter. | 2011-07-28 | 373364 | 100
15075 | T1 | Nabors Drilling USA, LP | Drilling Rig 359 | Kilgore Yard | Kilgore | TX | 75662 | Gregg | CN600290928 | RN100699271 | No eligible property | No eligible property | 2011-07-15 | 0 | 100
15076 | T1 | Nabors Drilling USA, LP | Drilling Rig 360 | 396 CR 114 | Burleson | TX | 76028 | Burleson | CN600290928 | RN100699271 | The following drilling rig equipment: blowout preventer choke manifold, blowout preventer accumulator, desilter, degasser, and desander. Use of this equipment prevents groundwater contamination. | The following property is used 100% for pollution control and is installed to meet or exceed federal or state regulations: blowout preventer choke manifold, blowout preventer accumulator, desilter, degasser, and desander. | 2011-07-28 | 157862.04 | 100
15077 | T1 | Nabors Drilling USA, LP | Drilling Rig 361 | 130 S Hwy 75 | Fairfield | TX |  | Freestone | CN600290928 | RN100699271 | The following drilling rig equipment: blowout preventer choke manifold and blowout preventer accumulator. Use of this equipment prevents groundwater contamination. | The following property is used 100% for pollution control and is installed to meet or exceed federal or state regulations: blowout preventer choke manifold and blowout preventer accumulator. | 2011-07-28 | 31207 | 100
15078 | T1 | Nabors Drilling USA, LP | Drilling Rig 365 | 1537 NE Loop | Carthage | TX |  | Panola | CN600290928 | RN100699271 | The following drilling rig equipment: two ram type blowout preventers, blow out preventer choke manifold, blowout preventer accumulator, desilter, degasser, and desander. Use of this equipment prevents groundwater contamination. | The following property is used 100% for pollution control and is installed to meet or exceed federal or state regulations: two ram type blowout preventers, blow out preventer choke manifold, blowout preventer accumulator, desilter, degasser, and desander. | 2011-07-28 | 562488 | 100
15079 | T1 | Nabors Drilling USA, LP | Drilling Rig 392 | 4184 FM 67 | Grandview | TX | 76050 | Hill | CN600290928 | RN100699271 | The following drilling rig equipment: ram type blowout preventer, blowout preventer choke manifold, blowout preventer accumulator, and desander. Use of this equipment prevents groundwater contamination. | The following property is used 100% for pollution control and is installed to meet or exceed federal or state regulations: ram type blowout preventer, blowout preventer choke manifold, blowout preventer accumulator, and desander. | 2011-07-28 | 59520 | 100
15080 | T1 | Nabors Drilling USA, LP | Drilling Rig 395 | 634 CR 313 | Nacogdoches | TX |  | Nacogdoches | CN600290928 | RN100699271 | The following drilling rig equipment: ram type blowout preventer, blowout preventer choke manifold, blowout preventer accumulator, desilter, and desander. Use of this equipment prevents groundwater contamination. | The following property is used 100% for pollution control and is installed to meet or exceed federal or state regulations: ram type blowout preventer, blowout preventer choke manifold, blowout preventer accumulator, desilter, and desander. | 2011-07-28 | 65990 | 100
15081 | T1 | Nabors Drilling USA, LP | Drilling Rig 398 | Klondike Rd. & Fig Rd. | Odessa | TX | 79761 | Ector | CN600290928 | RN100699271 | The following drilling rig equipment: ram type blowout preventer and desander. Use of this equipment prevents groundwater contamination. | The following property is used 100% for pollution control and is installed to meet or exceed federal or state regulations: ram type blowout preventer and desander. | 2011-07-28 | 35329 | 100
15082 | T1 | Nabors Drilling USA, LP | Drilling Rig 399 | 3 miles South of HWY 1492 & CR 308 | Odessa | TX | 79761 | Ector | CN600290928 | RN100699271 | The following drilling rig equipment: ram type blowout preventer and blowout preventer accumulator. Use of this equipment prevents groundwater contamination. | The following property is used 100% for pollution control and is installed to meet or exceed federal or state regulations: ram type blowout preventer and blowout preventer accumulator. | 2011-07-28 | 238313 | 100
15083 | T1 | Nabors Drilling USA, LP | Drilling Rig 409 | Intersection of I-45 and HWY 164 | Buffalo | TX | 75831 | Freestone | CN600290928 | RN100699271 | The following drilling rig equipment: two ram type blowout preventers, blowout preventer choke manifold, blowout preventer accumulator, desilter, degasser, and desander. Use of this equipment prevents groundwater contamination. | The following property is used 100% for pollution control and is installed to meet or exceed federal or state regulations: two ram type blowout preventers, blowout preventer choke manifold, blowout preventer accumulator, desilter, degasser, and desander. | 2011-07-28 | 777147 | 100
15084 | T1 | Nabors Drilling USA, LP | Drilling Rig 420 | 2500 W Oregon | Odessa | TX | 79761 | Ector | CN600290928 | RN100699271 | The following drilling rig equipment: blowout preventer accumulator, desilter, degasser, and desander. Use of this equipment prevents groundwater contamination. | The following property is used 100% for pollution control and is installed to meet or exceed federal or state regulations: blowout preventer accumulator, desilter, degasser, and desander. | 2011-07-28 | 15150 | 100
15085 | T1 | Nabors Drilling USA, LP | Drilling Rig 424 | HWY 158 and Caliche Road | Garden City | TX | 79739 | Glasscock | CN600290928 | RN100699271 | The following drilling rig equipment: ram type blowout preventer, blowout preventer choke manifold, blowout preventer accumulator, land trip tank, degasser, desilter, and desander. Use of this equipment prevents groundwater contamination. | The following property is used 100% for pollution control and is installed to meet or exceed federal or state regulations: ram type blowout preventer, blowout preventer choke manifold, blowout preventer accumulator, land trip tank, degasser, desilter, and desander. | 2011-07-28 | 440413 | 100
15086 | T1 | Nabors Drilling USA, LP | Drilling Rig 442 | 2500 W Oregon | Odessa | TX | 79761 | Ector | CN600290928 | RN100699271 | The following drilling rig equipment: blowout preventer choke manifold, blowout preventer accumulator, land trip tank, and desilter. Use of this equipment prevents groundwater contamination. | The following property is used 100% for pollution control and is installed to meet or exceed federal or state regulations: blowout preventer choke manifold, blowout preventer accumulator, land trip tank, and desilter. | 2011-07-28 | 136203 | 100
15087 | T1 | Nabors Drilling USA, LP | Drilling Rig 454 | 16 Miles South of Tilden on HWY 16 | Tilden | TX | 78072 | McMullen | CN600290928 | RN100699271 | The following drilling rig equipment: two ram type blowout preventers, blowout preventer choke manifold, blowout preventer accumulator, land trip tank, desilter, degasser, and desander. Use of this equipment prevents groundwater contamination. | The following property is used 100% for pollution control and is installed to meet or exceed federal or state regulations: two ram type blowout preventers, blowout preventer choke manifold, blowout preventer accumulator, land trip tank, desilter, degasser, and desander. | 2011-07-28 | 883071 | 100
15088 | T1 | Nabors Drilling USA, LP | Drilling Rig 456 | 8 miles south of HWY 7 on HWY 95 | Martinsville | TX | 75958 | Nacogdoches | CN600290928 | RN100699271 | The following drilling rig equipment: two ram type blowout preventers, blowout preventer choke manifold, blowout preventer accumulator, degasser, desilter, and desander. Use of this equipment prevents groundwater contamination. | The following property is used 100% for pollution control and is installed to meet or exceed federal or state regulations: two ram type blowout preventers, blowout preventer choke manifold, blowout preventer accumulator, degasser, desilter, and desander. | 2011-07-28 | 539383 | 100
15089 | T1 | Nabors Drilling USA, LP | Drilling Rig 490 | 3419 West Pinecrest | Marshall | TX | 75670 | Harrison | CN600290928 | RN100699271 | The following drilling rig equipment: two ram type blowout preventers, blowout preventer choke manifold, blowout preventer accumulator, degasser, desilter, and desander. Use of this equipment prevents groundwater contamination. | The following property is used 100% for pollution control and is installed to meet or exceed federal or state regulations: two ram type blowout preventers, blowout preventer choke manifold, blowout preventer accumulator, degasser, desilter, and desander. | 2011-07-28 | 281110 | 100
15090 | T1 | Nabors Drilling USA, LP | Drilling Rig 507 | 1537 NE Loop | Carthage | TX |  | Panola | CN600290928 | RN100699271 | The following drilling rig equipment: ram type blowout preventer, blowout preventer blowout preventer accumulator, desander, and desilter. Use of this equipment prevents groundwater contamination. | The following property is used 100% for pollution control and is installed to meet or exceed federal or state regulations: ram type blowout preventer, blowout preventer choke manifold, blowout preventer accumulator, desander, and desilter. | 2011-07-28 | 361259 | 100
15091 | T1 | Nabors Drilling USA, LP | Drilling Rig 523 | 130 S Hwy 75 | Fairfield | TX |  | Freestone | CN600290928 | RN100699271 | The following drilling rig equipment: blowout preventer accumulator unit. Use of this equipment prevents groundwater contamination. | The following property is used 100% for pollution control and is installed to meet or exceed federal or state regulations: blowout preventer accumulator unit. | 2011-07-28 | 13159.7 | 100
15092 | T1 | Nabors Drilling USA, LP | Drilling Rig 546 | 2100 Crosby Dayton Road | Houston | TX | 77292 | Harris | CN600290928 | RN100699271 | The following drilling rig equipment: ram type blowout preventer, blowout preventer choke manifold, blowout preventer accumulator, land trip tank, degasser, and shale shakers. Use of this equipment prevents groundwater contamination. | The following property is used 100% for pollution control and is installed to meet or exceed federal or state regulations: ram type blowout preventer, blowout preventer choke manifold, blowout preventer accumulator, land trip tank, degasser, and shale shakers. | 2011-07-28 | 281110 | 100
15093 | T1 | Nabors Drilling USA, LP | Drilling Rig 547 | 634 CR 313 | Nacogdoches | TX | 75963 | Nacogdoches | CN600290928 | RN100699271 | The following drilling rig equipment: ram type blowout preventer, blowout preventer accumulator, land trip tank, degasser, desander, and desilter. Use of this equipment prevents groundwater contamination. | The following property is used 100% for pollution control and is installed to meet or exceed federal or state regulations: ram type blowout preventer, blowout preventer accumulator, land trip tank, degasser, desander, and desilter. | 2011-07-28 | 151694 | 100
15094 | T1 | Nabors Drilling USA, LP | Drilling Rig 617 | 396 CR 114 | Burleson | TX | 76028 | Burleson | CN600290928 | RN100699271 | The following drilling rig equipment: blowout preventer choke manifold, degasser, desander, and desilter. Use of this equipment prevents groundwater contamination. | The following property is used 100% for pollution control and is installed to meet or exceed federal or state regulations: blowout preventer choke manifold, degasser, desander, and desilter. | 2011-07-28 | 162126.15 | 100
15095 | T1 | Nabors Drilling USA, LP | Drilling Rig 623 | HWY 90 & FM 1009 | Orange | TX | 77630 | Orange | CN600290928 | RN100699271 | The following drilling rig equipment: two ram type blowout preventers, blowout preventer choke manifold, blowout preventer accumulator, land trip tank, and degasser. Use of this equipment prevents groundwater contamination. | The following property is used 100% for pollution control and is installed to meet or exceed federal or state regulations: two ram type blowout preventers, blowout preventer choke manifold, blowout preventer accumulator, land trip tank, and degasser. | 2011-07-28 | 735885.28 | 100
15096 | T1 | Nabors Drilling USA, LP | Drilling Rig 641 | 2500 West Oregon St | Odessa | TX |  | Ector | CN600290928 | RN100699271 | The following drilling rig equipment: blowout preventer choke manifold, blowout preventer accumulator, land trip tank, degasser, desilter, and desander. Use of this equipment prevents groundwater contamination. | The following property is used 100% for pollution control and is installed to meet or exceed federal or state regulations: blowout preventer choke manifold, blowout preventer accumulator, land trip tank, degasser, desilter, and desander. | 2011-07-28 | 241480 | 100
15097 | T1 | Nabors Drilling USA, LP | Drilling Rig 683 | 17650 US Hwy 259 | Nacogdoches, | TX | 75965 | Nacogdoches | CN600290928 | RN100699271 | The following drilling rig equipment: ram type blowout preventer, blowout preventer accumulator, blowout preventer choke manifold, degasser, desander, and desilter. Use of this equipment prevents groundwater contamination. | The following property is used 100% for pollution control and is installed to meet or exceed federal or state regulations: ram type blowout preventer, blowout preventer accumulator, blowout preventer choke manifold, degasser, desander, and desilter. | 2011-07-28 | 242849 | 100
15098 | T1 | Nabors Drilling USA, LP | Drilling Rig 709 | 7 miles E. of HW 137 on HWY 190 | Big Lake | TX |  | Crockett | CN600290928 | RN100699271 | The following drilling rig equipment: ram type blowout preventer, blowout preventer accumulator, desilter, and desander. Use of this equipment prevents groundwater contamination. | The following property is used 100% for pollution control and is installed to meet or exceed federal or state regulations: ram type blowout preventer, blowout preventer accumulator, desilter, and desander. | 2011-07-28 | 302671.1 | 100
15099 | T1 | Nabors Drilling USA, LP | Drilling Rig 711 | 8185 CR 317 S | Henderson | TX | 75654 | Rusk | CN600290928 | RN100699271 | The following drilling rig equipment: blowout preventer accumulator, blowout preventer choke manifold, degasser, desander, and desilter. Use of this equipment prevents groundwater contamination. | The following property is used 100% for pollution control and is installed to meet or exceed federal or state regulations: blowout preventer accumulator, blowout preventer choke manifold, degasser, desander, and desilter. | 2011-07-28 | 89565 | 100
15100 | T1 | Nabors Drilling USA, LP | Drilling Rig 714 | 1 mile E. of HWY 163 on CR 109 | Barnhart | TX | 76930 | Crockett | CN600290928 | RN100699271 | The following drilling rig equipment: ram type blowout preventer, blowout preventer choke manifold, blowout preventer accumulator, and land trip tank. Use of this equipment prevents groundwater contamination. | The following property is used 100% for pollution control and is installed to meet or exceed federal or state regulations: ram type blowout preventer, blowout preventer choke manifold, blowout preventer accumulator, and land trip tank. | 2011-07-28 | 237264 | 100
15101 | T1 | Nabors Drilling USA, LP | Drilling Rig 716 | 3 miles E. of FM 95 on CR 392 | Chireno | TX | 75937 | Nacogdoches | CN600290928 | RN100699271 | The following drilling rig equipment: two ram type blowout preventers, blowout preventer choke manifold, blowout preventer accumulator, desilter, degasser, and desander. Use of this equipment prevents groundwater contamination. | The following property is used 100% for pollution control and is installed to meet or exceed federal or state regulations: two ram type blowout preventers, blowout preventer choke manifold, blowout preventer accumulator, desilter, degasser, and desander. | 2011-07-28 | 474540 | 100
15102 | T1 | Nabors Drilling USA, LP | Drilling Rig 717 | 6.8 miles West of FM 1630 on FM 343 | Gainesville | TX | 76240 | Cooke | CN600290928 | RN100699271 | The following drilling rig equipment: two ram type blowout preventers, blowout preventer choke manifold, blowout preventer accumulator, and land trip tank. Use of this equipment prevents groundwater contamination. | The following property is used 100% for pollution control and is installed to meet or exceed federal or state regulations: two ram type blowout preventers, blowout preventer choke manifold, blowout preventer accumulator, and land trip tank. | 2011-07-28 | 297298.81 | 100
15103 | T1 | Nabors Drilling USA, LP | Drilling Rig 719 | 9.5 Miles SW of Catarina | Catarina | TX |  | Dimmit | CN600290928 | RN100699271 | The following drilling rig equipment: ram type blowout preventer, blowout preventer accumulator, blowout preventer choke manifold, land trip tank, degasser, desander, and desilter. Use of this equipment prevents groundwater contamination. | The following property is used 100% for pollution control and is installed to meet or exceed federal or state regulations: ram type blowout preventer, blowout preventer accumulator, blowout preventer choke manifold, land trip tank, degasser, desander, and desilter. | 2011-07-28 | 570635 | 100
15104 | T1 | Nabors Drilling USA, LP | Drilling Rig 722 | 3840 E. Highway 44 | Alice | TX | 78333 | Jim Wells | CN600290928 | RN100699271 | The following drilling rig equipment: blowout preventer accumulator. Use of this equipment prevents groundwater contamination. | The following property is used 100% for pollution control and is installed to meet or exceed federal or state regulations: blowout preventer accumulator. | 2011-07-28 | 708.82 | 100
15105 | T1 | Nabors Drilling USA, LP | Drilling Rig 725 | 1537 NE Loop | Carthage | TX | 71073 | Panola | CN600290928 | RN100699271 | The following drilling rig equipment: two ram type blowout preventers, blowout preventer choke manifold, blowout preventer accumulator, land trip tank, desander, and desilter. Use of this equipment prevents groundwater contamination. | The following property is used 100% for pollution control and is installed to meet or exceed federal or state regulations: two ram type blowout preventers, blowout preventer choke manifold, blowout preventer accumulator, land trip tank, desander, and desilter. | 2011-07-28 | 318076 | 100
15106 | T1 | Nabors Drilling USA, LP | Drilling Rig 726 | I35 and FM 468 | Cotulla | TX | 78014 | La Salle | CN600290928 | RN100699271 | The following drilling rig equipment: two ram type blowout preventers, blowout preventer choke manifold, blowout preventer accumulator, desander, degasser, and desilter. Use of this equipment prevents groundwater contamination. | The following property is used 100% for pollution control and is installed to meet or exceed federal or state regulations: two ram type blowout preventers, blowout preventer choke manifold, blowout preventer accumulator, desander, degasser, and desilter. | 2011-07-28 | 807874 | 100
15107 | T1 | Nabors Drilling USA, LP | Drilling Rig 728 | 8 Miles South on CR 3715 | Pearsall | TX | 78014 | La Salle | CN600290928 | RN100699271 | The following drilling rig equipment: two ram type blowout preventers, blowout preventer choke manifold, blowout preventer accumulator, land trip tank, desander, degasser, and desilter. Use of this equipment prevents groundwater contamination. | The following property is used 100% for pollution control and is installed to meet or exceed federal or state regulations: two ram type blowout preventers, blowout preventer choke manifold, blowout preventer accumulator, land trip tank, desander, degasser, and desilter. | 2011-07-28 | 561470 | 100
15108 | T1 | Nabors Drilling USA, LP | Drilling Rig 732 | 2.6 Miles North FM Alfred Blaschke | Nordheim | TX | 78141 | DeWitt | CN600290928 | RN100699271 | The following drilling rig equipment: two ram type blowout preventers, blowout preventer choke manifold, blowout preventer accumulator, land trip tank, desander, degasser, and desilter. Use of this equipment prevents groundwater contamination. | The following property is used 100% for pollution control and is installed to meet or exceed federal or state regulations: two ram type blowout preventers, blowout preventer choke manifold, blowout preventer accumulator, land trip tank, desander, degasser, and desilter. | 2011-07-29 | 678407 | 100
15109 | T1 | Nabors Drilling USA, LP | Drilling Rig 736 | 4090 N. US HW 79 | Palestine | TX | 75801 | Anderson | CN600290928 | RN100699271 | The following drilling rig equipment: blowout preventer accumulator, blowout preventer choke manifold, and desander. Use of this equipment prevents groundwater contamination. | The following property is used 100% for pollution control and is installed to meet or exceed federal or state regulations: blowout preventer accumulator, blowout preventer choke manifold, and desander. | 2011-07-29 | 134547 | 100
15110 | T1 | Nabors Drilling USA, LP | Drilling Rig 746 | 1889 RS CR 3422 | Emory | TX |  | Wood | CN600290928 | RN100699271 | The following drilling rig equipment: two ram type blowout preventers, blowout preventer choke manifold, blowout preventer accumulator, land trip tank, degasser, and desilter. Use of this equipment prevents groundwater contamination. | The following property is used 100% for pollution control and is installed to meet or exceed federal or state regulations: two ram type blowout preventers, blowout preventer choke manifold, blowout preventer accumulator, land trip tank, degasser, and desilter. | 2011-07-29 | 77971 | 100
15111 | T1 | Nabors Drilling USA, LP | Drilling Rig 764 | Kilgore Yard - FM 1252 | Kilgore | TX |  | Gregg | CN600290928 | RN100699271 | The following drilling rig equipment: ram type blowout preventers, blowout preventer choke manifold, blowout preventer accumulator, desilter, degasser, and desander. Use of this equipment prevents groundwater contamination. | The following property is used 100% for pollution control and is installed to meet or exceed federal or state regulations: ram type blowout preventers, blowout preventer choke manifold, blowout preventer accumulator, desilter, degasser, and desander. | 2011-07-29 | 393662 | 100
15112 | T1 | Nabors Drilling USA, LP | Drilling Rig 766 | 11 Miles North on FM 766 | Cuero | TX | 77954 | DeWitt | CN600290928 | RN100699271 | The following drilling rig equipment: two ram type blowout preventers, blowout preventer choke manifold, blowout preventer accumulator, land trip tank, degasser, desander, and desilter. Use of this equipment prevents groundwater contamination. | The following property is used 100% for pollution control and is installed to meet or exceed federal or state regulations: two ram type blowout preventers, blowout preventer choke manifold, blowout preventer accumulator, land trip tank, degasser, desander, and desilter. | 2011-07-29 | 824180 | 100
15113 | T1 | Nabors Drilling USA, LP | Drilling Rig 768 | 4 Miles East on FM 3445 West | Tilden | TX |  | Jim Wells | CN600290928 | RN100699271 | The following drilling rig equipment: two ram type blowout preventers, blowout preventer choke manifold, blowout preventer accumulator, degasser, desander, and desilter. Use of this equipment prevents groundwater contamination. | The following property is used 100% for pollution control and is installed to meet or exceed federal or state regulations: two ram type blowout preventers, blowout preventer choke manifold, blowout preventer accumulator, degasser, desander, and desilter. | 2011-07-29 | 832809 | 100
15114 | T1 | Nabors Drilling USA, LP | Drilling Rig 771 | 2.9 mi East of 489 on CO 441 | Fairfield | TX | 79537 | Freestone | CN600290928 | RN100699271 | double ram blowout preventer; single ram blowout preventer; blowout preventer accumulator unit; blowout preventer choke manifold; land trip tank; and drilling mud degasser, desander, and desilter. The Tier I Table Numbers are M-13 and M-14. Use of this equipment prevents groundwater contamination. Use of this equipment prevents groundwater contamination. | The following property is used 100% for pollution control and is installed to meet or exceed federal or state regulations: double ram blowout preventer; single ram blowout preventer; blowout preventer accumulator unit; blowout preventer choke manifold; land trip tank; and drilling mud degasser, desander, and desilter. | 2011-07-29 | 634114.54 | 100
15115 | T1 | Nabors Drilling USA, LP | Drilling Rig 774 | 6750 Bender Road | Humble | TX | 77396 | Harris | CN600290928 | RN100699271 | blowout preventer accumulator unit; blowout preventer choke manifold; and drilling mud degasser, desander, and desilter. The Tier I Table Numbers are M-13 and M-14. Use of this equipment prevents groundwater contamination. | The following property is used 100% for pollution control and is installed to meet or exceed federal or state regulations: blowout preventer accumulator unit; blowout preventer choke manifold; and drilling mud degasser, desander, and desilter. | 2011-07-29 | 173752.73 | 100
15116 | T1 | Nabors Drilling USA, LP | Drilling Rig 775 | Intersection of CR 388 & 389 | Chireno | TX |  | Nacogdoches | CN600290928 | RN100699271 | double ram blowout preventer; single ram blowout preventer; blowout preventer accumulator unit; blowout preventer choke manifold; and drilling mud degasser, desander, and desilter. The Tier I Table Numbers are M-13 and M-14. Use of this equipment prevents groundwater contamination. | The following property is used 100% for pollution control and is installed to meet or exceed federal or state regulations: double ram blowout preventer; single ram blowout preventer; blowout preventer accumulator unit; blowout preventer choke manifold; and drilling mud degasser, desander, and desilter. | 2011-07-29 | 538561.99 | 100
15117 | T1 | Nabors Drilling USA, LP | Drilling Rig 777 | 7.2 Miles North of Tilden on Hwy 16 | Tilden | TX | 78072 | McMullen | CN600290928 | RN100699271 | double ram blowout preventer; single ram blowout preventer; blowout preventer accumulator unit; blowout preventer choke manifold; land trip tank; and drilling mud degasser, desander, and desilter. The Tier I Table Numbers are M-13 and M-14. Use of this equipment prevents groundwater contamination. | The following property is used 100% for pollution control and is installed to meet or exceed federal or state regulations: double ram blowout preventer; single ram blowout preventer; blowout preventer accumulator unit; blowout preventer choke manifold; land trip tank; and drilling mud degasser, desander, and desilter. | 2011-07-29 | 568967 | 100
15118 | T1 | Nabors Drilling USA, LP | Drilling Rig 778 | 1 Mile East on CR 120 from HWY 96 | San Augustine | TX | 75972 | San Augustine | CN600290928 | RN100699271 | Double ram blowout preventer; blowout preventer accumulator unit; blowout preventer choke manifold; land trip tank; and drilling mud degasser, desander, and desilter. The Tier I Table Numbers are M-13 and M-14. The environmental benefit is groundwater protection. | The following property is used 100% for pollution control and is installed to meet or exceed federal or state regulations: double ram blowout preventer; blowout preventer accumulator unit; blowout preventer choke manifold; land trip tank; and drilling mud degasser, desander, and desilter. | 2011-07-29 | 692895.38 | 100
15119 | T1 | Nabors Drilling USA, LP | Drilling Rig 840 | 505 W. Kohler | Hebbronville | TX | 78361 | Jim Hogg | CN600290928 | RN100699271 | Blowout preventer accumulator unit; blowout preventer choke manifold; and drilling mud degasser, desander, desilter, and shale shakers. The Tier I Table Numbers are M-13 and M-14. Use of this equipment prevents groundwater contamination. | The following property is used 100% for pollution control and is installed to meet or exceed federal or state regulations: Blowout preventer accumulator unit; blowout preventer choke manifold; and drilling mud degasser, desander, desilter, and shale shakers. | 2011-07-29 | 437032.44 | 100
15120 | T1 | Nabors Drilling USA, LP | Drilling Rig 955 | 2500 W. Oregon | Odessa | TX |  | Ector | CN600290928 | RN100699271 | Blowout preventer accumulator unit and drilling mud desilter. The Tier I Table Numbers are M-13 and M-14. Use of this equipment prevents groundwater contamination. | The following property is used 100% for pollution control and is installed to meet or exceed federal or state regulations: blowout preventer accumulator unit and drilling mud desilter. | 2011-07-29 | 12089.92 | 100
15121 | T1 | Nabors Drilling USA, LP | Drilling Rig F03 | 12.8 Miles NW of Pecos | Pecos | TX |  | Liberty | CN600290928 | RN100699271 | double ram blowout preventer, single ram blowout preventer, blowout preventer accumulator unit, blowout preventer choke manifold, land trip tank, and drilling mud degasser. The Tier I Table Numbers are M-13 and M-14. Use of this equipment prevents groundwater contamination. | The following property is used 100% for pollution control and is installed to meet or exceed federal or state regulations: double ram blowout preventer, single ram blowout preventer, blowout preventer accumulator unit, blowout preventer choke manifold, land trip tank, and drilling mud degasser | 2011-07-29 | 1189044.2 | 100
15122 | T1 | Nabors Drilling USA, LP | Drilling Rig F05 | 2 Miles past Y on CR 1091 | Three Rivers | TX | 78071 | Panola | CN600290928 | RN100699271 | Double ram blowout preventer, single ram blowout preventer, blowout preventer accumulator unit, blowout preventer choke manifold, land trip tank, and drilling mud degasser. The Tier I Table Numbers are M-13 and M-14. Use of this equipment prevents groundwater contamination. | The following property is used 100% for pollution control and is installed to meet or exceed federal or state regulations: double ram blowout preventer, single ram blowout preventer, blowout preventer accumulator unit, blowout preventer choke manifold, land trip tank, and drilling mud degasser. | 2011-08-01 | 1292328.25 | 100
15123 | T1 | Nabors Drilling USA, LP | Drilling Rig F07 | 2.5 miles south of I-35 Exit 63 | Cotulla | TX | 78014 | La Salle | CN600290928 | RN100699271 | Double ram blowout preventer, single ram blowout preventer, blowout preventer accumulator unit, blowout preventer choke manifold, land trip tank, and drilling mud degasser. The Tier I Table Numbers are M-13 and M-14. Use of this equipment prevents groundwater contamination. | The following property is used 100% for pollution control and is installed to meet or exceed federal or state regulations: double ram blowout preventer, single ram blowout preventer, blowout preventer accumulator unit, blowout preventer choke manifold, land trip tank, and drilling mud degasser. | 2011-08-01 | 1013477.73 | 100
15124 | T1 | Nabors Drilling USA, LP | Drilling Rig F08 | FM 119 1 mile east of Hwy 80 | Gillette | TX | 78116 | Karnes | CN600290928 | RN100699271 | Double ram blowout preventer, single ram blowout preventer, blowout preventer accumulator unit, blowout preventer choke manifold, land trip tank, and drilling mud degasser. The Tier I Table Numbers are M-13 and M-14. Use of this equipment prevents groundwater contamination. | The following property is used 100% for pollution control and is installed to meet or exceed federal or state regulations: double ram blowout preventer, single ram blowout preventer, blowout preventer accumulator unit, blowout preventer choke manifold, land trip tank, and drilling mud degasser. | 2011-08-01 | 1166375.54 | 100
15125 | T1 | Nabors Drilling USA, LP | Drilling Rig F10 | 2 Miles from Hwy 21 and FM 3483 | San Augustine | TX | 75972 | Nacogdoches | CN600290928 | RN100699271 | Double ram blowout preventer, single ram blowout preventer, blowout preventer accumulator unit, blowout preventer choke manifold, land trip tank, and drilling mud degasser. The Tier I Table Numbers are M-13 and M-14. Use of this equipment prevents groundwater contamination. | The following property is used 100% for pollution control and is installed to meet or exceed federal or state regulations: double ram blowout preventer, single ram blowout preventer, blowout preventer accumulator unit, blowout preventer choke manifold, land trip tank, and drilling mud degasser. | 2011-08-01 | 1102776.05 | 100
15126 | T1 | Nabors Drilling USA, LP | Drilling Rig F11 | I-35 Frontage Road and CR 255 | Encinal | TX | 78019 | Webb | CN600290928 | RN100699271 | Double ram blowout preventer, single ram blowout preventer, blowout preventer accumulator unit, blowout preventer choke manifold, land trip tank, and drilling mud degasser. The Tier I Table Numbers are M-13 and M-14. Use of this equipment prevents groundwater contamination. | The following property is used 100% for pollution control and is installed to meet or exceed federal or state regulations: double ram blowout preventer, single ram blowout preventer, blowout preventer accumulator unit, blowout preventer choke manifold, land trip tank, and drilling mud degasser. | 2011-08-01 | 1143373.12 | 100
15127 | T1 | Nabors Drilling USA, LP | Drilling Rig F14 | 4.3 Miles on CR 354 from Hwy 80 | Karnes City | TX | 78118 | Karnes | CN600290928 | RN100699271 | Double ram blowout preventer, single ram blowout preventer, blowout preventer accumulator unit, blowout preventer choke manifold, land trip tank, and drilling mud degasser. The Tier I Table Numbers are M-13 and M-14. Use of this equipment prevents groundwater contamination. | The following property is used 100% for pollution control and is installed to meet or exceed federal or state regulations: double ram blowout preventer, single ram blowout preventer, blowout preventer accumulator unit, blowout preventer choke manifold, land trip tank, and drilling mud degasser. | 2011-08-01 | 997608 | 100
15128 | T1 | Nabors Drilling USA, LP | Drilling Rig F15 | 1 Mile from FM 792 and CR 344 | Kennedy | TX | 78119 | Karnes | CN600290928 | RN100699271 | Double ram blowout preventer, single ram blowout preventer, blowout preventer accumulator unit, blowout preventer choke manifold, land trip tank, and drilling mud degasser. The Tier I Table Numbers are M-13 and M-14. Use of this equipment prevents groundwater contamination. | The following property is used 100% for pollution control and is installed to meet or exceed federal or state regulations: double ram blowout preventer, single ram blowout preventer, blowout preventer accumulator unit, blowout preventer choke manifold, land trip tank, and drilling mud degasser. | 2011-08-01 | 1151630.21 | 100
15129 | T1 | Nabors Drilling USA, LP | Drilling Rig F19 | 9 Miles East on Hwy 90 | Gonzales | TX | 78629 | Gonzales | CN600290928 | RN100699271 | Double ram blowout preventer, single ram blowout preventer, blowout preventer accumulator unit, blowout preventer choke manifold, land trip tank, and drilling mud degasser. The Tier I Table Numbers are M-13 and M-14. Use of this equipment prevents groundwater contamination. | The following property is used 100% for pollution control and is installed to meet or exceed federal or state regulations: double ram blowout preventer, single ram blowout preventer, blowout preventer accumulator unit, blowout preventer choke manifold, land trip tank, and drilling mud degasser. | 2011-08-01 | 1129873.81 | 100
15130 | T1 | Nabors Drilling USA, LP | Drilling Rig F25 | 10.5 Miles on CR 2355 | Pyote | TX | 79777 | Ward | CN600290928 | RN100699271 | Double ram blowout preventer; single ram blowout preventer; blowout preventer accumulator unit; blowout preventer choke manifold; and drilling mud degasser. The Tier I Table Numbers are M-13 and M-14. Use of this equipment prevents groundwater contamination. | The following property is used 100% for pollution control and is installed to meet or exceed federal or state regulations: double ram blowout preventer; single ram blowout preventer; blowout preventer accumulator unit; blowout preventer choke manifold; and drilling mud degasser. | 2011-08-01 | 1116307.71 | 100
15131 | T1 | Nabors Drilling USA, LP | Drilling Rig F35 | Near Hwy 83 and Espejo-Gates Rd | Carrizo Springs | TX | 78834 | Webb | CN600290928 | RN100699271 | Double ram blowout preventer; single ram blowout preventer; blowout preventer accumulator unit; blowout preventer choke manifold; and drilling mud degasser, desander, and desilter. The Tier I Table Numbers are M-13 and M-14. Use of this equipment prevents groundwater contamination. | The following property is used 100% for pollution control and is installed to meet or exceed federal or state regulations: double ram blowout preventer; single ram blowout preventer; blowout preventer accumulator unit; blowout preventer choke manifold; and drilling mud degasser, desander, and desilter. | 2011-08-01 | 1216077 | 100
15132 | T1 | Nabors Drilling USA, LP | Drilling Rig F36 | 8.3 mi on CR 3338 from TR 255 | Encinal | TX | 78019 | Webb | CN600290928 | RN100699271 | double ram blowout preventer; single ram blowout preventer; blowout preventer accumulator unit; blowout preventer choke manifold; and drilling mud degasser, desander, and desilter. The Tier I Table Numbers are M-13 and M-14. Use of this equipment prevents groundwater contamination. | The following property is used 100% for pollution control and is installed to meet or exceed federal or state regulations: double ram blowout preventer; single ram blowout preventer; blowout preventer accumulator unit; blowout preventer choke manifold; and drilling mud degasser, desander, and desilter. | 2011-08-01 | 898951 | 100
15133 | T1 | Nabors Drilling USA, LP | Drilling Rig F37 | on FM 1017 10 miles W of Hwy 281 | Alice | TX | 76085 | Hidalgo | CN600290928 | RN100699271 | Double ram blowout preventer; single ram blowout preventer; blowout preventer accumulator unit; blowout preventer choke manifold; and drilling mud degasser, desander, and desilter. The Tier I Table Numbers are M-13 and M-14. Use of this equipment prevents groundwater contamination. | The following property is used 100% for pollution control and is installed to meet or exceed federal or state regulations: double ram blowout preventer; single ram blowout preventer; blowout preventer accumulator unit; blowout preventer choke manifold; and drilling mud degasser, desander, and desilter. | 2011-08-01 | 1161262 | 100
15134 | T1 | Nabors Drilling USA, LP | Drilling Rig F38 | Near FM 2259 and CR 509 | Woden | TX | 75978 | Nacogdoches | CN600290928 | RN100699271 | Double ram blowout preventer; single ram blowout preventer; blowout preventer accumulator unit; blowout preventer choke manifold; and drilling mud degasser, desander, and desilter. The Tier I Table Numbers are M-13 and M-14. Use of this equipment prevents groundwater contamination. | The following property is used 100% for pollution control and is installed to meet or exceed federal or state regulations: double ram blowout preventer; single ram blowout preventer; blowout preventer accumulator unit; blowout preventer choke manifold; and drilling mud degasser, desander, and desilter. | 2011-08-01 | 1058502.28 | 100
15135 | T1 | Nabors Drilling USA, LP | Drilling Rig M09 | Near Bonds RR and Hwy 287 | Saginaw | TX |  | Wise | CN600290928 | RN100699271 | Double ram blowout preventer; blowout preventer accumulator unit; blowout preventer choke manifold; land trip tank; and drilling mud degasser. The Tier I Table Numbers are M-13 and M-14. Use of this equipment prevents groundwater contamination. | The following property is used 100% for pollution control and is installed to meet or exceed federal or state regulations: double ram blowout preventer; blowout preventer accumulator unit; blowout preventer choke manifold; land trip tank; and drilling mud degasser. | 2011-08-01 | 986524.61 | 100
15136 | T1 | Nabors Drilling USA, LP | Drilling Rig M10 | 18 Miles South of Catarina on HW 83 | Catarina | TX |  | Webb | CN600290928 | RN100699271 | Double ram blowout preventer, single ram blowout preventer, blowout preventer accumulator unit, blowout preventer choke manifold, land trip tank, and drilling mud degasser. The Tier I Table Numbers are M-13 and M-14. Use of this equipment prevents groundwater contamination. | The following property is used 100% for pollution control and is installed to meet or exceed federal or state regulations: double ram blowout preventer, single ram blowout preventer, blowout preventer accumulator unit, blowout preventer choke manifold, land trip tank, and drilling mud degasser. | 2011-08-01 | 1103727.08 | 100
15137 | T1 | Nabors Drilling USA, LP | Drilling Rig M19 | Wm Fitch Blvd and Tonkaway Lake Rd | College Station | TX | 77840 | Brazos | CN600290928 | RN100699271 | Double ram blowout preventer, single ram blowout preventer, blowout preventer accumulator unit, blowout preventer choke manifold, land trip tank, and drilling mud degasser. The Tier I Table Numbers are M-13 and M-14. Use of this equipment prevents groundwater contamination. | The following property is used 100% for pollution control and is installed to meet or exceed federal or state regulations: double ram blowout preventer, single ram blowout preventer, blowout preventer accumulator unit, blowout preventer choke manifold, land trip tank, and drilling mud degasser. | 2011-08-01 | 1200849.8 | 100
15138 | T1 | Nabors Drilling USA, LP | Drilling Rig M21 | FM 407 and South County Line Rd. | Justin | TX |  | Denton | CN600290928 | RN100699271 | Double ram blowout preventer; blowout preventer accumulator unit; blowout preventer choke manifold; land trip tank; and drilling mud degasser. The Tier I Table Numbers are M-13 and M-14. Use of this equipment prevents groundwater contamination. | The following property is used 100% for pollution control and is installed to meet or exceed federal or state regulations: double ram blowout preventer; blowout preventer accumulator unit; blowout preventer choke manifold; land trip tank; and drilling mud degasser. | 2011-08-01 | 1141945.83 | 100
15139 | T1 | Nabors Drilling USA, LP | Drilling Rig M22 | 5500 S Rockwell St. | Oklahoma City | OK | 73103 | Gregg | CN600290928 | RN100699271 | The following drilling rig equipment: two ram type blow out preventers, blow out preventer choke manifold, blowout preventer accumulator, land trip tank, and degasser. Use of this equipment prevents groundwater contamination. | Not located in Texas on 1/1/2011. | 2011-07-19 | 1234786 | 100
15140 | T1 | Nabors Drilling USA, LP | Drilling Rig M23 | Near CR 4815 and Solo Rd | Dilley | TX |  | La Salle | CN600290928 | RN100699271 | Double ram blowout preventer, single ram blowout preventer, blowout preventer accumulator unit, blowout preventer choke manifold, land trip tank, and drilling mud degasser. The Tier I Table Numbers are M-13 and M-14. Use of this equipment prevents groundwater contamination. | The following property is used 100% for pollution control and is installed to meet or exceed federal or state regulations: double ram blowout preventer, single ram blowout preventer, blowout preventer accumulator unit, blowout preventer choke manifold, land trip tank, and drilling mud degasser. | 2011-08-03 | 1280142 | 100
15141 | T1 | Nabors Drilling USA, LP | Drilling Rig M24 | on PR 8481 near CR 446 and 448 | Carthage | TX | 75633 | Panola | CN600290928 | RN100699271 | double ram blowout preventer, single ram blowout preventer, blowout preventer accumulator unit, blowout preventer choke manifold, land trip tank, and drilling mud degasser. The Tier I Table Numbers are M-13 and M-14. Use of this equipment prevents groundwater contamination. | The following property is used 100% for pollution control and is installed to meet or exceed federal or state regulations: double ram blowout preventer, single ram blowout preventer, blowout preventer accumulator unit, blowout preventer choke manifold, land trip tank, and drilling mud degasser. | 2011-08-03 | 1262367 | 100
15142 | T1 | Nabors Drilling USA, LP | Drilling Rig M27 | Near N. County Line Rd and CR 2601 | Decatur | TX | 76234 | Wise | CN600290928 | RN100699271 | Double ram blowout preventer, single ram blowout preventer, blowout preventer accumulator unit, blowout preventer choke manifold, land trip tank, and drilling mud degasser. The Tier I Table Numbers are M-13 and M-14. Use of this equipment prevents groundwater contamination. | The following property is used 100% for pollution control and is installed to meet or exceed federal or state regulations: double ram blowout preventer, single ram blowout preventer, blowout preventer accumulator unit, blowout preventer choke manifold, land trip tank, and drilling mud degasser. | 2011-08-03 | 1143310 | 100
15143 | T1 | Nabors Drilling USA, LP | Drilling Rig M29 | Near Hwy 1364 and CR 420 | Fairfield | TX | 75840 | Freestone | CN600290928 | RN100699271 | Double ram blowout preventer, single ram blowout preventer, blowout preventer accumulator unit, blowout preventer choke manifold, land trip tank, and drilling mud degasser. The Tier I Table Numbers are M-13 and M-14. Use of this equipment prevents groundwater contamination. | The following property is used 100% for pollution control and is installed to meet or exceed federal or state regulations: double ram blowout preventer, single ram blowout preventer, blowout preventer accumulator unit, blowout preventer choke manifold, land trip tank, and drilling mud degasser. | 2011-08-03 | 1136168 | 100
15144 | T1 | Nabors Drilling USA, LP | Drilling Rig M31 | Intersection of FM 9 and FM 2625 | Carthage | TX |  | Harrison | CN600290928 | RN100699271 | Double ram blowout preventer, single ram blowout preventer, blowout preventer accumulator unit, blowout preventer choke manifold, land trip tank, and drilling mud degasser. The Tier I Table Numbers are M-13 and M-14. Use of this equipment prevents groundwater contamination. | The following property is used 100% for pollution control and is installed to meet or exceed federal or state regulations: double ram blowout preventer, single ram blowout preventer, blowout preventer accumulator unit, blowout preventer choke manifold, land trip tank, and drilling mud degasser. | 2011-08-01 | 1152046 | 100
15145 | T1 | Nabors Drilling USA, LP | Drilling Rig M32 | 6 Miles on IH 35 N. Frontage Road | Encinal | TX |  | Webb | CN600290928 | RN100699271 | Double ram blowout preventer, single ram blowout preventer, blowout preventer accumulator unit, blowout preventer choke manifold, land trip tank, and drilling mud degasser. The Tier I Table Numbers are M-13 and M-14. Use of this equipment prevents groundwater contamination. | The following property is used 100% for pollution control and is installed to meet or exceed federal or state regulations: double ram blowout preventer, single ram blowout preventer, blowout preventer accumulator unit, blowout preventer choke manifold, land trip tank, and drilling mud degasser. | 2011-08-01 | 1080488 | 100
15146 | T1 | Nabors Drilling USA, LP | Drilling Rig M33 | 12 mi W on FM 2688 from Hwy 83 | Carrizo Springs | TX | 78834 | Dimmit | CN600290928 | RN100699271 | Double ram blowout preventer, single ram blowout preventer, blowout preventer accumulator unit, blowout preventer choke manifold, land trip tank, and drilling mud degasser. The Tier I Table Numbers are M-13 and M-14. Use of this equipment prevents groundwater contamination. | The following property is used 100% for pollution control and is installed to meet or exceed federal or state regulations: double ram blowout preventer, single ram blowout preventer, blowout preventer accumulator unit, blowout preventer choke manifold, land trip tank, and drilling mud degasser. | 2011-08-03 | 1169255.39 | 100
15147 | T1 | Nabors Drilling USA, LP | Drilling Rig M34 | Near FM 627 and CR 261 | Gillett | TX |  | Karnes | CN600290928 | RN100699271 | Double ram blowout preventer, single ram blowout preventer, blowout preventer accumulator unit, blowout preventer choke manifold, land trip tank, and drilling mud degasser. The Tier I Table Numbers are M-13 and M-14. Use of this equipment prevents groundwater contamination. | The following property is used 100% for pollution control and is installed to meet or exceed federal or state regulations: double ram blowout preventer, single ram blowout preventer, blowout preventer accumulator unit, blowout preventer choke manifold, land trip tank, and drilling mud degasser. | 2011-08-03 | 1171654 | 100
15148 | T1 | Nabors Drilling USA, LP | Drilling Rig M41 | Hwy 83 and Sphon Rd | Encinal | TX |  | Webb | CN600290928 | RN100699271 | Double ram blowout preventer; single ram blowout preventer; blowout preventer accumulator unit; blowout preventer choke manifold; and drilling mud degasser. The Tier I Table Numbers are M-13 and M-14. Use of this equipment prevents groundwater contamination. | The following property is used 100% for pollution control and is installed to meet or exceed federal or state regulations: double ram blowout preventer; single ram blowout preventer; blowout preventer accumulator unit; blowout preventer choke manifold; and drilling mud degasser. | 2011-08-03 | 783809 | 100
15149 | T1 | Nabors Drilling USA, LP | Drilling Rig M44 | Rosborough Springs and Hwy 2625 | Marshall | TX | 75671 | Harrison | CN600290928 | RN100699271 | Double ram blowout preventer; single ram blowout preventer; blowout preventer accumulator unit; blowout preventer choke manifold; and drilling mud degasser. The Tier I Table Numbers are M-13 and M-14. Use of this equipment prevents groundwater contamination. | The following property is used 100% for pollution control and is installed to meet or exceed federal or state regulations: double ram blowout preventer; single ram blowout preventer; blowout preventer accumulator unit; blowout preventer choke manifold; and drilling mud degasser. | 2011-08-03 | 933962 | 100
15150 | T1 | Nabors Drilling USA, LP | Drilling Rig M50 | 64 Mi W on FM 624 from Hwy 281 | Cotulla | TX | 78014 | McMullen | CN600290928 | RN100699271 | double ram blowout preventer; single ram blowout preventer; blowout preventer accumulator unit; blowout preventer choke manifold; and drilling mud degasser. The Tier I Table Numbers are M-13 and M-14. Use of this equipment prevents groundwater contamination. | The following property is used 100% for pollution control and is installed to meet or exceed federal or state regulations: double ram blowout preventer; single ram blowout preventer; blowout preventer accumulator unit; blowout preventer choke manifold; and drilling mud degasser. | 2011-08-03 | 815664 | 100
15151 | T1 | Nabors Drilling USA, LP | Drilling Rig M51 | 2 miles N. of Hwy 35 Exit #48 | Encinal | TX |  | La Salle | CN600290928 | RN100699271 | Double ram blowout preventer; single ram blowout preventer; blowout preventer accumulator unit; blowout preventer choke manifold; and drilling mud degasser. The Tier I Table Numbers are M-13 and M-14. Use of this equipment prevents groundwater contamination. | The following property is used 100% for pollution control and is installed to meet or exceed federal or state regulations: double ram blowout preventer; single ram blowout preventer; blowout preventer accumulator unit; blowout preventer choke manifold; and drilling mud degasser. | 2011-08-03 | 804071 | 100
15152 | T1 | Nabors Drilling USA, LP | Drilling Rig M52 | Near 63 East and FM 776 | Jasper | TX |  | Brazos | CN600290928 | RN100699271 | Double ram blowout preventer; single ram blowout preventer; blowout preventer choke manifold; and drilling mud degasser. The Tier I Table Numbers are M-13 and M-14. Use of this equipment prevents groundwater contamination. | The following property is used 100% for pollution control and is installed to meet or exceed federal or state regulations: double ram blowout preventer; single ram blowout preventer; blowout preventer choke manifold; and drilling mud degasser. | 2011-08-03 | 619164.53 | 100
15153 | T1 | Nabors Drilling USA, LP | Drilling Rig M53 | Near FM 1655 and New Harp Loop | Alvord | TX |  | Montague | CN600290928 | RN100699271 | Double ram blowout preventer; blowout preventer accumulator unit; blowout preventer choke manifold; and drilling mud degasser. The Tier I Table Numbers are M-13 and M-14. Use of this equipment prevents groundwater contamination. | The following property is used 100% for pollution control and is installed to meet or exceed federal or state regulations: double ram blowout preventer; blowout preventer accumulator unit; blowout preventer choke manifold; and drilling mud degasser. | 2011-08-03 | 579374 | 100
15154 | T1 | Nabors Drilling USA, LP | Drilling Rig M54 | South on CR 111 to rig signs | Midland | TX |  | Upton | CN600290928 | RN100699271 | double ram blowout preventer; blowout preventer accumulator unit; blowout preventer choke manifold; and drilling mud degasser. The Tier I Table Numbers are M-13 and M-14. Use of this equipment prevents groundwater contamination. | The following property is used 100% for pollution control and is installed to meet or exceed federal or state regulations: double ram blowout preventer; blowout preventer accumulator unit; blowout preventer choke manifold; and drilling mud degasser. | 2011-08-03 | 584450 | 100
15155 | T1 | Nabors Drilling USA, LP | Drilling Rig M55 | 7.3 Mi East on FM 1160 from FM 1213 | Midland | TX | 79708 | Midland | CN600290928 | RN100699271 | Double ram blowout preventer; blowout preventer accumulator unit; blowout preventer choke manifold; and drilling mud degasser. The Tier I Table Numbers are M-13 and M-14. Use of this equipment prevents groundwater contamination. | The following property is used 100% for pollution control and is installed to meet or exceed federal or state regulations: double ram blowout preventer; blowout preventer accumulator unit; blowout preventer choke manifold; and drilling mud degasser. | 2011-08-03 | 898087 | 100
15156 | T1 | Nabors Drilling USA, LP | Drilling Rig M58 | 2 Mi East on Hwy 455 from FM 1655 | Decatur | TX | 76234 | Montague | CN600290928 | RN100699271 | Double ram blowout preventer; blowout preventer choke manifold; and drilling mud degasser. The Tier I Table Numbers are M-13 and M-14. Use of this equipment prevents groundwater contamination. | The following property is used 100% for pollution control and is installed to meet or exceed federal or state regulations: double ram blowout preventer; blowout preventer choke manifold; and drilling mud degasser. | 2011-08-03 | 449315 | 100
15157 | T3 | International Paper Company | Texarkana Mill | 9978 FM 3129 | Queen City | TX | 75572 | Cass | CN601047830 | RN100543115 | waste ash treatment system including a vapor body, steam heater, filter rotary drum, rotary feeders, tanks, agitators, filters, pumps, ducting, piping, instrumentation, necessary structural supports and platforms. The environmental benefit is reduction of sulfates discharged to the classified receiving stream segment that has a sulfate criterion. | The following property is used 97.02% for pollution control and is installed to meet or exceed federal or state regulations: waste ash treatment system including a vapor body, steam heater, filter rotary drum, rotary feeders, tanks, agitators, filters, pumps, ducting, piping, instrumentation, necessary structural supports and platforms. | 2011-10-03 | 6077453.48 | 97.02
15158 | T1 | DCP Midstream | Sneed Facility | 10550 Sneed Rd. | Stinnett | TX | 79083 | Moore | CN601229917 | RN100220052 | Sulfur Recovery Unit with Integrated Tail Gas Incinerator Unit | Returned for failure to respond to a deficiency letter. | 2011-06-29 | 0 | 100
15159 | T1 | Huntsman Petrochemical, LLC | Dayton Plant - South Truck Rack | 3892 U.S. Highway 90 West | Dayton | TX | 77535 | Liberty | CN600632848 | RN100225721 | Storm water conveyances, process waste water conveyances, approximately 210 feet of 8-inch concrete curbing, and approximately 3200 square feet of roof over the containment area. The ECLs are S6 and W57. The environmental benefit is decreased possibility of spilled vegetable oils being released to adjacent land or waters of the state. | The following property is used 100% for pollution control and is installed to meet or exceed federal or state regulations: storm water conveyances, process waste water conveyances, approximately 210 feet of 8-inch concrete curbing, and approximately 3200 square feet of roof over the containment area. | 2011-06-24 | 108157.01 | 100
15160 | T1 | Enterprise Products Operating, LLC | Hobbs Fractionation Plant | 17 W on Hwy 62/180, 1 mi on CR 237 | Seminole | TX | 79360 | Gaines | CN603211277 | RN104897442 | This project installed a Teledyne TMA-660-OA continuous emission monitoring system for monitoring NOx and O2 levels in the Hot Oil Heater exhaust stream. Continuous monitoring reduces emission violations. | The following property is used 100% for pollution control and is installed to meet or exceed federal or state regulations: Teledyne TMA-660-OA continuous emission monitoring system. | 2011-06-01 | 310000 | 100
15161 | T1 | G&S Asphalt, Inc. | American Materials | S. Main Street | Missouri City | TX | 77489 | Fort Bend | CN600554802 | RN100902295 | Kolberg-Pioneer 2854/M4440 crushing equipment, purchased 6/15/99. Used on site to crush used concrete, remove the steel, and create crushed concrete that is sold as crushed concrete base. | The following property is used 100% for pollution control and is installed to meet or exceed federal or state regulations: Kolberg-Pioneer 2854/M4440 crushing equipment produces crushed concrete that is sold as product. It is not exempted from taxation and is not entitled to a positive determination in accordance with 30 TAC §17.6(1)(b). | 2011-04-06 | 976734 | 100
15162 | T1 | Durwood Greene Construction | Durwood Greene Construction Facility | 10126 Cash Road | Stafford | TX | 77497 | Fort Bend | CN600309173 | RN100599430 | Water truck used for job sites and asphalt plants to keep the dust particles from blowing. | The following property is used 100% for pollution control and is installed to meet or exceed federal or state regulations: A-094 Cat 613C Water Truck. | 2011-04-28 | 382879.92 | 100
15163 | T1 | NCI Group, Inc. | Metal Prep Houston Plant | 501 N. Greenwood | Houston | TX | 77011 | Harris | CN603418831 | RN100606771 | concrete dike for chemical coat, paint drying over, work on paint booth, paintline recoiler with CMC DC control DRI, fire suppression system for paint line, paint and chrome head servo drives, oven exhaust blower and drive tag | Returned for failure to respond to a deficiency letter. | 2011-06-16 | 78719 | 100
15164 | T1 | NCI Group, Inc. | MBCI | 14031 West Hardy | Houston | TX | 77060 | Harris | CN603418831 | RN100667377 | Trash hopper, dumpsters, self dump hoppers, air bag test chambers, air bag sale tag, and plant trash bins | Returned for failure to respond to a deficiency letter. | 2011-06-16 | 10188 | 100
15165 | T1 | NCI Group, Inc. | NCI Group | 7301 Fairview | Houston | TX | 77041 | Harris | CN603418831 | RN100213545 | paint booth oven, water separator, air assist airless spray gun, airless paint system | Returned for failure to respond to a deficiency letter. | 2011-06-16 | 80253 | 100
15166 | T1 | Caterpillar Inc. | Texas Power Systems, LLC | 1720 W. Kingsbury Street | Seguin | TX | 78155 | Guadalupe | CN600510838 | RN105667349 | The application of paint and solvents to the engines being manufactured results in the creation of regulated VOC emissions. The release of these VOC is reduced by applying an enclosed area, known as paint booth. From the paint booth, VOCs are routed via hoods, duct work and fans to a Munter's Zero Rotary Concentrator and Regenerative Thermal Oxidizer (RTO). The RTO removes VOCs from the air by a process that involves filtering the air with mechanical filters and bags and then oxidizing the residue with heat. | The following property is used 100% for pollution control and is installed to meet or exceed federal or state regulations: Regenerative thermal oxidizer, particulate suppression enclosure, hoods, duct, pumps piping, and related control equipment. | 2011-04-14 | 2245930 | 100
15167 | T1 | Caterpillar Inc. | Texas Power Systems, LLC | 1720 W. Kingsbury Street | Seguin | TX | 78155 | Guadalupe | CN600510838 | RN105667349 | During the assembly process, oil, lubricants, and other regulated contaminants are being deposited on the plant floor. These fluids are collected and then filtered through scrubbers and filters before being discharged. Scrubbers are portable pieces or equipment which utilize water and mechanical action to pick up and contain the pollutants. The scrubbers are then emptied and refilled at three different stations (called scrubber dumps) located at three areas (receiving, assembly and paint building) of the plant. Each scrubber dump consists of a catch basin or pit which collects the contaminated grey water. The water is then routed to a special sand based filtration system where contaminates are removed. The contaminants and media are then disposed of on a regular basis by a third party vendor. | The following property is used 100% for pollution control and is installed to meet or exceed federal or state regulations: The catch basin, associated piping, and filtration system. | 2011-04-06 | 45000 | 100
15168 | T1 | Caterpillar Inc. | Texas Power Systems, LLC | 1720 W. Kingsbury Street | Seguin | TX | 78155 | Guadalupe | CN600510838 | RN105667349 | The pretreatment portion of the paint system is a four stage recirculating ground level Wash System. Beneath the Wash System are pits and trenches which provide a 100% containment of contaminated overflow and tank dumps. The contaminated overflows and tank dumps gravity flow from the bottom of the Wash System into piping contained in the pits and are then pumped to the waste collection storage tanks located outside the building. The waste water collection storage tanks sit on a concrete foundation designed for 100% containment of any waste water spillage. The waste water collection tanks are periodically disposed of through a licensed third party recycler. | The following property is used 100% for pollution control and is installed to meet or exceed federal or state regulations: Contaminated process water capture system. | 2011-04-14 | 205555 | 100
15169 | T1 | Caterpillar Inc. | Texas Power Systems, LLC | 1720 W. Kingsbury Street | Seguin | TX | 78155 | Guadalupe | CN600510838 | RN105667349 | During the process of testing the completed engines after final assembly, contaminated oil is produced and must be recycled or diverted so it is not introduced into the water system. This is accomplished through the oil recovery system located in the After Testing area (ATA). Contaminated oil is captured in basins located under the ATA. The fluid is then transported to intermediate holding tanks via a series of hoses and pipes. The fluid is then transported from the holding tanks via a series of hoses and pipes to a filtration tank, where pollutants are removed. The filtering media in the tank on a regular basis and the residue is properly disposed of by a licensed third-party vendor. | The following property is used 100% for pollution control and is installed to meet or exceed federal or state regulations: Catch basin, pumps, piping, and filtration tank for the oil recovery system. | 2011-04-28 | 332090 | 100
15170 | T1 | Caterpillar Inc. | Texas Power Systems, LLC | 1720 W. Kingsbury Street | Seguin | TX | 78155 | Guadalupe | CN600510838 | RN105667349 | The property consists of catch basins, trenches, piping, grates, pumps, waste pit, foundations, holding tank, and holding tank pad for the contaminated process water capture system. | The following property is used 100% for pollution control and is installed to meet or exceed federal or state regulations: Contaminated process water capture system for the Hot Test Area. | 2011-04-06 | 473340 | 100
15171 | T1 | Caterpillar Inc. | Texas Power Systems, LLC | 1720 W. Kingsbury Street | Seguin | TX | 78155 | Guadalupe | CN600510838 | RN105667349 | Certain engine and raw material components received at the facility are shipped in cardboard and similar recyclable materials. Instead of disposing of these materials with other solid waste, they are diverted for recycling at the receiving department or factory floor from the waste stream. The diverted recyclable materials are transported to an RJ-450 stationary compactor located on-site. The equipment dries and compacts the materials to reduce their bulk and make them suitable for off-site recycling. The compacted materials are transported on a regular basis for recycling by a licensed third-party vendor. | No status event | 2011-04-21 | 477320 | 100
15172 | T1 | Wise County Power Company, LLC | Wise County Power Plant | 800 Boons Creek Lane | Poolville | TX | 76487 | Wise | CN600127963 | RN102584844 | Not listed. | Withdrawn/Returned | 2011-09-01 | Not in database. | 100
15173 | T1 | Oncor Electric Delivery Company, LLC | Belton Substation | SH 317 and FM 439 | Belton | TX | 76513 | Bell | Insufficient Information | Insufficient Information | Secondary containment system was installed around oil-filled equipment in a substation. Project consists of an earthen berm and drains equipped with polymer that expands and seals the drain upon contact with hydrocarbon. | The following property is used 100% for pollution control and is installed to meet or exceed federal or state regulations. Secondary containment system was installed around oil-filled equipment in a substation. Project consists of an earthen berm and drains equipped with polymer that expands and seals the drain upon contact with hydrocarbon. | 2011-05-03 | 61543.75 | 100
15174 | T1 | Oncor Electric Delivery Company, LLC | Killeen Switching Station | 8732 Featherline Rd. | Killeen | TX | 76540 | Bell | CN603313842 | RN105811228 | Secondary containment system was installed around oil-filled equipment in a substation. Project consists of an earthen berm and drains equipped with polymer that expands and seals the drain upon contact with hydrocarbon. | The following property is used 100% for pollution control and is installed to meet or exceed federal or state regulations. Secondary containment system was installed around oil-filled equipment in a substation. Project consists of an earthen berm and drains equipped with polymer that expands and seals the drain upon contact with hydrocarbon. | 2011-05-13 | 16447.5 | 100
15175 | T1 | Oncor Electric Delivery Company, LLC | Walnut Springs Substation | SH 144 North of Walnut Springs | Walnut Springs | TX | 76690 | Bosque | Insufficient Information | Insufficient Information | Leaker management comprised of a concrete pad poured around the transformer and extending approximately 4 feet outside of the transformer radiators; an oil water separator incorporated into the concrete pad; and a metal railing installed around the concrete pad to channel leaked oil to the oil water separator. | The following property is used 100% for pollution control and is installed to meet or exceed federal or state regulations. Leaker management comprised of a concrete pad poured around the transformer and extending approximately 4 feet outside of the transformer radiators; an oil water separator incorporated into the concrete pad; and a metal railing installed around the concrete pad to channel leaked oil to the oil water separator. | 2011-05-13 | 33405.84 | 100
15176 | T1 | Oncor Electric Delivery Company, LLC | Brownwood Substation | 802 Sharp Ave. | Brownwood | TX | 76801 | Brown | Insufficient Information | Insufficient Information | Leaker management and secondary containment consisting of a concrete pad poured around the transformer and extending approximately 4 feet outside of the transformer radiators; an oil water separator; a metal railing installed around the concrete pad to channel any leaked oil into the oil water separator; an earthen berm sized to contain all of the oil in the largest piece of equipment; and an oil water separator installed within the bermed area. The environmental benefit is prevention of a release of hydrocarbon materials that could reach waters of the U.S. | The following property is used 100% for pollution control and is installed to meet or exceed federal or state regulations: Leaker management and secondary containment consisting of a concrete pad poured around the transformer and extending approximately 4 feet outside of the transformer radiators; an oil water separator; a metal railing installed around the concrete pad to channel any leaked oil into the oil water separator; an earthen berm sized to contain all of the oil in the largest piece of equipment; and an oil water separator within the bermed area. | 2011-05-17 | 76807.68 | 100
15177 | T1 | Oncor Electric Delivery Company, LLC | Renner Substation | 4243 Plano Pkwy. | Plano | TX | 75093 | Collin | CN603313842 | RN109627414 | Secondary containment comprised of an earthen berm designed to capture any oil spilled from oil-filled equipment and an oil water separator. The environmental benefit is prevention of leaked hydrocarbons from reaching waters of the U.S. | The following property is used 100% for pollution control and is installed to meet or exceed federal or state regulations: Secondary containment comprised of an earthen berm designed to capture any oil spilled from oil-filled equipment and an oil water separator. | 2011-05-13 | 1075 | 100
15178 | T1 | Oncor Electric Delivery Company, LLC | Cedar Hill Switch Station | 7751 W. Camp Wisdom | Cedar Hill | TX | 75236 | Dallas | Insufficient Information | Insufficient Information | Leaker management and secondary containment consisting of a concrete pad poured around the transformer and extending approximately 4 feet outside of the transformer radiators; an oil water separator; a metal railing installed around the concrete pad to channel any leaked oil into the oil water separator; an earthen berm sized to contain all of the oil in the largest piece of equipment; and an oil water separator installed within the bermed area. The environmental benefit is prevention of a release of hydrocarbon materials that could reach waters of the U.S. | The following property is used 100% for pollution control and is installed to meet or exceed federal or state regulations: Leaker management and secondary containment consisting of a concrete pad poured around the transformer and extending approximately 4 feet outside of the transformer radiators; an oil water separator; a metal railing installed around the concrete pad to channel any leaked oil into the oil water separator; an earthen berm sized to contain all of the oil in the largest piece of equipment; .Leaker management and secondary containment consisting of a concrete pad poured around the transformer and extending approximately 4 feet outside of the transformer radiators; an oil water separator; a metal railing installed around the concrete pad to channel any leaked oil into the oil water separator; an earthen berm sized to contain all of the oil in the largest piece of equipment; and an oil water separator installed within the bermed area. | 2011-05-17 | 60853.6 | 100
15179 | T1 | Oncor Electric Delivery Company, LLC | Sargents Road Switching Station | 2405 Sargent Rd. | Dallas | TX | 75203 | Dallas | CN603313842 | RN104231675 | Leaker management comprised of a concrete pad poured around the transformer and extending approximately 4 feet outside of the transformer radiators; an oil water separator incorporated into the concrete pad; and a metal railing installed around the concrete pad to channel leaked oil to the oil water separator. The environmental benefit is prevention of leaked hydrocarbons from reaching waters of the U.S. | The following property is used 100% for pollution control and is installed to meet or exceed federal or state regulations: Leaker management comprised of a concrete pad poured around the transformer and extending approximately 4 feet outside of the transformer radiators; an oil water separator incorporated into the concrete pad; and a metal railing installed around the concrete pad to channel leaked oil to the oil water separator. | 2011-05-17 | 29963.48 | 100
15180 | T1 | Oncor Electric Delivery Company, LLC | Topeka Termination Station | 3429 Topeka Ave. | Dallas | TX | 75212 | Dallas | Insufficient Information | Insufficient Information | Secondary containment comprised of an earthen berm designed to capture any oil spilled from oil-filled equipment and an oil water separator. The environmental benefit is prevention of leaked hydrocarbons from reaching waters of the U.S. | The following property is used 100% for pollution control and is installed to meet or exceed federal or state regulations: Secondary containment comprised of an earthen berm designed to capture any oil spilled from oil-filled equipment and an oil water separator. | 2011-05-17 | 26954.55 | 100
15181 | T1 | Oncor Electric Delivery Company, LLC | Corinth South Substation | 7700 Teasley Ln. | Denton | TX | 76210 | Denton | Insufficient Information | Insufficient Information | Leaker management and secondary containment consisting of a concrete pad poured around the transformer and extending approximately 4 feet outside of the transformer radiators; an oil water separator; a metal railing installed around the concrete pad to channel any leaked oil into the oil water separator; an earthen berm sized to contain all of the oil in the largest piece of equipment; and an oil water separator installed within the bermed area. The environmental benefit is prevention of a release of hydrocarbon materials that could reach waters of the U.S. | The following property is used 100% for pollution control and is installed to meet or exceed federal or state regulations: Leaker management and secondary containment consisting of a concrete pad poured around the transformer and extending approximately 4 feet outside of the transformer radiators; an oil water separator; a metal railing installed around the concrete pad to channel any leaked oil into the oil water separator; an earthen berm sized to contain all of the oil in the largest piece of equipment; and an oil water separator installed within the bermed area. | 2011-05-17 | 79929.48 | 100
15182 | T1 | Oncor Electric Delivery Company, LLC | Flower Mound South Station | 2198 Lakeside Pkwy. | Flower Mound | TX | 75028 | Denton | Insufficient Information | Insufficient Information | Leaker management and secondary containment consisting of a concrete pad poured around the transformer and extending approximately 4 feet outside of the transformer radiators; an oil water separator incorporated into the pad; a metal railing installed around the concrete pad to channel any leaked oil into the oil water separator; an earthen berm built completely around the oil-filled equipment; and drains equipped with polymer that expands and seals the drain upon contact with hydrocarbon. The environmental benefit is prevention of a release of hydrocarbon materials that could reach waters of the U.S. | The following property is used 100% for pollution control and is installed to meet or exceed federal or state regulations: Leaker management and secondary containment consisting of a concrete pad poured around the transformer and extending approximately 4 feet outside of the transformer radiators; an oil water separator; a metal railing installed around the concrete pad to channel any leaked oil into the oil water separator; an earthen berm built completely around the oil-filled equipment; and drains equipped with polymer that expands and seals the drain upon contact with hydrocarbon. | 2011-05-19 | 36530.45 | 100
15183 | T1 | Oncor Electric Delivery Company, LLC | Odessa EHV Switching Station | 2200 E. I-20 | Odessa | TX | 79766 | Ector | CN603313842 | RN101648319 | Leaker management comprised of a concrete pad poured around the transformer and extending approximately 4 feet outside of the transformer radiators; an oil water separator incorporated into the concrete pad; and a metal railing installed around the concrete pad to channel leaked oil to the oil water separator. The environmental benefit is prevention of a release of hydrocarbon materials that could reach waters of the U.S. | The following property is used 100% for pollution control and is installed to meet or exceed federal or state regulations: Leaker management comprised of a concrete pad poured around the transformer and extending approximately 4 feet outside of the transformer radiators; an oil water separator incorporated into the concrete pad; and a metal railing installed around the concrete pad to channel leaked oil to the oil water separator. | 2011-05-12 | 52429.9 | 100
15184 | T1 | Oncor Electric Delivery Company, LLC | Trinidad Switching Station | 1320 McEntire Rd. | Trinidad | TX | 75163 | Henderson | CN603313842 | RN109627182 | Secondary containment system was installed around oil-filled equipment in a substation. Project consists of an earthen berm and drains equipped with polymer that expands and seals the drain upon contact with hydrocarbon. The environmental benefit is prevention of a release of hydrocarbon materials that could reach waters of the U.S. | The following property is used 100% for pollution control and is installed to meet or exceed federal or state regulations: Secondary containment system was installed around oil-filled equipment in a substation. Project consists of an earthen berm and drains equipped with polymer that expands and seals the drain upon contact with hydrocarbon. | 2011-05-12 | 36030.29 | 100
15185 | T1 | Oncor Electric Delivery Company, LLC | Forney Switching Station | 1041 West Pacific | Forney | TX | 75126 | Kaufman | Insufficient Information | Insufficient Information | Secondary containment system was installed around oil-filled equipment in a substation. Project consists of an earthen berm and drains equipped with polymer that expands and seals the drain upon contact with hydrocarbon. The environmental benefit is prevention of a release of hydrocarbon materials that could reach waters of the U.S. | The following property is used 100% for pollution control and is installed to meet or exceed federal or state regulations: Secondary containment system was installed around oil-filled equipment in a substation. Project consists of an earthen berm and drains equipped with polymer that expands and seals the drain upon contact with hydrocarbon. | 2011-05-05 | 24473.77 | 100
15186 | T1 | Oncor Electric Delivery Company, LLC | Stanton East Switching Station | 2258 PRB 3701 | Stanton | TX | 79782 | Martin | Insufficient Information | Insufficient Information | Leaker management comprised of a concrete pad poured around the transformer and extending approximately 4 feet outside of the transformer radiators; an oil water separator incorporated into the concrete pad; and a metal railing installed around the concrete pad to channel leaked oil to the oil water separator. The environmental benefit is prevention of a release of hydrocarbon materials that could reach waters of the U.S. | The following property is used 100% for pollution control and is installed to meet or exceed federal or state regulations: Leaker management comprised of a concrete pad poured around the transformer and extending approximately 4 feet outside of the transformer radiators; an oil water separator incorporated into the concrete pad; and a metal railing installed around the concrete pad to channel leaked oil to the oil water separator. | 2011-05-12 | 30525.7 | 100
15187 | T1 | Oncor Electric Delivery Company, LLC | Elm Mott Substation | 6743 Old Dallas Road | Elm Mott | TX | 76640 | McLennan | CN603313842 | RN109627521 | Secondary containment comprised of an earthen berm designed to capture any oil spilled from oil-filled equipment and an oil water separator. The environmental benefit is prevention of leaked hydrocarbons from reaching waters of the U.S. | The following property is used 100% for pollution control and is installed to meet or exceed federal or state regulations: Secondary containment comprised of an earthen berm designed to capture any oil spilled from oil-filled equipment and an oil water separator. | 2011-05-12 | 25574.25 | 100
15188 | T1 | Oncor Electric Delivery Company, LLC | Waco East Substation | 601 Martin Luther King Jr. Blvd. | Waco | TX | 76704 | McLennan | CN603313842 | RN109629055 | Leaker management comprised of a concrete pad poured around the transformer and extending approximately 4 feet outside of the transformer radiators; an oil water separator incorporated into the concrete pad; and a metal railing installed around the concrete pad to channel leaked oil to the oil water separator. The environmental benefit is prevention of a release of hydrocarbon materials that could reach waters of the U.S. | The following property is used 100% for pollution control and is installed to meet or exceed federal or state regulations: Leaker management comprised of a concrete pad poured around the transformer and extending approximately 4 feet outside of the transformer radiators; an oil water separator incorporated into the concrete pad; and a metal railing installed around the concrete pad to channel leaked oil to the oil water separator. | 2011-05-12 | 41302.58 | 100
15189 | T1 | Oncor Electric Delivery Company, LLC | Sweetwater East Switching Station | 1251 CR-131 | Sweetwater | TX | 79556 | Nolan | Insufficient Information | Insufficient Information | Leaker management comprised of a concrete pad poured around the transformer and extending approximately 4 feet outside of the transformer radiators; an oil water separator incorporated into the concrete pad; and a metal railing installed around the concrete pad to channel leaked oil to the oil water separator. The environmental benefit is prevention of a release of hydrocarbon materials that could reach waters of the U.S. | The following property is used 100% for pollution control and is installed to meet or exceed federal or state regulations: Leaker management comprised of a concrete pad poured around the transformer and extending approximately 4 feet outside of the transformer radiators; an oil water separator incorporated into the concrete pad; and a metal railing installed around the concrete pad to channel leaked oil to the oil water separator. | 2011-05-12 | 31356.68 | 100
15190 | T1 | Oncor Electric Delivery Company, LLC | Tonkawa Switching Station | 13927 CR 4195 | Roscoe | TX | 79545 | Scurry | CN603313842 | RN109627570 | Leaker management comprised of a concrete pad poured around the transformer and extending approximately 4 feet outside of the transformer radiators; an oil water separator incorporated into the concrete pad; and a metal railing installed around the concrete pad to channel leaked oil to the oil water separator. The environmental benefit is prevention of a release of hydrocarbon materials that could reach waters of the U.S. | The following property is used 100% for pollution control and is installed to meet or exceed federal or state regulations: Leaker management comprised of a concrete pad poured around the transformer and extending approximately 4 feet outside of the transformer radiators; an oil water separator incorporated into the concrete pad; and a metal railing installed around the concrete pad to channel leaked oil to the oil water separator. | 2011-06-10 | 31315.83 | 100
15191 | T1 | Oncor Electric Delivery Company, LLC | Rivercrest Switch Substation | 6 miles N. of Talco on Hwy 271 | Bogata | TX | 75417 | Red River | Insufficient Information | Insufficient Information | Secondary containment system was installed around oil-filled equipment in a substation. Project consists of an earthen berm and drains equipped with polymer that expands and seals the drain upon contact with hydrocarbon. The environmental benefit is prevention of a release of hydrocarbon materials that could reach waters of the U.S. | The following property is used 100% for pollution control and is installed to meet or exceed federal or state regulations: Secondary containment system was installed around oil-filled equipment in a substation. Project consists of an earthen berm and drains equipped with polymer that expands and seals the drain upon contact with hydrocarbon. | 2011-05-13 | 33481.03 | 100
15192 | T1 | Oncor Electric Delivery Company, LLC | Royse Switching Station | 1400 West Hwy 66 | Royse City | TX | 75089 | Rockwall | Insufficient Information | Insufficient Information | Secondary containment system consisting of an earthen berm built completely around the oil-filled equipment and drains equipped with polymer that expands and seals the drain upon contact with hydrocarbon. The environmental benefit is prevention of a release of hydrocarbon materials that could reach waters of the U.S. | The following property is used 100% for pollution control and is installed to meet or exceed federal or state regulations: Secondary containment system consisting of an earthen berm built completely around the oil-filled equipment and drains equipped with polymer that expands and seals the drain upon contact with hydrocarbon. | 2011-05-19 | 5052.5 | 100
15193 | T1 | Oncor Electric Delivery Company, LLC | Martin Lake Switch Station | 8850 FM 2658 | Tatum | TX | 75691 | Rusk | Insufficient Information | Insufficient Information | Secondary containment system consisting of an earthen berm built completely around the oil-filled equipment and drains equipped with polymer that expands and seals the drain upon contact with hydrocarbon. The environmental benefit is prevention of a release of hydrocarbon materials that could reach waters of the U.S. | The following property is used 100% for pollution control and is installed to meet or exceed federal or state regulations: Secondary containment system consisting of an earthen berm built completely around the oil-filled equipment and drains equipped with polymer that expands and seals the drain upon contact with hydrocarbon. | 2011-05-19 | 134116.98 | 100
15194 | T1 | Oncor Electric Delivery Company, LLC | Britton Road Substation | 701 Heritage Parkway South | Mansfield | TX | 76063 | Tarrant | CN603313842 | RN105643910 | Secondary containment system consisting of an earthen berm sized to contain all of the oil in the largest piece of equipment and an oil water separator installed within the bermed area. The environmental benefit is prevention of a release of hydrocarbon materials that could reach waters of the U.S. | The following property is used 100% for pollution control and is installed to meet or exceed federal or state regulations: Secondary containment system consisting of an earthen berm sized to contain all of the oil in the largest piece of equipment and an oil water separator installed within the bermed area. | 2011-06-03 | 31609.3 | 100
15195 | T1 | Oncor Electric Delivery Company, LLC | Eagle Mountain Switch Substation | 10029 Morris Dido Newark Rd. | Fort Worth | TX | 76179 | Tarrant | CN603313842 | RN109628883 | Leaker management and secondary containment consisting of a concrete pad poured around the transformer and extending approximately 4 feet outside of the transformer radiators; an oil water separator incorporated into the pad; a metal railing installed around the concrete pad to channel any leaked oil into the oil water separator; an earthen berm built completely around the oil-filled equipment; and drains equipped with polymer that expands and seals the drain upon contact with hydrocarbon. The environmental benefit is prevention of a release of hydrocarbon materials that could reach waters of the U.S. | The following property is used 100% for pollution control and is installed to meet or exceed federal or state regulations: Leaker management and secondary containment consisting of a concrete pad poured around the transformer and extending approximately 4 feet outside of the transformer radiators; an oil water separator incorporated into the pad; a metal railing installed around the concrete pad to channel any leaked oil into the oil water separator; an earthen berm built completely around the oil-filled equipment; and drains equipped with polymer that expands and seals the drain upon contact with hydrocarbon. | 2011-06-03 | 61697.79 | 100
15196 | T1 | Oncor Electric Delivery Company, LLC | Executive Parkway Substation | 2116 E. Road to Six Flags | Arlington | TX | 76011 | Tarrant | Insufficient Information | Insufficient Information | Leaker management and secondary containment comprised of a concrete pad poured around the transformer and extending approximately 4 feet outside of the transformer radiators; an oil water separator incorporated into the concrete pad; and a metal railing installed around the concrete pad to channel leaked oil to the oil water separator. The environmental benefit is prevention of a release of hydrocarbon materials that could reach waters of the U.S. | The following property is used 100% for pollution control and is installed to meet or exceed federal or state regulations: Leaker management and secondary containment comprised of a concrete pad poured around the transformer and extending approximately 4 feet outside of the transformer radiators; an oil water separator incorporated into the concrete pad; and a metal railing installed around the concrete pad to channel leaked oil to the oil water separator. | 2011-06-03 | 20142.28 | 100
15197 | T1 | Oncor Electric Delivery Company, LLC | Rocky Creek Switching Station | 10300 FM Rd. 1902 | Crowley | TX | 76036 | Tarrant | Insufficient Information | Insufficient Information | Leaker management and secondary containment comprised of a concrete pad poured around the transformer and extending approximately 4 feet outside of the transformer radiators; an oil water separator incorporated into the concrete pad; and a metal railing installed around the concrete pad to channel leaked oil to the oil water separator. The environmental benefit is prevention of a release of hydrocarbon materials that could reach waters of the U.S. | The following property is used 100% for pollution control and is installed to meet or exceed federal or state regulations: Leaker management and secondary containment comprised of a concrete pad poured around the transformer and extending approximately 4 feet outside of the transformer radiators; an oil water separator incorporated into the concrete pad; and a metal railing installed around the concrete pad to channel leaked oil to the oil water separator. | 2011-06-03 | 21220.5 | 100
15198 | T1 | Oncor Electric Delivery Company, LLC | Hutto Switching Station | 651 CR 119 | Hutto | TX | 78634 | Williamson | CN603313842 | RN109629089 | Leaker management and secondary containment consisting of a concrete pad poured around the transformer and extending approximately 4 feet outside of the transformer radiators; an oil water separator incorporated into the pad; a metal railing installed around the concrete pad to channel any leaked oil into the oil water separator; an earthen berm built completely around the oil-filled equipment; and drains equipped with polymer that expands and seals the drain upon contact with hydrocarbon. The environmental benefit is prevention of a release of hydrocarbon materials that could reach waters of the U.S. | The following property is used 100% for pollution control and is installed to meet or exceed federal or state regulations: Leaker management and secondary containment consisting of a concrete pad poured around the transformer and extending approximately 4 feet outside of the transformer radiators; an oil water separator incorporated into the pad; a metal railing installed around the concrete pad to channel any leaked oil into the oil water separator; an earthen berm built completely around the oil-filled equipment; and drains equipped with polymer that expands and seals the drain upon contact with hydrocarbon. | 2011-06-03 | 53803.76 | 100
15199 | T1 | Oncor Electric Delivery Company, LLC | Huntington Substation | 628 Gibson Street | Huntington | TX | 75949 | Angelina | Insufficient Information | Insufficient Information | Leaker management and secondary containment consisting of a concrete pad poured around the transformer and extending approximately 4 feet outside of the transformer radiators; an oil water separator incorporated into the concrete pad; a metal railing installed around the concrete pad to channel any leaked oil into the oil water separator; an earthen berm sized to contain all of the oil in the largest piece of equipment; and an oil water separator installed within the bermed area. The environmental benefit is prevention of a release of hydrocarbon materials that could reach waters of the U.S. | The following property is used 100% for pollution control and is installed to meet or exceed federal or state regulations: Leaker management and secondary containment consisting of a concrete pad poured around the transformer and extending approximately 4 feet outside of the transformer radiators; an oil water separator incorporated into the concrete pad; a metal railing installed around the concrete pad to channel any leaked oil into the oil water separator; an earthen berm sized to contain all of the oil in the largest piece of equipment; and an oil water separator installed within the bermed area. | 2011-06-03 | 94334.48 | 100
15200 | T1 | Oncor Electric Delivery Company, LLC | Killeen Substation | 1607 Florence Road | Killeen | TX | 76540 | Bell | CN603313842 | RN109631010 | Leaker management and secondary containment comprised of a concrete pad poured around the transformer and extending approximately 4 feet outside of the transformer radiators; an oil water separator incorporated into the concrete pad; and a metal railing installed around the concrete pad to channel leaked oil to the oil water separator. The environmental benefit is prevention of a release of hydrocarbon materials that could reach waters of the U.S. | The following property is used 100% for pollution control and is installed to meet or exceed federal or state regulations: Leaker management and secondary containment comprised of a concrete pad poured around the transformer and extending approximately 4 feet outside of the transformer radiators; an oil water separator incorporated into the concrete pad; and a metal railing installed around the concrete pad to channel leaked oil to the oil water separator. | 2011-06-03 | 35923.28 | 100
15201 | T1 | Oncor Electric Delivery Company, LLC | Nolanville Substation | Off FM 439 | Nolanville | TX | 76513 | Bell | Insufficient Information | Insufficient Information | Leaker management and secondary containment comprised of a concrete pad poured around the transformer and extending approximately 4 feet outside of the transformer radiators; an oil water separator incorporated into the concrete pad; and a metal railing installed around the concrete pad to channel leaked oil to the oil water separator. The environmental benefit is prevention of a release of hydrocarbon materials that could reach waters of the U.S. | The following property is used 100% for pollution control and is installed to meet or exceed federal or state regulations: Leaker management and secondary containment comprised of a concrete pad poured around the transformer and extending approximately 4 feet outside of the transformer radiators; an oil water separator incorporated into the concrete pad; and a metal railing installed around the concrete pad to channel leaked oil to the oil water separator. | 2011-06-03 | 23596.25 | 100
15202 | T1 | Oncor Electric Delivery Company, LLC | Lake Arrowhead Substation | 3988 FM 1954 | Henrietta | TX | 76365 | Clay | Insufficient Information | Insufficient Information | Secondary containment system consisting of an earthen berm sized to contain all of the oil in the largest piece of equipment and an oil water separator installed within the bermed area. The environmental benefit is prevention of a release of hydrocarbon materials that could reach waters of the U.S. | The following property is used 100% for pollution control and is installed to meet or exceed federal or state regulations: Secondary containment system consisting of an earthen berm sized to contain all of the oil in the largest piece of equipment and an oil water separator installed within the bermed area. | 2011-06-03 | 33507.75 | 100
15203 | T1 | Oncor Electric Delivery Company, LLC | McKinney South Substation | 4500 State Highway 121 | McKinney | TX | 75069 | Collin | CN603313842 | RN109632844 | Leaker management and secondary containment consisting of a concrete pad poured around the transformer and extending approximately 4 feet outside of the transformer radiators; an oil water separator incorporated into the pad; a metal railing installed around the concrete pad to channel any leaked oil into the oil water separator; an earthen berm sized to hold all of the oil in the largest piece of equipment; and an oil water separator installed within the bermed area. The environmental benefit is prevention of a release of hydrocarbon materials that could reach waters of the U.S. | The following property is used 100% for pollution control and is installed to meet or exceed federal or state regulations: Leaker management and secondary containment consisting of a concrete pad poured around the transformer and extending approximately 4 feet outside of the transformer radiators; an oil water separator incorporated into the pad; a metal railing installed around the concrete pad to channel any leaked oil into the oil water separator; an earthen berm sized to hold all of the oil in the largest piece of equipment; and an oil water separator installed within the bermed area. | 2011-06-03 | 32196.26 | 100
15204 | T1 | Oncor Electric Delivery Company, LLC | Plano Communications Parkway Substation | 6200 Communication Pkwy. | Plano | TX | 75024 | Collin | CN603313842 | RN109631655 | Leaker management and secondary containment consisting of a concrete pad poured around the transformer and extending approximately 4 feet outside of the transformer radiators; an oil water separator incorporated into the pad; a metal railing installed around the concrete pad to channel any leaked oil into the oil water separator; an earthen berm sized to hold all of the oil in the largest piece of equipment; and an oil water separator installed within the bermed area. The environmental benefit is prevention of a release of hydrocarbon materials that could reach waters of the U.S. | The following property is used 100% for pollution control and is installed to meet or exceed federal or state regulations: Leaker management and secondary containment consisting of a concrete pad poured around the transformer and extending approximately 4 feet outside of the transformer radiators; an oil water separator incorporated into the pad; a metal railing installed around the concrete pad to channel any leaked oil into the oil water separator; an earthen berm sized to hold all of the oil in the largest piece of equipment; and an oil water separator installed within the bermed area. | 2011-06-03 | 49255.43 | 100
15205 | T1 | Oncor Electric Delivery Company, LLC | Plano Hwy 190 Substation | 3102 Lotus Drive | Plano | TX | 75075 | Collin | CN603313842 | RN109627067 | Leaker management and secondary containment consisting of a concrete pad poured around the transformer and extending approximately 4 feet outside of the transformer radiators; an oil water separator incorporated into the pad; a metal railing installed around the concrete pad to channel any leaked oil into the oil water separator; an earthen berm sized to hold all of the oil in the largest piece of equipment; and an oil water separator installed within the bermed area. The environmental benefit is prevention of a release of hydrocarbon materials that could reach waters of the U.S. | The following property is used 100% for pollution control and is installed to meet or exceed federal or state regulations: Leaker management and secondary containment consisting of a concrete pad poured around the transformer and extending approximately 4 feet outside of the transformer radiators; an oil water separator incorporated into the pad; a metal railing installed around the concrete pad to channel any leaked oil into the oil water separator; an earthen berm sized to hold all of the oil in the largest piece of equipment; and an oil water separator installed within the bermed area. | 2011-06-03 | 31761.96 | 100
15206 | T1 | Oncor Electric Delivery Company, LLC | Bandera Substation | 6810 Bandera Avenue | Dallas | TX | 75225 | Dallas | CN603313842 | Insufficient Information | Leaker management and secondary containment consisting of a concrete pad poured around the transformer and extending approximately 4 feet outside of the transformer radiators; an oil water separator incorporated into the pad; a metal railing installed around the concrete pad to channel any leaked oil into the oil water separator; an earthen berm built completely around the oil-filled equipment; and drains equipped with polymer that expands and seals the drain upon contact with hydrocarbon. The environmental benefit is prevention of a release of hydrocarbon materials that could reach waters of the U.S. | The following property is used 100% for pollution control and is installed to meet or exceed federal or state regulations: Leaker management and secondary containment consisting of a concrete pad poured around the transformer and extending approximately 4 feet outside of the transformer radiators; an oil water separator incorporated into the pad; a metal railing installed around the concrete pad to channel any leaked oil into the oil water separator; an earthen berm built completely around the oil-filled equipment; and drains equipped with polymer that expands and seals the drain upon contact with hydrocarbon. | 2011-06-03 | 29184.11 | 100
15207 | T1 | Oncor Electric Delivery Company, LLC | East Network Substation | 101 N. Second Avenue | Dallas | TX | 75226 | Dallas | CN603313842 | RN109631051 | Secondary containment system consisting of an earthen berm sized to contain all of the oil in the largest piece of equipment and an oil water separator installed within the bermed area. The environmental benefit is prevention of a release of hydrocarbon materials that could reach waters of the U.S. | The following property is used 100% for pollution control and is installed to meet or exceed federal or state regulations: Secondary containment system consisting of an earthen berm sized to contain all of the oil in the largest piece of equipment and an oil water separator installed within the bermed area. | 2011-06-03 | 64754.78 | 100
15208 | T1 | Oncor Electric Delivery Company, LLC | Irving Hunter Ferrell Substation | 3050 S. Beltline | Irving | TX | 75060 | Dallas | Insufficient Information | Insufficient Information | Leaker management and secondary containment consisting of a concrete pad poured around the transformer and extending approximately 4 feet outside of the transformer radiators; an oil water separator incorporated into the pad; a metal railing installed around the concrete pad to channel any leaked oil into the oil water separator; an earthen berm sized to hold all of the oil in the largest piece of equipment; and an oil water separator installed within the bermed area. The environmental benefit is prevention of a release of hydrocarbon materials that could reach waters of the U.S. | The following property is used 100% for pollution control and is installed to meet or exceed federal or state regulations: Leaker management and secondary containment consisting of a concrete pad poured around the transformer and extending approximately 4 feet outside of the transformer radiators; an oil water separator incorporated into the pad; a metal railing installed around the concrete pad to channel any leaked oil into the oil water separator; an earthen berm sized to hold all of the oil in the largest piece of equipment; and an oil water separator installed within the bermed area. | 2011-06-03 | 69489.08 | 100
15209 | T1 | Oncor Electric Delivery Company, LLC | Irving Norwood Substation | 116 North Loop 12 | Irving | TX | 75061 | Dallas | CN603313842 | Insufficient Information | Leaker management and secondary containment comprised of a concrete pad poured around the transformer and extending approximately 4 feet outside of the transformer radiators; an oil water separator incorporated into the concrete pad; and a metal railing installed around the concrete pad to channel leaked oil to the oil water separator. The environmental benefit is prevention of a release of hydrocarbon materials that could reach waters of the U.S. | The following property is used 100% for pollution control and is installed to meet or exceed federal or state regulations: Leaker management and secondary containment comprised of a concrete pad poured around the transformer and extending approximately 4 feet outside of the transformer radiators; an oil water separator incorporated into the concrete pad; and a metal railing installed around the concrete pad to channel leaked oil to the oil water separator. | 2011-06-03 | 15227.38 | 100
15210 | T1 | Oncor Electric Delivery Company, LLC | Irving Riverside Substation | 5930 Riverside Drive | Irving | TX | 75039 | Dallas | Insufficient Information | Insufficient Information | Leaker management and secondary containment consisting of a concrete pad poured around the transformer and extending approximately 4 feet outside of the transformer radiators; an oil water separator incorporated into the pad; a metal railing installed around the concrete pad to channel any leaked oil into the oil water separator; an earthen berm built completely around the oil-filled equipment; and drains equipped with polymer that expands and seals the drain upon contact with hydrocarbon. The environmental benefit is prevention of a release of hydrocarbon materials that could reach waters of the U.S. | The following property is used 100% for pollution control and is installed to meet or exceed federal or state regulations: Leaker management and secondary containment consisting of a concrete pad poured around the transformer and extending approximately 4 feet outside of the transformer radiators; an oil water separator incorporated into the pad; a metal railing installed around the concrete pad to channel any leaked oil into the oil water separator; an earthen berm built completely around the oil-filled equipment; and drains equipped with polymer that expands and seals the drain upon contact with hydrocarbon. | 2011-06-03 | 38076.5 | 100
15211 | T1 | Oncor Electric Delivery Company, LLC | Lawther Drive Substation | 2807 White Rock | Dallas | TX | 75214 | Dallas | CN603313842 | RN109627117 | Leaker management and secondary containment consisting of a concrete pad poured around the transformer and extending approximately 4 feet outside of the transformer radiators; an oil water separator incorporated into the pad; a metal railing installed around the concrete pad to channel any leaked oil into the oil water separator; an earthen berm built completely around the oil-filled equipment; and drains equipped with polymer that expands and seals the drain upon contact with hydrocarbon. The environmental benefit is prevention of a release of hydrocarbon materials that could reach waters of the U.S. | The following property is used 100% for pollution control and is installed to meet or exceed federal or state regulations: Leaker management and secondary containment consisting of a concrete pad poured around the transformer and extending approximately 4 feet outside of the transformer radiators; an oil water separator incorporated into the pad; a metal railing installed around the concrete pad to channel any leaked oil into the oil water separator; an earthen berm built completely around the oil-filled equipment; and drains equipped with polymer that expands and seals the drain upon contact with hydrocarbon. | 2011-06-03 | 62230.77 | 100
15212 | T1 | Oncor Electric Delivery Company, LLC | Lombardy Lane Substation | 2590 Lombardy Lane | Dallas | TX | 75220 | Dallas | CN603313842 | RN109627125 | Leaker management and secondary containment comprised of a concrete pad poured around the transformer and extending approximately 4 feet outside of the transformer radiators; an oil water separator incorporated into the concrete pad; and a metal railing installed around the concrete pad to channel leaked oil to the oil water separator. The environmental benefit is prevention of a release of hydrocarbon materials that could reach waters of the U.S. | The following property is used 100% for pollution control and is installed to meet or exceed federal or state regulations: Leaker management and secondary containment comprised of a concrete pad poured around the transformer and extending approximately 4 feet outside of the transformer radiators; an oil water separator incorporated into the concrete pad; and a metal railing installed around the concrete pad to channel leaked oil to the oil water separator. | 2011-06-03 | 30559.03 | 100
15213 | T1 | Oncor Electric Delivery Company, LLC | Mesquite North Substation | 4022 Gus Thomasson | Mesquite | TX | 75150 | Dallas | Insufficient Information | Insufficient Information | Leaker management and secondary containment consisting of a concrete pad poured around the transformer and extending approximately 4 feet outside of the transformer radiators; an oil water separator incorporated into the pad; a metal railing installed around the concrete pad to channel any leaked oil into the oil water separator; an earthen berm sized to hold all of the oil in the largest piece of equipment; and an oil water separator installed within the bermed area. The environmental benefit is prevention of a release of hydrocarbon materials that could reach waters of the U.S. | The following property is used 100% for pollution control and is installed to meet or exceed federal or state regulations: Leaker management and secondary containment consisting of a concrete pad poured around the transformer and extending approximately 4 feet outside of the transformer radiators; an oil water separator incorporated into the pad; a metal railing installed around the concrete pad to channel any leaked oil into the oil water separator; an earthen berm sized to hold all of the oil in the largest piece of equipment; and an oil water separator installed within the bermed area. | 2011-06-03 | 85468.92 | 100
15214 | T1 | Oncor Electric Delivery Company, LLC | Mesquite Western Electric Substation | 3000 Skyline | Mesquite | TX | 75149 | Dallas | CN603313842 | RN109631085 | Leaker management and secondary containment comprised of a concrete pad poured around the transformer and extending approximately 4 feet outside of the transformer radiators; an oil water separator incorporated into the concrete pad; and a metal railing installed around the concrete pad to channel leaked oil to the oil water separator. The environmental benefit is prevention of a release of hydrocarbon materials that could reach waters of the U.S. | The following property is used 100% for pollution control and is installed to meet or exceed federal or state regulations: Leaker management and secondary containment comprised of a concrete pad poured around the transformer and extending approximately 4 feet outside of the transformer radiators; an oil water separator incorporated into the concrete pad; and a metal railing installed around the concrete pad to channel leaked oil to the oil water separator. | 2011-06-10 | 18734.03 | 100
15215 | T1 | Oncor Electric Delivery Company, LLC | North Network Substation | 2193 Allen Street | Dallas | TX | 75204 | Dallas | Insufficient Information | Insufficient Information | Leaker management and secondary containment comprised of a concrete pad poured around the transformer and extending approximately 4 feet outside of the transformer radiators; an oil water separator incorporated into the concrete pad; and a metal railing installed around the concrete pad to channel leaked oil to the oil water separator. The environmental benefit is prevention of a release of hydrocarbon materials that could reach waters of the U.S. | The following property is used 100% for pollution control and is installed to meet or exceed federal or state regulations: Leaker management and secondary containment comprised of a concrete pad poured around the transformer and extending approximately 4 feet outside of the transformer radiators; an oil water separator incorporated into the concrete pad; and a metal railing installed around the concrete pad to channel leaked oil to the oil water separator. | 2011-06-10 | 52617.87 | 100
15216 | T1 | Oncor Electric Delivery Company, LLC | Simpson Stuart Substation | 3000 Simpson Stuart | Dallas | TX | 75240 | Dallas | CN603313842 | RN109628727 | Leaker management and secondary containment comprised of a concrete pad poured around the transformer and extending approximately 4 feet outside of the transformer radiators; an oil water separator incorporated into the concrete pad; and a metal railing installed around the concrete pad to channel leaked oil to the oil water separator. The environmental benefit is prevention of a release of hydrocarbon materials that could reach waters of the U.S. | The following property is used 100% for pollution control and is installed to meet or exceed federal or state regulations: Leaker management and secondary containment comprised of a concrete pad poured around the transformer and extending approximately 4 feet outside of the transformer radiators; an oil water separator incorporated into the concrete pad; and a metal railing installed around the concrete pad to channel leaked oil to the oil water separator. | 2011-06-10 | 27632.88 | 100
15217 | T1 | Oncor Electric Delivery Company, LLC | West Network Substation | 913 South Industrial Blvd. | Dallas | TX | 75207 | Dallas | CN603313842 | RN109631754 | Secondary containment system consisting of an earthen berm sized to contain all of the oil in the largest piece of equipment and an oil water separator installed within the bermed area. The environmental benefit is prevention of a release of hydrocarbon materials that could reach waters of the U.S. | The following property is used 100% for pollution control and is installed to meet or exceed federal or state regulations: Secondary containment system consisting of an earthen berm sized to contain all of the oil in the largest piece of equipment and an oil water separator installed within the bermed area. | 2011-06-10 | 33479.8 | 100
15218 | T1 | Oncor Electric Delivery Company, LLC | Ector Harper Substation | Westcliff Street | Odessa | TX | 79763 | Ector | Insufficient Information | Insufficient Information | Leaker management and secondary containment comprised of a concrete pad poured around the transformer and extending approximately 4 feet outside of the transformer radiators; an oil water separator incorporated into the concrete pad; and a metal railing installed around the concrete pad to channel leaked oil to the oil water separator. The environmental benefit is prevention of a release of hydrocarbon materials that could reach waters of the U.S. | The following property is used 100% for pollution control and is installed to meet or exceed federal or state regulations: Leaker management and secondary containment comprised of a concrete pad poured around the transformer and extending approximately 4 feet outside of the transformer radiators; an oil water separator incorporated into the concrete pad; and a metal railing installed around the concrete pad to channel leaked oil to the oil water separator. | 2011-06-10 | 30525.7 | 100
15219 | T1 | Oncor Electric Delivery Company, LLC | Judkins Substation | 2 miles West of Penwell on I-20 | Odessa | TX | 79763 | Ector | CN603313842 | RN109627158 | Secondary containment system consisting of an earthen berm sized to contain all of the oil in the largest piece of equipment and an oil water separator installed within the bermed area. The environmental benefit is prevention of a release of hydrocarbon materials that could reach waters of the U.S. | The following property is used 100% for pollution control and is installed to meet or exceed federal or state regulations: Secondary containment system consisting of an earthen berm sized to contain all of the oil in the largest piece of equipment and an oil water separator installed within the bermed area. | 2011-06-10 | 775.54 | 100
15220 | T1 | Oncor Electric Delivery Company, LLC | Ferris Substation | 410 W. 12th Street | Ferris | TX | 75125 | Ellis | Insufficient Information | Insufficient Information | Secondary containment system consisting of an earthen berm sized to contain all of the oil in the largest piece of equipment and an oil water separator installed within the bermed area. The environmental benefit is prevention of a release of hydrocarbon materials that could reach waters of the U.S. | The following property is used 100% for pollution control and is installed to meet or exceed federal or state regulations: Secondary containment system consisting of an earthen berm sized to contain all of the oil in the largest piece of equipment and an oil water separator installed within the bermed area. | 2011-06-10 | 3225 | 100
15221 | T1 | Oncor Electric Delivery Company, LLC | Forsan Substation | 2321 Overton Road | Forsan | TX | 79720 | Glasscock | CN603313842 | RN109631119 | Leaker management and secondary containment consisting of a concrete pad poured around the transformer and extending approximately 4 feet outside of the transformer radiators; an oil water separator incorporated into the concrete pad; a metal railing installed around the concrete pad to channel any leaked oil into the oil water separator; an earthen berm sized to contain all of the oil in the largest piece of equipment; and an oil water separator installed within the bermed area. The environmental benefit is prevention of a release of hydrocarbon materials that could reach waters of the U.S. | The following property is used 100% for pollution control and is installed to meet or exceed federal or state regulations: Leaker management and secondary containment consisting of a concrete pad poured around the transformer and extending approximately 4 feet outside of the transformer radiators; an oil water separator incorporated into the concrete pad; a metal railing installed around the concrete pad to channel any leaked oil into the oil water separator; an earthen berm sized to contain all of the oil in the largest piece of equipment; and an oil water separator installed within the bermed area. | 2011-06-10 | 31600.7 | 100
15222 | T1 | Oncor Electric Delivery Company, LLC | Fink Substation | 40015 N. State Hwy 289 | Pottsboro | TX | 75076 | Grayson | Insufficient Information | Insufficient Information | Secondary containment system consisting of an earthen berm built completely around the oil-filled equipment and drains equipped with polymer that expands and seals the drain upon contact with hydrocarbon. The environmental benefit is prevention of a release of hydrocarbon materials that could reach waters of the U.S. | The following property is used 100% for pollution control and is installed to meet or exceed federal or state regulations: Secondary containment system consisting of an earthen berm built completely around the oil-filled equipment and drains equipped with polymer that expands and seals the drain upon contact with hydrocarbon. | 2011-06-10 | 28499.22 | 100
15223 | T1 | Oncor Electric Delivery Company, LLC | Sherman South Substation | 5109 Howe Drive | Sherman | TX | 75076 | Grayson | CN603313842 | RN109631812 | Secondary containment system consisting of an earthen berm sized to contain all of the oil in the largest piece of equipment and an oil water separator installed within the bermed area. The environmental benefit is prevention of a release of hydrocarbon materials that could reach waters of the U.S. | The following property is used 100% for pollution control and is installed to meet or exceed federal or state regulations: Secondary containment system consisting of an earthen berm sized to contain all of the oil in the largest piece of equipment and an oil water separator installed within the bermed area. | 2011-06-10 | 40108.25 | 100
15224 | T1 | Oncor Electric Delivery Company, LLC | Waco Woodway Substation | 8280 Bosque Blvd. | Woodway | TX | 76712 | McLennan | CN603313842 | Insufficient Information | Secondary containment system consisting of an earthen berm built completely around the oil-filled equipment and drains equipped with polymer that expands and seals the drain upon contact with hydrocarbon. The environmental benefit is prevention of a release of hydrocarbon materials that could reach waters of the U.S. | The following property is used 100% for pollution control and is installed to meet or exceed federal or state regulations: Secondary containment system consisting of an earthen berm built completely around the oil-filled equipment and drains equipped with polymer that expands and seals the drain upon contact with hydrocarbon. | 2011-06-10 | 9965.25 | 100
15225 | T1 | Oncor Electric Delivery Company, LLC | Midland Texas Instruments Substation | 1 mile South of I-20 | Midland | TX | 79706 | Midland | Insufficient Information | Insufficient Information | Leaker management and secondary containment comprised of a concrete pad poured around the transformer and extending approximately 4 feet outside of the transformer radiators; an oil water separator incorporated into the concrete pad; and a metal railing installed around the concrete pad to channel leaked oil to the oil water separator. The environmental benefit is prevention of a release of hydrocarbon materials that could reach waters of the U.S. | The following property is used 100% for pollution control and is installed to meet or exceed federal or state regulations: Leaker management and secondary containment comprised of a concrete pad poured around the transformer and extending approximately 4 feet outside of the transformer radiators; an oil water separator incorporated into the concrete pad; and a metal railing installed around the concrete pad to channel leaked oil to the oil water separator. | 2011-06-10 | 31909.23 | 100
15226 | T1 | Oncor Electric Delivery Company, LLC | Colorado City Substation | 1710 Terrell Street | Colorado City | TX | 79512 | Mitchell | Insufficient Information | Insufficient Information | Secondary containment system consisting of an earthen berm sized to contain all of the oil in the largest piece of equipment and an oil water separator installed within the bermed area. The environmental benefit is prevention of a release of hydrocarbon materials that could reach waters of the U.S. | Secondary containment system consisting of an earthen berm sized to contain all of the oil in the largest piece of equipment and an oil water separator installed within the bermed area. | 2011-06-10 | 28844.4 | 100
15227 | T1 | Oncor Electric Delivery Company, LLC | Nacogdoches SFA Substation | 802 E. College St. | Nacogdoches | TX | 75961 | Nacogdoches | Insufficient Information | Insufficient Information | Leaker management and secondary containment comprised of a concrete pad poured around the transformer and extending approximately 4 feet outside of the transformer radiators; an oil water separator incorporated into the concrete pad; and a metal railing installed around the concrete pad to channel leaked oil to the oil water separator. The environmental benefit is prevention of a release of hydrocarbon materials that could reach waters of the U.S. | The following property is used 100% for pollution control and is installed to meet or exceed federal or state regulations: Leaker management and secondary containment comprised of a concrete pad poured around the transformer and extending approximately 4 feet outside of the transformer radiators; an oil water separator incorporated into the concrete pad; and a metal railing installed around the concrete pad to channel leaked oil to the oil water separator. | 2011-06-10 | 43029.03 | 100
15228 | T1 | Oncor Electric Delivery Company, LLC | Corsicana Guardian Substation | 1150 Lake Halbert Road | Corsicana | TX | 75109 | Navarro | CN603313842 | Insufficient Information | Secondary containment system consisting of an earthen berm built completely around the oil-filled equipment and drains equipped with polymer that expands and seals the drain upon contact with hydrocarbon. The environmental benefit is prevention of a release of hydrocarbon materials that could reach waters of the U.S. | The following property is used 100% for pollution control and is installed to meet or exceed federal or state regulations: Secondary containment system consisting of an earthen berm built completely around the oil-filled equipment and drains equipped with polymer that expands and seals the drain upon contact with hydrocarbon. | 2011-06-10 | 53006.62 | 100
15229 | T1 | Oncor Electric Delivery Company, LLC | Springtown Substation | 0.5 mi. E. of Springtown on SH 199 | Springtown | TX | 76082 | Parker | Insufficient Information | Insufficient Information | Leaker management and secondary containment consisting of a concrete pad poured around the transformer and extending approximately 4 feet outside of the transformer radiators; an oil water separator incorporated into the pad; a metal railing installed around the concrete pad to channel any leaked oil into the oil water separator; an earthen berm sized to hold all of the oil in the largest piece of equipment; and an oil water separator installed within the bermed area. The environmental benefit is prevention of a release of hydrocarbon materials that could reach waters of the U.S. | The following property is used 100% for pollution control and is installed to meet or exceed federal or state regulations: Leaker management and secondary containment consisting of a concrete pad poured around the transformer and extending approximately 4 feet outside of the transformer radiators; an oil water separator incorporated into the pad; a metal railing installed around the concrete pad to channel any leaked oil into the oil water separator; an earthen berm sized to hold all of the oil in the largest piece of equipment; and an oil water separator installed within the bermed area. | 2011-06-10 | 60023.71 | 100
15230 | T1 | Oncor Electric Delivery Company, LLC | Dalrock Substation | 9000 Highway 66 | Rowlett | TX | 75089 | Rockwall | Insufficient Information | Insufficient Information | Secondary containment system consisting of an earthen berm built completely around the oil-filled equipment and drains equipped with polymer that expands and seals the drain upon contact with hydrocarbon. The environmental benefit is prevention of a release of hydrocarbon materials that could reach waters of the U.S. | The following property is used 100% for pollution control and is installed to meet or exceed federal or state regulations: Secondary containment system consisting of an earthen berm built completely around the oil-filled equipment and drains equipped with polymer that expands and seals the drain upon contact with hydrocarbon. | 2011-06-10 | 61543.75 | 100
15231 | T1 | Oncor Electric Delivery Company, LLC | Tyler West Substation | 3709 Hwy 31 West | Tyler | TX | 75702 | Smith | CN603313842 | Insufficient Information | Leaker management and secondary containment comprised of a concrete pad poured around the transformer and extending approximately 4 feet outside of the transformer radiators; an oil water separator incorporated into the concrete pad; and a metal railing installed around the concrete pad to channel leaked oil to the oil water separator. The environmental benefit is prevention of a release of hydrocarbon materials that could reach waters of the U.S. | The following property is used 100% for pollution control and is installed to meet or exceed federal or state regulations: Leaker management and secondary containment comprised of a concrete pad poured around the transformer and extending approximately 4 feet outside of the transformer radiators; an oil water separator incorporated into the concrete pad; and a metal railing installed around the concrete pad to channel leaked oil to the oil water separator. | 2011-06-10 | 29376.53 | 100
15232 | T1 | Oncor Electric Delivery Company, LLC | Century Substation | 3912 New York Avenue | Arlington | TX | 76014 | Tarrant | Insufficient Information | Insufficient Information | Leaker management and secondary containment comprised of a concrete pad poured around the transformer and extending approximately 4 feet outside of the transformer radiators; an oil water separator incorporated into the concrete pad; and a metal railing installed around the concrete pad to channel leaked oil to the oil water separator. The environmental benefit is prevention of a release of hydrocarbon materials that could reach waters of the U.S. | The following property is used 100% for pollution control and is installed to meet or exceed federal or state regulations: Leaker management and secondary containment comprised of a concrete pad poured around the transformer and extending approximately 4 feet outside of the transformer radiators; an oil water separator incorporated into the concrete pad; and a metal railing installed around the concrete pad to channel leaked oil to the oil water separator. | 2011-06-10 | 91106.25 | 100
15233 | T1 | Oncor Electric Delivery Company, LLC | Courtland Substation | 1107 W. Nathan Lowe Road | Arlington | TX | 76017 | Tarrant | CN603313842 | Insufficent Information | Leaker management and secondary containment comprised of a concrete pad poured around the transformer and extending approximately 4 feet outside of the transformer radiators; an oil water separator incorporated into the concrete pad; and a metal railing installed around the concrete pad to channel leaked oil to the oil water separator. The environmental benefit is prevention of a release of hydrocarbon materials that could reach waters of the U.S. | The following property is used 100% for pollution control and is installed to meet or exceed federal or state regulations: Leaker management and secondary containment comprised of a concrete pad poured around the transformer and extending approximately 4 feet outside of the transformer radiators; an oil water separator incorporated into the concrete pad; and a metal railing installed around the concrete pad to channel leaked oil to the oil water separator. | 2011-06-10 | 97275.68 | 100
15234 | T1 | Oncor Electric Delivery Company, LLC | Fossil Creek Substation | 7501 Old Denton Road | Fort Worth | TX | 76137 | Tarrant | Insufficient Information | Insufficient Information | Leaker management and secondary containment comprised of a concrete pad poured around the transformer and extending approximately 4 feet outside of the transformer radiators; an oil water separator incorporated into the concrete pad; and a metal railing installed around the concrete pad to channel leaked oil to the oil water separator. The environmental benefit is prevention of a release of hydrocarbon materials that could reach waters of the U.S. | The following property is used 100% for pollution control and is installed to meet or exceed federal or state regulations: Leaker management and secondary containment comprised of a concrete pad poured around the transformer and extending approximately 4 feet outside of the transformer radiators; an oil water separator incorporated into the concrete pad; and a metal railing installed around the concrete pad to channel leaked oil to the oil water separator. | 2011-06-10 | 83055.14 | 100
15235 | T1 | Oncor Electric Delivery Company, LLC | Sycamore Creek Substation | 9800 Crowley Road | Fort Worth | TX | 76036 | Tarrant | Insufficient Information | Insufficient Information | Leaker management and secondary containment comprised of a concrete pad poured around the transformer and extending approximately 4 feet outside of the transformer radiators; an oil water separator incorporated into the concrete pad; and a metal railing installed around the concrete pad to channel leaked oil to the oil water separator. The environmental benefit is prevention of a release of hydrocarbon materials that could reach waters of the U.S. | The following property is used 100% for pollution control and is installed to meet or exceed federal or state regulations: Leaker management and secondary containment comprised of a concrete pad poured around the transformer and extending approximately 4 feet outside of the transformer radiators; an oil water separator incorporated into the concrete pad; and a metal railing installed around the concrete pad to channel leaked oil to the oil water separator. | 2011-06-10 | 47708.5 | 100
15236 | T1 | Oncor Electric Delivery Company, LLC | Wichita Falls Riverbend Substation | US 82/281 and Loop 11 | Wichita Falls | TX | 76309 | Wichita | Insufficient Information | Insufficient Information | Secondary containment system consisting of an earthen berm sized to contain all of the oil in the largest piece of equipment and an oil water separator installed within the bermed area. The environmental benefit is prevention of a release of hydrocarbon materials that could reach waters of the U.S. | The following property is used 100% for pollution control and is installed to meet or exceed federal or state regulations: Secondary containment system consisting of an earthen berm sized to contain all of the oil in the largest piece of equipment and an oil water separator installed within the bermed area. | 2011-06-10 | 29355.03 | 100
15237 | T1 | A-Z Sand & Stone, Inc. | Maverick Materials, LLC | 363 CR 1004 Loop | Blum | TX | 76627 | Hill | CN602661787 | RN104331228 | Crusher equipment installed to recycle road waste. | Returned for failure to respond to a deficiency letter. | 2011-04-28 | 972000 | 100
15238 | T1 | El Paso Electric Company | Newman Power Plant | 4900 Stan Roberts Sr. Ave. | El Paso | TX | 79934 | El Paso | CN600352819 | RN100211309 | A continuous emission monitoring system was installed at the Newman power plant to monitor air emissions from the new electric generation unit. | The following property is used 100% for pollution control and is installed to meet or exceed federal or state regulations: Continuous emission monitoring system. | 2011-03-31 | 424722 | 100
15239 | T1 | El Paso Electric Company | Ripley Substation | 151 Sunset Drive | El Paso | TX | 79922 | El Paso | CN600352819 | RN105739635 | Barrier wall built around the Ripley substation will minimize and contain the lacteal migration of oils inside various transformer units within the barrier wall that could spill offsite the property. | The following property is used 100% for pollution control and is installed to meet or exceed federal or state regulations: Ripley Substation Barrier Wall. | 2011-04-06 | 10750 | 100
15240 | T1 | El Paso Electric Company | Newman Power Plant | 4900 Stan Roberts Sr. Ave | El Paso | TX | 79934 | El Paso | CN600352819 | RN100211309 | Spill response /cleanup equipment | The following property is used 100% for pollution control and is installed to meet or exceed federal or state regulations: Spill Response/Cleanup Equipment. | 2011-04-06 | 60000 | 100
15241 | T1 | El Paso Electric Company | Newman Power Plant | 4900 Stan Roberts Ave | El Paso | TX | 79934 | El Paso | CN600352819 | RN105739635 | Selective catalytic converter and ammonia tank and skids with a secondary containment unit for ammonia tank | The following property is used 100% for pollution control and is installed to meet or exceed federal or state regulations: Selective catalytic converter, ammonia tank and skids. | 2011-04-06 | 1938873 | 100
15243 | T1 | TIN Inc. dba Temple-Inland | Orange Linerboard Mill | 1750 Inland Road | Orange | TX | 77632 | Orange | CN602787053 | RN100214428 | Installed a mechanical dewatering device consisting of a belt press prethickener, screw press, feed tank, building enclosure, conveyor and associated support equipment. | The following property is used 100% for pollution control and is installed to meet or exceed federal or state regulations. Belt press prethickener, screw press, feed tank, building enclosure, conveyor and associated support equipment. | 2011-04-26 | 3200000 | 100
15244 | T1 | American Marazzi Tile, Inc. | Headquarters and Manufacturing Facility | 359 Clay Rd. | Sunnyvale | TX | 75182 | Dallas | CN600129522 | RN100218080 | 4 CEMs systems for monitoring NOx and CO from kilns 1 & 2; kilns 3 & 4; kiln A pre-dryer; and kilns A1 and A2. | The following property is used 100% for pollution control and is installed to meet or exceed federal or state regulations. Continuous emissions monitoring system (CEMS) installed to monitor NOx and CO emissions from Kilns 1 and 2. | 2011-04-21 | 762244.73 | 100
15245 | T1 | Georgia Pacific Resins, LLC | Lufkin Resins Facility | 1429 E. Lufkin | Lufkin | TX | 75901 | Angelina | CN603140039 | RN101896439 | Storm Water Concrete Culvert | Returned for failure to respond to a deficiency letter. | 2011-09-15 | 1733000 | 100
15246 | T1 | The Lubrizol Corporation | Bayport Facility | 12801 Bay Area Blvd | Pasadena | TX | 77507 | Harris | CN600269617 | RN101058410 | AMPS incinerator vent system enhanced control, pressure transmitters and oxygen analyzer. | Returned for failure to respond to a deficiency letter. | 2011-06-28 | 177564.21 | 100
15247 | T1 | The Lubrizol Corporation | Deer Park Facility | 41 Tidal Road | Deer Park | TX | 77536 | Harris | CN600269617 | RN100221589 | TO control device instrument, vent piping, oxygen sensor, valve and tanks, | Returned for failure to respond to a deficiency letter. | 2011-03-10 | 6848032.96 | 100
15248 | T1 | Spoetzl Brewery, Inc. | Spoetzl Brewery Facility | 603 E. Brewery Street | Shiner | TX | 77984 | Lavaca | CN6014091105 | RN101648921 | An anaerobic wastewater pre-treatment system for a brewery operation. The wastewater pre-treatment system consists of duplex trash baskets; influent screen and sump with duplex submersible pumps; one equalization tank; duplex reactor feed pumps; one low rate anaerobic reactor; recycle pump; chemical additive metering systems; one biomass flare; and associated piping, valves, and instrumentation and controls. | The following property is used 100% for pollution control and is installed to meet or exceed federal or state regulations: Anaerobic wastewater pre-treatment system. | 2011-04-06 | 3542998 | 100
15249 | T1 | Explorer Pipeline Company | Rectifier 231-1 | Hooper Rd. South of FM 544 | Wylie | TX | 75098 | Collin | CN600424584 | Insufficient Information | anode bed for cathodic protection. The environmental benefit is prevention of rust formation and potential resultant pipeline leaks. | The following property is used 100% for pollution control and is installed to meet or exceed federal or state regulations: anode bed for cathodic protection. | 2011-07-08 | 23382.53 | 100
15250 | T1 | Explorer Pipeline Company | Bonham Pump Station | 4361 CR 4120 | Bonham | TX | 75418 | Fannin | CN600424584 | Insufficient Information | vapor monitor system consisting of 4 sensor units at the pump station and their connection to the control logic to enable the sensor units to communicate their readings to the pipeline control system. The environmental benefit is detection of a leak of organic vapors enabling immediate corrective action in the event of a pipeline leak. | vapor monitor system consisting of 4 sensor units at the pump station and their connection to the control logic to enable the sensor units to communicate their readings to the pipeline control system. | 2011-07-08 | 15367.42 | 100
15251 | T1 | Explorer Pipeline Company | Grapeland Pump Station | 6806 CR 2210 | Grapeland | TX | 75844 | Houston | CN600424584 | RN102872983 | vapor monitor system consisting of 4 sensor units at the pump station and their connection to the control logic to enable the sensor units to communicate their readings to the pipeline control system. The environmental benefit is leak detection. | vapor monitor system consisting of 4 sensor units at the pump station and their connection to the control logic to enable the sensor units to communicate their readings to the pipeline control system. | 2011-07-08 | 26736.91 | 100
15252 | T1 | Explorer Pipeline Company | Hankamer Pump Station | 341 Gulf Camp Road | Hankamer | TX | 77560 | Liberty | CN600424584 | Insufficient Information | vapor monitor system consisting of 4 sensor units at the pump station and their connection to the control logic to enable the sensor units to communicate their readings to the pipeline control system. The environmental benefit is detection of a leak of organic vapors enabling immediate corrective action in the event of a pipeline leak. | vapor monitor system consisting of 4 sensor units at the pump station and their connection to the control logic to enable the sensor units to communicate their readings to the pipeline control system. | 2011-07-08 | 36448.76 | 100
15253 | T1 | Explorer Pipeline Company | Conroe Pump Station | 14531 Old Texaco Rd. | Conroe | TX | 77302 | Montgomery | CN600424584 | RN107820219 | vapor monitor system consisting of 4 sensor units at the pump station and their connection to the control logic to enable the sensor units to communicate their readings to the pipeline control system. The environmental benefit is detection of a leak of organic vapors enabling immediate corrective action in the event of a pipeline leak. | vapor monitor system consisting of 4 sensor units at the pump station and their connection to the control logic to enable the sensor units to communicate their readings to the pipeline control system. | 2011-07-05 | 44369.02 | 100
15254 | T1 | Explorer Pipeline Company | Mabank Pump Station | 12607 FM 1651 | Canton | TX | 75103 | Van Zandt | CN600424584 | RN104678230 | vapor monitor system consisting of 4 sensor units at the pump station and their connection to the control logic to enable the sensor units to communicate their readings to the pipeline control system. The environmental benefit is detection of a leak of organic vapors enabling immediate corrective action in the event of a pipeline leak. | vapor monitor system consisting of 4 sensor units at the pump station and their connection to the control logic to enable the sensor units to communicate their readings to the pipeline control system. | 2011-07-08 | 25252.74 | 100
15255 | T1 | Kaneka Texas Corporation | CPVC Division | 5800 Underwood | Pasadena | TX | 77507 | Harris | Insufficient Information | Insufficient Information | Lime stone pit | Returned for failure to respond to a deficiency letter. | 2011-09-15 | 12593 | 100
15256 | T1 | Kaneka Texas Corporation | MS Polymer Division | 5800 Underwood St. | Pasadena | TX | 77507 | Harris | Insufficient Information | Insufficient Information | MS F-S307 waste gas filter | The following property is used 100% for pollution control and is installed to meet or exceed federal or state regulations. MS F-S307 WG Filter | 2011-05-18 | 11253 | 100
15257 | T1 | Kaneka Texas Corporation | Pasadena Plant | 6161 Underwood | Pasadena | TX | 77507 | Harris | CN604059352 | RN100218841 | CPD0615 Waste Water Pipeline | Returned for failure to respond to a deficiency letter. | 2011-08-30 | 16494 | 100
15258 | T1 | Kaneka Texas Corporation | MS Polymer Division | 5800 Underwood St. | Pasadena | TX | 77507 | Harris | Insufficient Information | Insufficient Information | Waste Solvent Strainer used to remove large particles from waste solvent. The environmental benefit is source reduction of hazardous waste because the removed particles can be disposed of as non-hazardous waste. | Returned for failure to respond to a deficiency letter. | 2011-08-30 | 1740 | 100
15259 | T1 | Kaneka Texas Corporation | MS Polymer Division | 5800 Underwood St. | Pasadena | TX | 77507 | Harris | Insufficient Information | Insufficient Information | MS F-S209 waste gas filter | The following property is used 100% for pollution control and is installed to meet or exceed federal or state regulations. MS F-S209 WG Filter | 2011-05-12 | 11253 | 100
15260 | T1 | Kaneka Texas Corporation | MS Polymer Division | 5800 Underwood St. | Pasadena | TX | 77507 | Harris | Insufficient Information | Insufficient Information | MS F-S732 waste gas Filter | The following property is used 100% for pollution control and is installed to meet or exceed federal or state regulations. MS F-S732 waste gas filter | 2011-05-18 | 11253 | 100
15261 | T1 | Kaneka Texas Corporation | MS Polymer Division | 5800 Underwood St. | Pasadena | TX | 77507 | Harris | Insufficient Information | Insufficient Information | MS H-S202 Waste Solvent Condenser | Returned for failure to respond to a deficiency letter. | 2011-08-30 | 66566 | 100
15262 | T1 | Kaneka Texas Corporation | MS Polymer Division | 5800 Underwood St. | Pasadena | TX | 77507 | Harris | Insufficient Information | Insufficient Information | MS H-S412 Waste Solvent Condenser | Returned for failure to respond to a deficiency letter. | 2011-08-30 | 37781 | 100
15263 | T1 | Kaneka Texas Corporation | MS Polymer Division | 5800 Underwood St. | Pasadena | TX | 77507 | Harris | Insufficient Information | Insufficient Information | MS H-S412 WG Condenser | Returned for failure to respond to a deficiency letter. | 2011-08-30 | 19789 | 100
15264 | T1 | Kaneka Texas Corporation | MS Polymer Division | 5800 Underwood St. | Pasadena | TX | 77507 | Harris | Insufficient Information | Insufficient Information | MS P-S202 Waste Solvent Transfer Pump | Returned for failure to respond to a deficiency letter. | 2011-08-30 | 6544 | 100
15265 | T1 | Kaneka Texas Corporation | MS Polymer Division | 5800 Underwood St. | Pasadena | TX | 77507 | Harris | Insufficient Information | Insufficient Information | MS P-S305A Waste Water Transfer Pump | Returned for failure to respond to a deficiency letter. | 2011-08-30 | 8160 | 100
15266 | T1 | Kaneka Texas Corporation | MS Polymer Division | 5800 Underwood St. | Pasadena | TX | 77507 | Harris | Insufficient Information | Insufficient Information | Waste Solvent Loading Pump | Returned for failure to respond to a deficiency letter. | 2011-08-30 | 7793 | 100
15267 | T1 | Kaneka Texas Corporation | MS Polymer Division | 5800 Underwood St. | Pasadena | TX | 77507 | Harris | Insufficient Information | Insufficient Information | MS P-S505 Waste Water Transfer Pump | Returned for failure to respond to a deficiency letter. | 2011-08-30 | 7607 | 100
15268 | T1 | Kaneka Texas Corporation | MS Polymer Division | 5800 Underwood St. | Pasadena | TX | 77507 | Harris | Insufficient Information | Insufficient Information | Utility area waste water transfer pump | Returned for failure to respond to a deficiency letter. | 2011-08-30 | 6725 | 100
15269 | T1 | Kaneka Texas Corporation | MS Polymer Division | 5800 Underwood St. | Pasadena | TX | 77507 | Harris | Insufficient Information | Insufficient Information | Storage area waste water transfer pump | Returned for failure to respond to a deficiency letter. | 2011-08-30 | 6725 | 100
15270 | T1 | Kaneka Texas Corporation | MS Polymer Division | 5800 Underwood St. | Pasadena | TX | 77507 | Harris | Insufficient Information | Insufficient Information | P-S507 P/B Waste Water Transfer Pump | Returned for failure to respond to a deficiency letter. | 2011-08-30 | 6725 | 100
15271 | T1 | Kaneka Texas Corporation | MS Polymer Division | 5800 Underwood St. | Pasadena | TX | 77507 | Harris | Insufficient Information | Insufficient Information | waste water receiver | Returned for failure to respond to a deficiency letter. | 2011-08-30 | 131153 | 100
15272 | T1 | Kaneka Texas Corporation | MS Polymer Division | 5800 Underwood St. | Pasadena | TX | 77507 | Harris | Insufficient Information | Insufficient Information | MS T-S421 Waste Gas Buffer Tank | The following property is used 100% for pollution control and is installed to meet or exceed federal or state regulations: MS T-S421 Waste Gas Buffer Tank | 2011-05-18 | 21589 | 100
15273 | T1 | Kaneka Texas Corporation | MS Polymer Division | 5800 Underwood St. | Pasadena | TX | 77507 | Harris | Insufficient Information | Insufficient Information | MS T-S503 Waste Solvent Tank | Returned for failure to respond to a deficiency letter. | 2011-08-30 | 94105 | 100
15274 | T1 | Kaneka Texas Corporation | MS Polymer Division | 5800 Underwood St. | Pasadena | TX | 77507 | Harris | Insufficient Information | Insufficient Information | MS V-S421 Knockout Drum | The following property is used 100% for pollution control and is installed to meet or exceed federal or state regulations: MS V-S421 Knockout Drum | 2011-05-18 | 85194 | 100
15275 | T1 | Kaneka Texas Corporation | MS Polymer Division | 5800 Underwood St. | Pasadena | TX | 77507 | Harris | Insufficient Information | Insufficient Information | MS Y-S413 WG Chilling Unit | Returned for failure to respond to a deficiency letter. | 2011-08-30 | 197899 | 100
15276 | T1 | Kaneka Texas Corporation | MS Polymer Division | 5800 Underwood St. | Pasadena | TX | 77507 | Harris | Insufficient Information | Insufficient Information | MS Z-S421A Flare Stack | The following property is used 100% for pollution control and is installed to meet or exceed federal or state regulations: MS Z-S421A Flare Stack | 2011-05-18 | 255582 | 100
15277 | T1 | Kaneka Texas Corporation | MS Polymer Division | 5800 Underwood St. | Pasadena | TX | 77507 | Harris | Insufficient Information | Insufficient Information | Flame Arrestor | The following property is used 100% for pollution control and is installed to meet or exceed federal or state regulations: Flame Arrestor | 2011-05-18 | 88194 | 100
15278 | T1 | Kaneka Texas Corporation | MS Polymer Division | 5800 Underwood St. | Pasadena | TX | 77507 | Harris | Insufficient Information | Insufficient Information | MS F-S503 Waste Solvent Strainer | Returned for failure to respond to a deficiency letter. | 2011-08-30 | 2990 | 100
15280 | T1 | US Ecology Texas, Inc. | Stabilization Building # 3 | 3277 County Road 69 | Robstown | TX | 78380 | Nueces | CN603247974 | RN101445666 | This project installed two baghouse dust collectors including bags, air pump, exhaust fan, ductwork, and hoods; and retractable dust control curtains. Use of this equipment will reduce the amount of particulate matter released into the atmosphere. | The following property is used 100% for pollution control and is installed to meet or exceed federal or state regulations: two baghouse dust collectors including bags, air pump, exhaust fan, ductwork, and hoods; and retractable dust control curtains. | 2011-06-13 | 1504100 | 100
15281 | T1 | Valero Refining Texas, LP | Valero Bill Greehey Refinery | 5900 Up River Road | Corpus Christi | TX | 78407 | Nueces | CN600127468 | RN100214386 | Flare Gas Recovery and monitoring systems. | Returned for failure to respond to a deficiency letter. | 2011-06-30 | 49100000 | 100
15282 | T1 | The Premcor Refining Group | Valero Port Arthur Refinery | 1801 South Gulfway Drive | Port Arthur | TX | 77640 | Jefferson | CN601420748 | RN102584026 | Flare gas recovery and monitoring systems. | Returned for failure to respond to a deficiency letter. | 2011-06-30 | 110000000 | 100
15283 | T1 | Dal Tile International | Manufacturing Plant | 12004 Railroad Drive | El Paso | TX | 79934 | El Paso | CN600128797 | RN100542976 | Stack system project entailed combining the stream of 12 kilns and ducting into one common higher stack system. Project included new ducting, fans, and electrical panel and higher stack. During the manufacturing process, raw materials used in the firing process, naturally create hydrogen fluoride and hydrogen chloride. Through an air dispersion modeling, it was determined that the previous system created significant offsite impact associated with these two chemicals. By modifying the stack system to a single, common, higher system, the levels of hydrogen fluoride and hydrogen chloride concentrations and impact were reduced for offsite receptors. | The following property is used 100% for pollution control and is installed to meet or exceed federal or state regulations: Stack modification, new ducting, fans and electric panel. | 2011-04-11 | 941925.36 | 100
15284 | T1 | Dallas Clean Energy, LLC | McCommas Bluff Landfill Unit 1 | 5500 Youngblood Road | Dallas | TX | 75241 | Dallas | CN603278177 | RN100218569 | Landfill gas VOC/CH4 processor | Returned for failure to respond to a deficiency letter. | 2012-07-19 | 0 | 100
15285 | T1 | Enterprise Hydrocarbons, LP | San Martin Gas Plant | 20733 Lamm Road | Elmendorf | TX | 77210 | Bexar | CN602718553 | RN100668573 | A Corken Model D19L compressor and associated controls, valves, piping, and scrubbers to recover natural gas emitted from the amine flash tank vent. | Returned for failure to respond to a deficiency letter. | 2011-06-29 | 151000 | 100
15286 | T1 | Kinder Morgan | Galena Park Terminal | 906 Clinton Dr. | Galena Park | TX | 77547 | Harris | CN601545940 | RN100237452 | Internal floating roof for TK 15-3 | The following property is used 100% for pollution control and is installed to meet or exceed federal or state regulations: Internal floating roof for TK 15-3 | 2011-04-28 | 67818 | 100
15287 | T1 | Kinder Morgan | Galena Park Terminal | 906 Clinton Dr. | Galena Park | TX | 77547 | Harris | CN601545940 | RN100237452 | Internal floating roof for Tank 125-1 (125,000 bbl) | The following property is used 100% for pollution control and is installed to meet or exceed federal or state regulations: Internal floating roof for Tank 125-1. | 2011-04-28 | 186136 | 100
15288 | T1 | Kinder Morgan | Pasadena Terminal | 1420 North Witter | Pasadena | TX | 77506 | Harris | CN601545940 | RN102941770 | Internal floating roof for Tank 30-3 (30,000 bbl) | The following property is used 100% for pollution control and is installed to meet or exceed federal or state regulations: Internal floating roof for TK 30-3. | 2011-04-28 | 92592 | 100
15289 | T1 | San Miguel Electric Cooperative, Inc. | San Miguel Generating Station | 6200 FM 3387 | Christine | TX | 78012 | Atascosa | CN600132278 | RN100226539 | Replacement of NOx Continuous Emissions Monitoring System. The environmental benefit is reduced NOx emissions and collection of emissions data that must be reported to EPA. | The following property is used 100% for pollution control and is installed to meet or exceed federal or state regulations: Replacement NOx Continuous Emissions Monitoring System (CEMS) | 2011-05-09 | 12783 | 100
15290 | T1 | San Miguel Electric Cooperative, Inc. | San Miguel Generating Station | 6200 FM 3387 | Christine | TX | 78012 | Atascosa | CN600132278 | RN100226539 | Rebuilt electrostatic precipitator (ESP). The environmental benefit is removal of particulates from flue gas prior to being exhausted to the environment . | The following property is used 100% for pollution control and is installed to meet or exceed federal or state regulations: Rebuilt electrostatic precipitator (ESP). | 2011-05-11 | 5595636 | 100
15291 | T1 | San Miguel Electric Cooperative, Inc. | San Miguel Generating Station | 6200 FM 3387 | Christine | TX | 78012 | Atascosa | CN600132278 | RN100226539 | Replacement of limestone slurry tank bottom and portion of sides extending 1 foot up from the tank bottom. The replacement material is alloy 2205 duplex stainless steel. The limestone slurry tank provides limestone slurry to the wet scrubber which controls SO2. The environmental benefits are reduction of risk of a limestone slurry spill from the tank and maintenance of the limestone slurry system reliability. | The following property is used 100% for pollution control and is installed to meet or exceed federal or state regulations: Replacement of limestone slurry tank bottom and portion of sides extending 1 foot up from the tank bottom. The replacement material is alloy 2205 duplex stainless steel. | 2011-05-11 | 444911 | 100
15292 | T1 | San Miguel Electric Cooperative, Inc. | San Miguel Generating Station | 6200 FM 3387 | Christine | TX | 78012 | Atascosa | CN600132278 | RN100226539 | Wet scrubber improvements including replacement of C & D outlet hood with 2205 alloy stainless steel; replacement of inlet dampers with guillotine dampers; replacement of A and B absorber headers with 2205 alloy stainless steel; rebuild of all four absorber bodies with 2205 alloy stainless steel; replacement of scrubber access doors with upgraded material; replacement of B absorber and quencher tank roofs with 2205 alloy stainless steel; and replacement of scrubber nozzles with higher efficiency nozzles that provide improved spray coverage in each absorber module. The environmental benefits are reduced risk of untreated flue gas being released to the environment; reduced risk of scrubber liquid spill; and improved wet scrubber efficiency. | The following property is used 100% for pollution control and is installed to meet or exceed federal or state regulations: Wet scrubber improvements including replacement of C & D outlet hood with 2205 alloy stainless steel; replacement of inlet dampers with guillotine dampers; replacement of A and B absorber headers with 2205 alloy stainless steel; rebuild of all four absorber bodies with 2205 alloy stainless steel; replacement of scrubber access doors with upgraded material; replacement of B absorber and quencher tank roofs with 2205 alloy stainless steel; and replacement of scrubber nozzles with higher efficiency nozzles that provide improved spray coverage in each absorber module. | 2011-05-11 | 4170192 | 100
15293 | T1 | San Miguel Electric Cooperative, Inc. | San Miguel Generating Station | 6200 FM 3387 | Christine | TX | 78012 | Atascosa | CN600132278 | RN100226539 | Solvent distillation system that recycles used solvent. Environmental benefit is reduction of pollution through recycling. | Withdrawn by applicant | 2011-06-16 | 20456 | 100
15294 | T1 | Tarco of Texas, Inc. | Belton Manufacturing Plant | 2403 east 6th Ave | Belton | TX | 76513 | Bell | CN600282974 | RN100572437 | Two Ceco model CMC-10000-C-P-F mist eliminators. Dust collector system for Plant 2. Condit model H-8BV-4 self venting horizontal bag bin vent with a model 80 DJ-10 bag collector. | Returned for failure to respond to a deficiency letter. | 2011-06-30 | 631358.54 | 100
15295 | T1 | Pecan Pipeline Company | Henderson Compression Station | 8911 FM 455 | Montague | TX | 76230 | Montague | CN603332263 | RN105589311 | catalytic converters. | The following property is used 100% for pollution control and is installed to meet or exceed federal or state regulations. Four catalytic converters. | 2011-05-13 | 1756372 | 100
15296 | T1 | Pecan Pipeline Company | Saint Jo Compression Station | 1824 Star Mann Road | Saint Jo | TX | 76265 | Montague | CN603332263 | RN105853097 | thermal oxidizer. | The following property is used 100% for pollution control and is installed to meet or exceed federal or state regulations. Thermal oxidizer. | 2011-05-13 | 449866 | 100
15297 | T1 | Midcontinent Express Pipeline, L.L.C. | Compressor Station #802 MEP1 | 5410 CR 24200 | Paris | TX | 75460 | Lamar | CN603260373 | RN105366199 | 8,000 HP Unit #6 catalyst converter system | The following property is used 100% for pollution control and is installed to meet or exceed federal or state regulations:8,000 HP Unit #6 catalyst converter system | 2011-04-28 | 80000 | 100
15298 | T1 | Air Products, LLC | Air Products Pasadena Plant | 1423 Pasadena Freeway | Pasadena | TX | 77506 | Harris | CN602299257 | RN100221324 | Air Products installed an integrated air pollution control system for the sulfuric acid concentrating facility. The integrated air pollution control system consists of demisters, condensers, ejectors, and a selective catalytic reduction (SCR) unit. The demisters are the first step in the plant's integrated air pollution control system. The demisters agglomerate fine particles of moisture as they exit the process separator and enter the condenser system for removal. Moisture droplets of weak sulfuric acid from the mist eliminators are condensed to liquid and directed to the sanitary sewer via the distillate handling system. The air pollution vent stream continues on to the primary and secondary ejectors. The primary and secondary ejectors employ steam to both propel the stream through the system as well as further scrubbing acids from the non-condensable and directing them to the sanitary sewer via the distillate handling system. The exhaust gases continue on the SCR unit. The integrated air pollution control system reduces emissions of both sulfuric and nitrogen oxides into the atmosphere from the manufacture of concentrated sulfuric acid employed in the manufacture and sale of Dinitrotoluene and Toluenediamine. A-2, A-5, and A-80 of the Tier I Table were listed on the application which are appropriate to describe the demisters, condensers, ejectors, and selective catalytic reduction unit, respectively. | The integrated air pollution control system for the sulfuric acid concentrating facility including demisters, condensers, ejectors, and selective catalytic reduction unit. | 2011-07-13 | 14504371 | 100
15299 | T1 | SEC Energy Products and Services | SEC MFG Facility | 9523 Fairbanks N. Houston Rd. | Houston | TX | 77064 | Harris | CN602953531 | RN100869957 | This project installed a paint booth and a paint and grit blasting booth both consisting of filtration, air handling equipment, walls, and doors. In addition the paint and grit blasting booth includes a blasting material control and recycle system. Use of this equipment will reduce particulate matter and volatile organic compound emissions. | The following property is used 100% for pollution control and is installed to meet or exceed federal or state regulations: filtration, air handling equipment, walls, and doors associated with the paint booth and filtration, air handling equipment, walls, doors, and blasting material control and recycle system associated with the paint and grit blasting booth. | 2011-10-06 | 1113450 | 100
15300 | T1 | Samsung Austin Semiconductor, LLC | Samsung Austin Semiconductor Facility | 12100 Samsung Blvd. | Austin | TX | 78753 | Travis | CN602914442 | RN100518026 | Helium Gas leak detector. The helium gas detectors are used to detect leaks or cracks in the hazardous/toxic air pollutant capture system by pressurizing the ductwork with helium and detecting leakage of the helium on the exterior of the ductwork. Such leak detection prevents an inadvertent release of hazardous/toxic air pollutants present in the hazardous/toxic pollutant capture system into the atmosphere from the presence of undetected cracks or holes in the hazardous/toxic pollutant capture system ductwork | The following property is used 100% for pollution control and is installed to meet or exceed federal or state regulations: Helium gas leak detectors. | 2011-05-05 | 578451 | 100
15301 | T1 | Samsung Austin Semiconductor, LLC | Semiconductor Fabrication Facility | 12100 Samsung Blvd. | Austin | TX | 78753 | Travis | CN602914442 | RN100518026 | Samsung Austin Semiconductor UPW system | Withdrawn by applicant | 2011-07-29 | 413719 | 100
15302 | T1 | Samsung Austin Semiconductor, LLC | Samsung Austin Semiconductor Facility | 12100 Samsung Blvd. | Austin | TX | 78753 | Travis | CN602914442 | RN100518026 | This project installed the following wastewater treatment equipment: discharge spouts, clarifier, filter press, MAG flow meter, press level indicators, clarifier tank, quick float level switch, copper wastewater equalization tank, agitator, and associated pumps, piping, valves and dedicated electrical, instrumentation and controls. Use of this equipment will improve wastewater treatment. | The following property is used 100% for pollution control and is installed to meet or exceed federal or state regulations: discharge spouts, clarifier, filter press, MAG flow meter, press level indicators, clarifier tank, quick float level switch, copper wastewater equalization tank, agitator, and associated pumps, piping, valves and dedicated electrical, instrumentation and controls installed as an addition to the wastewater treatment system. | 2011-08-16 | 4171333 | 100
15303 | T1 | Samsung Austin Semiconductor, LLC | Austin Fabrication Facility | 12100 Samsung Blvd. | Austin | TX | 78753 | Travis | CN602914442 | RN100518026 | This project installed the following additional equipment to the Saturn Project Industrial Wastewater Treatment System: four receiving tanks, three neutralization tanks, three reaction tanks, two monitoring tanks, a coagulation tank, five chemical/caustic storage tanks, a lime slurry dilution tank, a polymer mixing tank, eleven agitators, a sludge tank, a press cleaning tank, a filtrate tank and associated pumps, piping, valves and dedicated electrical, instrumentation and controls. Use of this equipment will improve wastewater treatment. | The following property is used 100% for pollution control and is installed to meet or exceed federal or state regulations: four receiving tanks, three neutralization tanks, three reaction tanks, two monitoring tanks, a coagulation tank, five chemical/caustic storage tanks, a lime slurry dilution tank, a polymer mixing tank, eleven agitators, a sludge tank, a press cleaning tank, a filtrate tank and associated pumps, piping, valves and dedicated electrical, instrumentation and controls installed as additions to the wastewater treatment system. | 2011-08-16 | 12494970 | 100
15304 | T1 | Samsung Austin Semiconductor, LLC | Austin Fabrication Facility | 12100 Samsung Blvd. | Austin | TX | 78753 | Travis | CN602914442 | RN100518026 | This project installed the A2 Fab2 Industrial Wastewater Treatment System: four receiving tanks, three neutralization tanks, two monitoring tanks, three chemical/caustic storage tanks, gas scrubber system, nine agitators/mixer, eight sump pumps, lime slurry dilution tank, clarifier, coagulation tank, sludge storage system, filtrate system, flume system, filter press, three reaction tanks, two lime slurry dilution tanks, polymer mixing tank, sludge tank, filtrate tank, interconnections to the city water system, and associated pumps, piping, valves and dedicated electrical, instrumentation and controls. Use of this equipment will improve wastewater treatment. | The following property is used 100% for pollution control and is installed to meet or exceed federal or state regulations: A2 Fab2 Industrial Wastewater Treatment System consisting of four receiving tanks, three neutralization tanks, two monitoring tanks, three chemical/caustic storage tanks, gas scrubber system, nine agitators/mixer, eight sump pumps, lime slurry dilution tank, clarifier, coagulation tank, sludge storage system, filtrate system, flume system, filter press, three reaction tanks, two lime slurry dilution tanks, polymer mixing tank, sludge tank, filtrate tank, interconnections to the city water system, and associated pumps, piping, valves and dedicated electrical, instrumentation and controls. | 2011-09-23 | 9776216 | 100
15305 | T1 | Samsung Austin Semiconductor, LLC | Austin Fabrication Facility | 12100 Samsung Blvd. | Austin | TX | 78753 | Travis | CN602914442 | RN100518026 | Burn Wet Scrubbers (the PC property) are integrated units of pollution control property, utilized for the common purposed of controlling and reducing atmospheric hazardous/toxic emissions from the Samsung Austin Semiconductor (SAS) facility production processes. The hazardous/toxic emissions generated during the fabrication processes are directed into the PC property, which consists of a thermal chamber and a wet scrubber system. The high temperature thermal chamber destroys pyrophoric and spontaneously combustible gases. Other hazardous/toxic compounds are converted to soluble product s in the chamber. The second section of the PC property is the wet scrubber. The water scrubber removes soluble hazardous/toxic pollutants before the exhaust gas is sent to the facility’s exhaust system. The water is discharged to the facility’s wastewater treatment plant. | Burn Wet Scrubbers. | 2011-05-12 | 4468824 | 100
15306 | T1 | Salado at Walnut Creek Partner, LLC | Salado at Walnut Creek Apartments | 2104 E. Anderson Lane | Austin | TX | 78752 | Travis | CN603549452 | RN101228682 | This project installed a storm water retention and control system consisting of two storm water retention ponds, the clay lined ditch on the western property boundary, and screen covered manholes and drainage pipes; final cover system consisting of materials injected into the ground to provide structure and prevent soil settlement; leachate collection and removal systems consisting of sloping concrete surfaces including drains, sumps, and piping installed to collect storm water; groundwater monitoring wells and associated systems; and the slurry walls and barrier walls installed to prevent lateral migration of liquids. Use of this equipment will prevent storm water infiltration into the landfill cells. | The following property is used 100% for pollution control and is installed to meet or exceed federal or state regulations: storm water retention and control system consisting of two storm water retention ponds, the clay lined ditch on the western property boundary, and screen covered manholes and drainage pipes; final cover system consisting of materials injected into the ground to provide structure and prevent soil settlement; leachate collection and removal systems consisting of sloping concrete surfaces including drains, sumps, and piping installed to collect storm water; groundwater monitoring wells and associated systems; and the slurry walls and barrier walls installed to prevent lateral migration of liquids. Use of this equipment will prevent storm water infiltration into the landfill cells. | 2012-07-12 | 998803 | 100
15307 | T1 | American Wood Fibers | American Wood Fibers Facility | 6203 F.M. 1998 | Marshall | TX | 75670 | Harrison | CN603477852 | RN105730634 | Rotex dust collector, dust collector, and shavings bin. | Returned for failure to respond to a deficiency letter. | 2011-06-29 | 0 | 100
15308 | T1 | Sherwin Alumina Company, LLC | Sherwin Alumina Company Facility | 4633 Highway 361 | Gregory | TX | 78359 | San Patricio | CN603527359 | RN102318847 | The fugitive particulate emissions control system was installed at Sherwin Alumina’s deepwater port in 2010. The system consists of the following two subsystems: 1. Bauxite hopper particulate controls and dedicated ancillary support systems; and 2. Conveyor particulate controls and dedicated ancillary support system. Bauxite hopper particulate controls include wind screens and dry fog system. Each of the two Bauxite hoppers at the Sherwin Port has two 12-foot high wind screens installed on the north and south sides to prevent such fugitive dust emissions. The newly installed dry fog system utilizes compressed air and water to produce a very dry fog. The dry fog system installed on the two Bauxite hopper consists of two banks of nozzles which direct the water/compressed air mixture over the pile of material present in the hopper. These ultra-fine water droplets agglomerate dust particles, particulate matter having size 10 microns or smaller. The slightly wetted dust particles are heavy enough to be removed from the air by their added weight, reduction fugitive emissions from the unloading process. Conveyor particulate controls system includes covers to eliminate fugitive dust emissions. | The following property is used 100% for pollution control and is installed to meet or exceed federal or state regulations: Fugitive particulate emissions control system. | 2011-05-12 | 2523450 | 100
15309 | T1 | Dril-Quip, Inc. | Eldridge Parkway Facility | 6401 N. Edridge Parkway | Houston | TX | 77041 | Harris | CN600322622 | RN102150570 | Low NOx burners | Returned for failure to respond to a deficiency letter. | 2011-09-15 | 675000 | 100
15314 | T1 | Allsup Petroleum, Inc. | Allsup Petroleum #328 | 1741 Hwy 351 | Abilene | TX | 79605 | Taylor | CN601099260 | RN102032117 | This project installed double-walled tanks, double-walled pipes, sumps, automatic tank gauging, automatic line leak detectors, overfill alarms, and secondary containment monitoring for a service station. Use of the equipment will provide groundwater protection. | The following property is used 100% for pollution control and is installed to meet or exceed federal or state regulations: sumps, automatic tank gauging, automatic line leak detectors, overfill alarms, secondary containment monitoring, the incremental cost difference between the cost of the double-walled tanks and the cost of similarly sized single-walled tanks, and the incremental cost difference between the cost of the double-walled pipes and the cost of comparable single-walled pipes. | 2011-08-31 | 125700.17 | 100
15315 | T1 | Ardex, LP | ARDEX Mansfield Manufacturing Facility | 210 Airport Road | Mansfield | TX | 76063 | Tarrant | CN603365560 | RN105537161 | Dust collection | Returned for failure to respond to a deficiency letter. | 2011-09-15 | 1238045 | 100
15316 | T1 | Akzo Nobel Surface Chemistry, LLC | Akzo Nobel Houston Plant | 15200 Almeda Road | Houston | TX | 77053 | Fort Bend | CN601580566 | RN100219393 | This project installed a John Zinc Company COOLFuel technology retrofit package on the B4 Boiler. Use of this technology reduces thermal NOx formation. | The following property is used 100% for pollution control and is installed to meet or exceed federal or state regulations: John Zinc Company COOLFuel technology retrofit package installed on the B4 Boiler. | 2011-06-06 | 68305 | 100
15317 | T1 | Akzo Nobel Surface Chemistry, LLC | Akzo Nobel Houston Plant | 15200 Almeda Road | Houston | TX | 77053 | Fort Bend | CN601580566 | RN100219393 | This project installed a water scrubber to control fumes generated by drumming Armohib 28. | The following property is used 100% for pollution control and is installed to meet or exceed federal or state regulations: water scrubber. | 2011-07-13 | 29540.21 | 100
15318 | T1 | Akzo Nobel Surface Chemistry, LLC | Akzo Nobel Houston Plant | 15200 Almeda Road | Houston | TX | 77053 | Fort Bend | CN601580566 | RN100219393 | This project installed four pH probes and a transmitter wired to the control system. The use of this equipment allows for the proper pH adjustment of material being sent to the disposal well. | The following property is used 100% for pollution control and is installed to meet or exceed federal or state regulations: four pH probes and a transmitter. | 2011-07-13 | 17342.5 | 100
15319 | T1 | Akzo Nobel Surface Chemistry, LLC | Akzo Nobel Houston Plant | 15200 Almeda Road | Houston | TX | 77053 | Fort Bend | CN601580566 | RN100219393 | Stack analyzers for measuring VOCs | Returned for failure to respond to a deficiency letter. | 2011-05-13 | 17342.5 | 100
15320 | T1 | Akzo Nobel Surface Chemistry, LLC | Akzo Nobel Houston Plant | 15200 Almeda Road | Houston | TX | 77053 | Fort Bend | CN601580566 | R100219393 | Installed a duplex strainer of the V003 Scrubber fluid/ | Returned for failure to respond to a deficiency letter. | 2011-09-15 | 6052.26 | 100
15321 | T1 | Akzo Nobel Surface Chemistry, LLC | Akzo Nobel Houston Plant | 15200 Almeda Road | Houston | TX | 77053 | Fort Bend | CN601580566 | RN100219393 | This project installed an 8-inch vent line from Kettle K100 to the emission control system. Use of the vent line prevents VOC release to the atmosphere. | The following property is used 100% for pollution control and is installed to meet or exceed federal or state regulations: 8-inch vent line installed between the Kettle K100 and the emission control system. | 2011-06-06 | 42404.51 | 100
15322 | T1 | Akzo Nobel Surface Chemistry, LLC | Akzo Nobel Houston Plant | 15200 Almeda Road | Houston | TX | 77053 | Fort Bend | CN601580566 | RN100219393 | This project replaced the vent line between the A200 Sulfonation unit and the vent gas scrubber. Use of the vent line prevents the accidental release of VOCs. | The following property is used 100% for pollution control and is installed to meet or exceed federal or state regulations: vent line installed between the A200 Sulfonation unit and the vent gas scrubber. | 2011-06-06 | 14445.96 | 100
15323 | T3 | Sandow Power Company, LLC | Sandow 5 Generating Plant | 3708 Charles Martin Hall Road | Rockdale | TX | 76567 | Milam | CN603256405 | RN105369805 | Sandow 5 generating plant (the facility) is a 581 MW lignite-fired electric generating facility that utilizes circulating fluidized bed (CFB) boiler technology (a fluidized bed combustion system), which includes identical Boiler 5A and 5B. In general, CFB boilers burn fuel in an air-suspended mass, or bed, of particles. In coal-fired systems, the fuel is burned in an air suspended bed of inert ash particles and limestone, where sulfur dioxide (SO2) is absorbed by the limestone and nitrogen oxides (NOx) formation is limited by lower operating temperature and staged combustion. By controlling bed temperature and using the limestone reagent, emissions of NOx and SO2 can be controlled. The pollution control property reduces the formation of and/or controls the emissions of SO2 and NOx associated with the combustion of lignite. | The following property is used 100% for pollution control and is installed to meet or exceed federal or state regulations: Sandow 5 circulating fluidized bed (CFB) boiler components. | 2011-07-07 | 324914056 | 100
15324 | T1 | Calabrian Corporation | Chemical Manufacturing Plant | 5500 Highway 366 | Port Neches | TX | 77651 | Jefferson | CN602400954 | RN101645018 | Repaired curbing at Sodium Bisulfate Solution Production Unit and truck loading area; and new curbing around the Sodium Thiosulfate Production unit. | The following property is used 100% for pollution control and is installed to meet or exceed federal or state regulations. The repaired curbing at Sodium Bisulfate Solution Production Unit and truck loading area and the new curbs around the Sodium Thiosulfate Production unit. | 2011-05-16 | 26509.36 | 100
15325 | T1 | American Marazzi Tile, Inc. | Headquarters and Manufacturing Facility | 359 Clay Rd. | Sunnyvale | TX | 75182 | Dallas | CN600129522 | RN100218080 | CEMS installed on Kilns 3 and 4 to monitor NOx and CO emissions | The following property is used 100% for pollution control and is installed to meet or exceed federal or state regulations. Continuous emissions monitoring system (CEMS) installed on Kilns 3 and 4 to monitor NOx and CO emissions | 2011-04-21 | 192561.11 | 100
15326 | T1 | American Marazzi Tile, Inc. | Headquarters and Manufacturing Facility | 359 Clay Rd. | Sunnyvale | TX | 75182 | Dallas | CN600129522 | RN100218080 | CEMS for NOx and CO installed on Kiln Dryer A | The following property is used 100% for pollution control and is installed to meet or exceed federal or state regulations. Continuous emissions monitoring system (CEMS) installed to monitor NOx and CO emissions from Kiln Dryer A. | 2011-04-21 | 184461.4 | 100
15327 | T1 | American Marazzi Tile, Inc. | Headquarters and Manufacturing Facility | 359 Clay Rd. | Sunnyvale | TX | 75182 | Dallas | CN600129522 | RN100218080 | CEMS to monitor NOx and CO emissions from Kilns A1 and A2. | The following property is used 100% for pollution control and is installed to meet or exceed federal or state regulations. Continuous emissions monitoring system (CEMS) installed to monitor NOx and CO emissions from Kilns A1 and A2. | 2011-04-21 | 192561.11 | 100
15328 | T1 | Tyler Pipe Company | Tyler Pipe Manufacturing Facility | 11910 CR 492 | Tyler | TX | 75706 | Smith | CN602902231 | RN102679867 | Tyler Pipe replaced and relocated the baghouse exhaust stack closer to the baghouse. The baghouse exhaust stack is part of the cupola baghouse. It captures emission gases from the cupola melting process, filters, and then releases the cleaned gases through the stack as required by the operational permit. The original stack was 200 feet from the baghouse. This allowed the gas temperature to cool and generated condensate to corrode the stack and the duct work. To replace and relocate the baghouse exhaust stack closer to the baghouse will reduce the duck work and the potential of corrosion. | The following property is used 100% for pollution control and is installed to meet or exceed federal or state regulations: Baghouse exhaust stack | 2011-05-18 | 87500 | 100
15329 | T1 | TransMontaigne Product Services, Inc. | Southwest Terminal | 10150 Highway 48 | Brownsville | TX | 78521 | Cameron | CN601451990 | RN100840818 | internal floating roof for storage tank. | The following property is used 100% for pollution control and is installed to meet or exceed federal or state regulations. Internal floating roof for storage tank #1019, | 2011-05-17 | 263220 | 100
15330 | T1 | TransMontaigne Product Services, Inc. | TransMontaigne Tejano Terminal | 6200 State Highway 48 | Brownsville | TX |  | Cameron | CN601451990 | RN100838226 | John Zink Model ZCT-3-8-50-X-2/8-2/8-X-X vapor control unit. | The following property is used 100% for pollution control and is installed to meet or exceed federal or state regulations. John Zink Model ZCT-3-8-50-X-2/8-2/8-X-X vapor control unit. | 2011-05-17 | 288478 | 100
15331 | T1 | The Sherwin-Williams Co. | Ennis Texas Facility | 301 West Plant Road | Ennis | TX | 75119 | Ellis | CN600278600 | RN100212166 | regenerative thermal oxidizer. | The following property is used 100% for pollution control and is installed to meet or exceed federal or state regulations. regenerative thermal oxidizer. | 2011-05-13 | 809304.51 | 100
15332 | T1 | KMCO, LP | Crosby Manufacturing Plant | 16503 Ramsey Road | Crosby | TX | 77532 | Harris | CN603793209 | RN101613511 | KMCO purchased steel drums for waste collection. Steel drums are used for waste consolidation and segregation to facilitate recycling. | The following property is used 100% for pollution control and is installed to meet or exceed federal or state regulations: steel drums for waste collection. | 2011-07-06 | 14400 | 100
15333 | T1 | KMCO, LP | Crosby Manufacturing Plant | 16503 Ramsey Road | Crosby | TX | 77532 | Harris | CN603793209 | RN101613511 | Cathodic protection of steel tank | Withdrawn on 5/13/11. | 2011-05-16 | 9000 | 100
15334 | T1 | KMCO, LP | Crosby Manufacturing Plant | 16503 Ramsey Road | Crosby | TX | 77532 | Harris | CN603793209 | RN101613511 | Spill response equipment | The following property is used 100% for pollution control and is installed to meet or exceed federal or state regulations: Spill response equipment. | 2011-05-12 | 6800 | 100
15335 | T1 | KMCO, LP | Crosby Manufacturing Plant | 16503 Ramsey Road | Crosby | TX | 77532 | Harris | CN603793209 | RN101613511 | Secondary containment in the 1700 series tank farm | The following property is used 100% for pollution control and is installed to meet or exceed federal or state regulations: Secondary containment in the 1700 series tank farm | 2011-05-12 | 11200 | 100
15336 | T1 | KMCO, LP | Crosby Manufacturing Plant | 16503 Ramsey Road | Crosby | TX | 77532 | Harris | CN603793209 | RN101613511 | Vacuum condenser to recover vapors of maleic anhydride from reactor H11. Recovered maleic anhydride vapor is routed to a waste scrubber. | The following property is used 100% for pollution control and is installed to meet or exceed federal or state regulations: Vapor condensers | 2011-05-12 | 3000 | 100
15337 | T1 | KMCO, LP | Crosby Manufacturing Plant | 16503 Ramsey Road | Crosby | TX | 77532 | Harris | CN603793209 | RN101613511 | Aeration equipment for the wastewater treatment system | The following property is used 100% for pollution control and is installed to meet or exceed federal or state regulations: Aeration equipment for the wastewater treatment system aeration tank. | 2011-05-12 | 34303 | 100
15338 | T1 | KMCO, LP | Crosby Manufacturing Plant | 16503 Ramsey Road | Crosby | TX | 77532 | Harris | CN603793209 | RN101613511 | Reconditioned drum for waste collection | The following property is used 100% for pollution control and is installed to meet or exceed federal or state regulations: Welding of pipe joints in the 1700 series tank farm. | 2011-05-19 | 27000 | 100
15339 | T1 | KMCO, LP | Crosby Manufacturing Plant | 16503 Ramsey Road | Crosby | TX | 77532 | Harris | CN603793209 | RN101613511 | KMCO installed thermocouple and flow meter to monitor flare operations. Using the flare monitoring equipment insures that the flare is in compliance and destroying waste gas emission as required. | The following property is used 100% for pollution control and is installed to meet or exceed federal or state regulations: Flare monitoring equipment. | 2011-05-16 | 2550 | 100
15340 | T1 | KMTEX | Port Arthur Manufacturing Plant | 2450 S. Gulfway Drive | Port Arthur | TX | 77641 | Jefferson | CN600350730 | RN100640283 | Concrete secondary containment for the 1000 series Tank Farm, | The following property is used 100% for pollution control and is installed to meet or exceed federal or state regulations: Concrete secondary containment for the 1000-series Tank Farm | 2011-05-12 | 177980.92 | 100
15341 | T1 | Cytec Engineered Materials | Greenville Facility | 4300 Jackson | Greenville | TX | 75402 | Hunt | CN600726590 | RN101330561 | Regenerative thermal oxidizer. | The following property is used 100% for pollution control and is installed to meet or exceed federal or state regulations. Regenerative thermal oxidizer. | 2011-05-13 | 2108674 | 100
15342 | T2 | General Truck Body Mfg. Co. | Custom Division | 6901 Avenue V | Houston | TX | 77011 | Harris | CN601727472 | Insufficient Information | This project installed a Unicure 1000T Truck Spray Booth. Use of the booth will reduce air emissions from painting operations. | The following property is used 100% for pollution control and is installed to meet or exceed federal or state regulations: Unicure 1000T Truck Spray Booth. | 2011-09-07 | 304550 | 100
15343 | T1 | GEEP Texas, LLC | GEEP Texas Processing Facility | 2501 N. Great SW Parkway | Grand Prairie | TX | 75050 | Tarrant | CN603394214 | RN105598171 | This project installed a dust collection system consisting of extraction piping, a cyclone filter and a baghouse. Use of this equipment will reduce the amount of particulate released into the atmosphere. | The following property is used 100% for pollution control and is installed to meet or exceed federal or state regulations: dust collection system consisting of extraction piping, a cyclone filter and a baghouse used to collect metallic material which is then disposed of offsite. | 2012-03-28 | 311268 | 100
15344 | T1 | Kracker Enterprises, LLC dba Dr. Kracker | Dr. Kracker Bakery | 1100 Klein Rd Ste. 200 | Plano | TX | 75074 | Collin | Insufficient Information | Insufficient Information | A heat exchanger and SO2 elutriator to eliminate SO2 and reduce NO& CO emissions | Returned for failure to respond to a deficiency letter. | 2011-11-07 | 217190.15 | 100
15345 | T1 | The Sabine Mining Company | SMC Lignite Coal Mine | 6501 Farm Road 968 West | Hallsville | TX | 75650 | Harrison | CN600835797 | RN103968707 | This project constructed two sediment ponds with four sediment pump barges including pumps, piping, and generators. Use of this equipment will prevent run-off into waters of the state. | The following property is used 100% for pollution control and is installed to meet or exceed federal or state regulations: two sediment ponds and four sediment pump barges including pumps, piping, and generators. | 2011-07-08 | 3766726.92 | 100
15346 | T2 | The Sabine Mining Company | SMC Lignite Coal Mine | 6501 Farm Road 968 West | Hallsville | TX | 75650 | Harrison | CN600835797 | RN103968707 | Caterpillar D10N dozer, Unit Number XXXXXX, VIN# XXXXXXXX. This equipment is used to provide requirement soil reclamation. | The following property is used 100% for pollution control and is installed to meet or exceed federal or state regulations: Caterpillar D10N dozer, Unit Number XXXXXX, VIN# XXXXXXXX. | 2011-07-06 | 819948.69 | 100
15347 | T1 | Nabors Drilling USA, LP | Drilling Rig 7 | 2.7 Miles South of Bevil Oaks | Bevil Oaks | TX |  | Jefferson | CN600290928 | RN100699271 | Double ram blowout preventer; single ram blowout preventer; blowout preventer accumulator unit; land trip tank; and drilling mud degasser, desander, and desilter. The Tier I Table Numbers are M-13 and M-14. Use of this equipment prevents groundwater contamination. | The following property is used 100% for pollution control and is installed to meet or exceed federal or state regulations: double ram blowout preventer; single ram blowout preventer; blowout preventer accumulator unit; land trip tank; and drilling mud degasser, desander, and desilter. | 2011-08-03 | 356561 | 100
15348 | T1 | Nabors Drilling USA, LP | Drilling Rig 141 | 14 Miles North of Pecos | Pecos | TX |  | Ward | CN600290928 | RN100699271 | Double ram blowout preventer; single ram blowout preventer; blowout preventer accumulator unit; and drilling mud desander and desilter. The Tier I Table Numbers are M-13 and M-14. Use of this equipment prevents groundwater contamination. | The following property is used 100% for pollution control and is installed to meet or exceed federal or state regulations: double ram blowout preventer; single ram blowout preventer; blowout preventer accumulator unit; and drilling mud desander and desilter. | 2011-08-03 | 276236 | 100
15349 | T1 | Nabors Drilling USA, LP | Drilling Rig 255 | 3.2 Miles Northwest of Rosston | Rosston | TX |  | Cooke | CN600290928 | RN100699271 | Double ram blowout preventer and blowout preventer choke manifold. Use of this equipment prevents groundwater contamination. | The following property is used 100% for pollution control and is installed to meet or exceed federal or state regulations: double ram blowout preventer and blowout preventer choke manifold. | 2011-08-03 | 352528 | 100
15350 | T1 | Nabors Drilling USA, LP | Drilling Rig 349 | 18 Miles Southwest of Midkiff | Midkiff | TX |  | Upton | CN600290928 | RN100699271 | Double ram blowout preventer; blowout preventer accumulator unit; blowout preventer choke manifold; land trip tank; and drilling mud desander and desilter. The Tier I Table Numbers are M-13 and M-14. Use of this equipment prevents groundwater contamination. | The following property is used 100% for pollution control and is installed to meet or exceed federal or state regulations: double ram blowout preventer; blowout preventer accumulator unit; blowout preventer choke manifold; land trip tank; and drilling mud desander and desilter. | 2011-08-03 | 320928 | 100
15351 | T1 | Nabors Drilling USA, LP | Drilling Rig 412 | 5 Miles Northeast of Weatherford | Weatherford | TX |  | Parker | CN600290928 | RN100699271 | Double ram blowout preventer; blowout preventer accumulator unit; blowout preventer choke manifold; land trip tank; and drilling mud degasser, desander, and desilter. The Tier I Table Numbers are M-13 and M-14. Use of this equipment prevents groundwater contamination. | The following property is used 100% for pollution control and is installed to meet or exceed federal or state regulations: double ram blowout preventer; single ram blowout preventer; blowout preventer accumulator unit; blowout preventer choke manifold; land trip tank; and drilling mud degasser, desander, and desilter. | 2011-08-03 | 506580 | 100
15352 | T1 | Nabors Drilling USA, LP | Drilling Rig 730 | 5.8 Miles Southeast of Garden City | Garden City | TX |  | Glasscock | CN600290928 | RN100699271 | Double ram blowout preventer; blowout preventer accumulator unit; land trip tank; and drilling mud desander and desilter. The Tier I Table Numbers are M-13 and M-14. Use of this equipment prevents groundwater contamination. | The following property is used 100% for pollution control and is installed to meet or exceed federal or state regulations: double ram blowout preventer; blowout preventer accumulator unit; land trip tank; and drilling mud desander and desilter. | 2011-08-03 | 506580 | 100
15353 | T1 | Nabors Drilling USA, LP | Drilling Rig 733 | 2.6 Miles South of Monroe City | Monroe City | TX |  | Chambers | CN600290928 | RN100699271 | Double ram blowout preventer; single ram blowout preventer; blowout preventer accumulator unit; blowout preventer choke manifold; land trip tank; and drilling mud degasser, desander, and desilter. The Tier I Table Numbers are M-13 and M-14. Use of this equipment prevents groundwater contamination. | The following property is used 100% for pollution control and is installed to meet or exceed federal or state regulations: double ram blowout preventer; single ram blowout preventer; blowout preventer accumulator unit; blowout preventer choke manifold; land trip tank; and drilling mud degasser, desander, and desilter. | 2011-08-03 | 755719 | 100
15354 | T1 | Nabors Drilling USA, LP | Drilling Rig 735 | 8.3 Miles Northeast of Beckville | Beckville | TX |  | Panola | CN600290928 | RN100699271 | Double ram blowout preventer; single ram blowout preventer; blowout preventer accumulator unit; blowout preventer choke manifold; and drilling mud degasser, desander, and desilter. The Tier I Table Numbers are M-13 and M-14. Use of this equipment prevents groundwater contamination. | The following property is used 100% for pollution control and is installed to meet or exceed federal or state regulations: double ram blowout preventer; single ram blowout preventer; blowout preventer accumulator unit; blowout preventer choke manifold; and drilling mud degasser, desander, and desilter. | 2011-08-03 | 686484 | 100
15355 | T1 | Nabors Drilling USA, LP | Drilling Rig 776 | 9.6 Miles East of McCook | McCook | TX |  | Starr | CN600290928 | RN100699271 | Double ram blowout preventer; single ram blowout preventer; blowout preventer accumulator unit; blowout preventer choke manifold; land trip tank; and drilling mud degasser, desander, and desilter. The Tier I Table Numbers are M-13 and M-14. Use of this equipment prevents groundwater contamination. | The following property is used 100% for pollution control and is installed to meet or exceed federal or state regulations: double ram blowout preventer; single ram blowout preventer; blowout preventer accumulator unit; blowout preventer choke manifold; land trip tank; and drilling mud degasser, desander, and desilter. | 2011-08-03 | 1546589 | 100
15356 | T1 | Nabors Drilling USA, LP | Drilling Rig 796 | 5.9 Miles Southeast of Shelbyville | Shelbyville | TX |  | Shelby | CN600290928 | RN100699271 | Double ram blowout preventer; single ram blowout preventer; blowout preventer accumulator unit; blowout preventer choke manifold; and drilling mud degasser, desander, and desilter. The Tier I Table Numbers are M-13 and M-14. Use of this equipment prevents groundwater contamination. | The following property is used 100% for pollution control and is installed to meet or exceed federal or state regulations: double ram blowout preventer; single ram blowout preventer; blowout preventer accumulator unit; blowout preventer choke manifold; and drilling mud degasser, desander, and desilter. | 2011-08-03 | 914338 | 100
15357 | T1 | Nabors Drilling USA, LP | Drilling Rig F12 | 3.2 Miles Southwest of Center | Center | TX |  | Shelby | CN600290928 | RN100699271 | Double ram blowout preventer, single ram blowout preventer, blowout preventer accumulator unit, blowout preventer choke manifold, land trip tank, and drilling mud degasser. The Tier I Table Numbers are M-13 and M-14. Use of this equipment prevents groundwater contamination. | The following property is used 100% for pollution control and is installed to meet or exceed federal or state regulations: double ram blowout preventer, single ram blowout preventer, blowout preventer accumulator unit, blowout preventer choke manifold, land trip tank, and drilling mud degasser. | 2011-08-03 | 1125773 | 100
15358 | T1 | Nabors Drilling USA, LP | Drilling Rig F26 | 5 Miles Northeast of Wheeler | Wheeler | TX |  | Wheeler | CN600290928 | RN100699271 | Double ram blowout preventer, single ram blowout preventer, blowout preventer accumulator unit, blowout preventer choke manifold, land trip tank, and drilling mud degasser. The Tier I Table Numbers are M-13 and M-14. Use of this equipment prevents groundwater contamination. | The following property is used 100% for pollution control and is installed to meet or exceed federal or state regulations: double ram blowout preventer, single ram blowout preventer, blowout preventer accumulator unit, blowout preventer choke manifold, land trip tank, and drilling mud degasser. | 2011-08-03 | 1215427 | 100
15359 | T1 | Nabors Drilling USA, LP | Drilling Rig F30 | 3.3 Miles North of Roganville | Roganville | TX |  | Jasper | CN600290928 | RN100699271 | Double ram blowout preventer, single ram blowout preventer, blowout preventer accumulator unit, blowout preventer choke manifold, land trip tank, and drilling mud degasser. The Tier I Table Numbers are M-13 and M-14. Use of this equipment prevents groundwater contamination. | The following property is used 100% for pollution control and is installed to meet or exceed federal or state regulations: double ram blowout preventer, single ram blowout preventer, blowout preventer accumulator unit, blowout preventer choke manifold, land trip tank, and drilling mud degasser. | 2011-08-03 | 1159033 | 100
15360 | T1 | Nabors Drilling USA, LP | Drilling Rig M06 | 19.4 Miles Northwest of Pyote | Pyote | TX |  | Ward | CN600290928 | RN100699271 | double ram blowout preventer, single ram blowout preventer, blowout preventer accumulator unit, blowout preventer choke manifold, land trip tank, and drilling mud degasser. The Tier I Table Numbers are M-13 and M-14. Use of this equipment prevents groundwater contamination. | The following property is used 100% for pollution control and is installed to meet or exceed federal or state regulations: double ram blowout preventer, single ram blowout preventer, blowout preventer accumulator unit, blowout preventer choke manifold, land trip tank, and drilling mud degasser. | 2011-08-03 | 1157556 | 100
15361 | T1 | Nabors Drilling USA, LP | Drilling Rig M12 | 3.15 West of Joaquin | Joaquin | TX |  | Panola | CN600290928 | RN100699271 | Double ram blowout preventer, single ram blowout preventer, blowout preventer accumulator unit, blowout preventer choke manifold, land trip tank, and drilling mud degasser. The Tier I Table Numbers are M-13 and M-14. Use of this equipment prevents groundwater contamination. | The following property is used 100% for pollution control and is installed to meet or exceed federal or state regulations: double ram blowout preventer, single ram blowout preventer, blowout preventer accumulator unit, blowout preventer choke manifold, land trip tank, and drilling mud degasser. | 2011-08-03 | 1193532 | 100
15362 | T1 | Nabors Drilling USA, LP | Drilling Rig M17 | 7 Miles Northwest of Beckville | Beckville | TX |  | Panola | CN600290928 | RN100699271 | Double ram blowout preventer, single ram blowout preventer, blowout preventer accumulator unit, blowout preventer choke manifold, land trip tank, and drilling mud degasser. The Tier I Table Numbers are M-13 and M-14. Use of this equipment prevents groundwater contamination. | The following property is used 100% for pollution control and is installed to meet or exceed federal or state regulations: double ram blowout preventer, single ram blowout preventer, blowout preventer accumulator unit, blowout preventer choke manifold, land trip tank, and drilling mud degasser. | 2011-08-03 | 1372000 | 100
15363 | T1 | Nabors Drilling USA, LP | Drilling Rig M20 | 4 Miles Southwest of Marshall | Marshall | TX |  | Harrison | CN600290928 | RN100699271 | Double ram blowout preventer, single ram blowout preventer, blowout preventer accumulator unit, blowout preventer choke manifold, land trip tank, and drilling mud degasser. The Tier I Table Numbers are M-13 and M-14. Use of this equipment prevents groundwater contamination. | The following property is used 100% for pollution control and is installed to meet or exceed federal or state regulations: double ram blowout preventer, single ram blowout preventer, blowout preventer accumulator unit, blowout preventer choke manifold, land trip tank, and drilling mud degasser. | 2011-08-03 | 1321215 | 100
15364 | T1 | Nabors Drilling USA, LP | Drilling Rig M28 | 2 Miles Southeast of Marshall | Marshall | TX |  | Harrison | CN600290928 | RN100699271 | Double ram blowout preventer, single ram blowout preventer, blowout preventer accumulator unit, blowout preventer choke manifold, land trip tank, and drilling mud degasser. The Tier I Table Numbers are M-13 and M-14. Use of this equipment prevents groundwater contamination. | The following property is used 100% for pollution control and is installed to meet or exceed federal or state regulations: double ram blowout preventer, single ram blowout preventer, blowout preventer accumulator unit, blowout preventer choke manifold, land trip tank, and drilling mud degasser. | 2011-08-03 | 1148998 | 100
15365 | T1 | Nabors Drilling USA, LP | Drilling Rig M30 | 4.3 Miles Southeast of Marshall | Marshall | TX |  | Harrison | CN600290928 | RN100699271 | Double ram blowout preventer, single ram blowout preventer, blowout preventer accumulator unit, blowout preventer choke manifold, land trip tank, and drilling mud degasser. The Tier I Table Numbers are M-13 and M-14. Use of this equipment prevents groundwater contamination. | The following property is used 100% for pollution control and is installed to meet or exceed federal or state regulations: double ram blowout preventer, single ram blowout preventer, blowout preventer accumulator unit, blowout preventer choke manifold, land trip tank, and drilling mud degasser. | 2011-08-03 | 1090283 | 100
15366 | T1 | Optim Energy Twin Oaks, LP | Twin Oaks Power Station | 13065 Plant Road | Bremond | TX | 76629 | Robertson | CN603023250 | RN105971238 | This project installed a Mobotec USA Rotating Over-Fire Air (ROFA) and a ROTAMIX ammonia injection system for the Unit 2 boiler. Use of this equipment will reduce NOx emissions | The following property is used 100% for pollution control and is installed to meet or exceed federal or state regulations: Mobotec USA Rotating Over-Fire Air (ROFA) and a ROTAMIX ammonia injection system. | 2011-08-05 | 3911761 | 100
15367 | T3 | Waste Management of Texas, Inc. | DFW RDF LFG to Energy Facility | 1600 Railroad Street | Lewisville | TX | 75057 | Denton | CN600127856 | RN100542257 | Landfill Gas to Electricity System. | Returned for failure to respond to a deficiency letter. | 2011-09-15 | 2317393 | 100
15368 | T3 | Waste Management of Texas, Inc. | Westside RDF LFG to Energy Facility | 12280 Camp Bowie West | Aledo | TX | 76008 | Tarrant | CN602242497 | RN101991925 | Landfill Gas to Electricity System. | Returned for failure to respond to a deficiency letter. | 2011-09-15 | 0 | 100
15369 | T3 | Waste Management of Texas, Inc. | Skyline RDF LFG to Energy Facility | 1201 N Central Street | Ferris | TX | 75125 | Ellis | CN602991515 | RN100542232 | Landfill Gas to Electricity System. | Returned for failure to respond to a deficiency letter. | 2011-09-15 | 892924 | 100
15370 | T1 | Luminant Generation Company, LLC | Sandow Steam Electric Station - Unit 4 | 3986 Charles Martin Hill Road | Rockdale | TX | 76567 | Milam | CN603256413 | RN102147881 | This project installed inlet duct expansion joints for the Unit 4 Electrostatic Precipitator. This will reduce particulate matter and opacity at the stack, | The following property is used 100% for pollution control and is installed to meet or exceed federal or state regulations: inlet duct expansion joints for the Unit 4 Electrostatic Precipitator. | 2011-06-13 | 255431 | 100
15371 | T1 | Luminant Generation Company, LLC | Sandow Steam Electric Station - Unit 4 | 3986 Charles Martin Hill Road | Rockdale | TX | 76567 | Milam | CN603256413 | RN102147881 | This project installed dust control skirting around coal handling conveyors 43A and 43B. The skirts will reduce particulate matter releases from the conveyors. | The following property is used 100% for pollution control and is installed to meet or exceed federal or state regulations: dust control skirting for coal handling conveyors 43A and 43B. | 2011-06-13 | 277774 | 100
15372 | T1 | Luminant Generation Company, LLC | Sandow Steam Electric Station - Unit 4 | 3986 Charles Martin Hill Road | Rockdale | TX | 76567 | Milam | CN603256413 | RN102147881 | This project installed spray pump knife gate discharge valves, fiberglass spray pump manifolds, a new spray pump motor, absorber inlet and outlet turning vanes, two rebuilt forced oxidation compressors, and a new manifold system for the wet flue gas desulfurization system. Use of this equipment results in reduced SO2 emissions. | The following property is used 100% for pollution control and is installed to meet or exceed federal or state regulations: spray pump knife gate discharge valves, fiberglass spray pump manifolds, a new spray pump motor, absorber inlet and outlet turning vanes, two rebuilt forced oxidation compressors, and new manifold system for the wet flue gas desulfurization system. | 2011-06-13 | 527845 | 100
15373 | T1 | Big Brown Power Company, LLC | Big Brown Steam Electric Station | 850 FM 2750 | Fairfield | TX | 75840 | Freestone | CN603263872 | R101198059 | This project installed new high-frequency transformer rectifier sets with integral controller and an operating management system on the Unit 1 electrostatic precipitator. Use of this equipment will reduce the amount of particulate matter released into the atmosphere. | The following property is used 100% for pollution control and is installed to meet or exceed federal or state regulations: high-frequency transformer rectifier sets with integral controller and an operating management system on the Unit 1 electrostatic precipitator. | 2011-06-13 | 28866 | 100
15374 | T1 | Big Brown Power Company, LLC | Big Brown Steam Electric Station | 850 FM 2750 | Fairfield | TX | 75840 | Freestone | CN603263872 | R101198059 | This project installed urea receiving, storage, and distribution equipment for the Units 1 and 2 Selective Non-Catalytic Reduction Systems (SNCR). Use of the SNCRs will reduce NOx emissions. | The following property is used 100% for pollution control and is installed to meet or exceed federal or state regulations: urea receiving, storage, and distribution equipment for the Units 1 and 2 Selective Non-Catalytic Reduction Systems (SNCR). | 2011-06-13 | 1790162 | 100
15375 | T3 | Big Brown Power Company, LLC | Big Brown Steam Electric Station | 850 FM 2750 | Fairfield | TX | 75840 | Freestone | CN603263872 | R101198059 | This project installed common coal combustion waste handling equipment consisting of bottom ash sluicing and transfer lines, fly ash pneumatic transfer lines, and bottom ash pyrites handling and dewatering equipment. Use of this equipment allows for the proper handling of waste material. | Returned for failure to respond to a deficiency letter. | 2011-09-15 | 19066386 | 100
15376 | T1 | Luminant Generation Company, LLC | Martin Lake Steam Electric Station | 8850 FM 2658 North | Tatum | TX | 75691 | Rusk | CN603256413 | RN102583093 | This project installed a mercury continuous emissions monitoring system consisting of a sample conditioning system, probe, heated sample umbilical, and data collector. Use of this equipment will allow the facility to track compliance with mercury emission regulations. | The following property is used 100% for pollution control and is installed to meet or exceed federal or state regulations: mercury continuous emissions monitoring system consisting of a sample conditioning system, probe, heated sample umbilical, and data collector. | 2011-06-22 | 152872 | 100
15377 | T1 | Luminant Generation Company, LLC | Martin Lake Steam Electric Station | 8850 FM 2658 North | Tatum | TX | 75691 | Rusk | CN603256413 | RN102583093 | This project installed Low NOx Burner sleeves for Unit 1, tilt driver for Unit 2 Separated Over-fire Air System, and Water Cannons for Units 1 and 3 boilers. Use of this equipment reduces NOx formation. | Returned for failure to respond to a deficiency letter. | 2011-09-15 | 4816913 | 100
15378 | T1 | Luminant Generation Company, LLC | Martin Lake Steam Electric Station | 8850 FM 2658 North | Tatum | TX | 75691 | Rusk | CN603256413 | RN102583093 | This project installed three discharge valves on the Unit 1 wet flue gas desulfurization scrubber system. Use of this equipment will reduce potential SO2 emissions. | The following property is used 100% for pollution control and is installed to meet or exceed federal or state regulations: three discharge valves installed on the Unit 1 wet flue gas desulfurization scrubber system. | 2011-06-13 | 177745 | 100
15379 | T1 | Luminant Generation Company, LLC | Martin Lake Steam Electric Station | 8850 FM 2658 North | Tatum | TX | 75691 | Rusk | CN603256413 | RN102583093 | This project installed two pin mixer fly ash wetting unloaders. | Returned for failure to respond to a deficiency letter. | 2011-09-15 | 3219904 | 100
15380 | T3 | Luminant Generation Company, LLC | Martin Lake Steam Electric Station | 8850 FM 2658 North | Tatum | TX | 75691 | Rusk | CN603256413 | RN102583093 | This application installed fly ash blower. Use of the blower will reduce particulate matter releases. | Returned for failure to respond to a deficiency letter. | 2011-09-15 | 149202 | 100
15381 | T1 | Lanxess Corporation | Orange Plant | FM 1006; P.O. Box 2000 | Orange | TX | 77631 | Orange | CN602665556 | RN100825363 | This project installed a 90-day hazardous waste storage tank. Use of the tank will protect groundwater. | The following property is used 100% for pollution control and is installed to meet or exceed federal or state regulations: 90-day hazardous waste storage tank. | 2011-08-02 | 65060.48 | 100
15382 | T1 | Lanxess Corporation | Orange Plant | FM 1006; P.O. Box 2000 | Orange | TX | 77631 | Orange | CN602665556 | RN100825363 | This project installed a carbon absorber tank for use in treating process wastewater. Use of this equipment will provide for improved wastewater treatment. | The following property is used 100% for pollution control and is installed to meet or exceed federal or state regulations: carbon absorber tank | 2011-08-05 | 136297.52 | 100
15383 | T1 | Air Products, LLC | Air Products Pasadena Plant | 1423 Pasadena Freeway | Pasadena | TX | 77506 | Harris | CN602299257 | RN100221324 | The integrated wastewater control system for the sulfuric acid containing wastewaters including the piping, pumps, and distillate tank for the collection and direction of wastewaters to the Gulf Coast Waste Disposal Authority. | The integrated wastewater control system consists of piping, pumps, and distillate tank. | 2011-05-16 | 572695 | 100
15384 | T1 | Air Products, LLC | Air Products Pasadena Plant | 1423 Pasadena Freeway | Pasadena | TX | 77506 | Harris | CN602299257 | RN100221324 | The spill control and containment system for the sulfuric acid concentrating facility includes concrete and acid brick sumps, pads, and dikes, along with associated pumps and piping. | The spill control and containment system for the sulfuric acid concentrating facility. | 2011-05-16 | 4332672 | 100
15385 | T1 | CMC Steel Fabricators, Inc. | CMC Alamo Steel | 2784 Old Dallas Rd | Waco | TX | 76705 | McLennan | CN601377211 | RN100666262 | This project installed a paint room ventilation system consisting of three wall fans and four paint filter plenums. Use of this equipment reduces VOCs from the coating operation. | The following property is used 100% for pollution control and is installed to meet or exceed federal or state regulations: three wall fans and four paint filter plenums. | 2011-07-15 | 154349 | 100
15386 | T1 | Bosque Power Company, LLC | Bosque County Power Plant | 575 Bosque CR 3610 | Clifton | TX | 76634 | Bosque | CN603196148 | RN100226232 | This project paved approximately 93,113 square feet of vehicular traffic areas. Paving reduces fugitive emissions from dust. | The following property is used 100% for pollution control and is installed to meet or exceed federal or state regulations: 93,113 square feet of concrete paving. | 2011-06-01 | 415964 | 100
15387 | T1 | Smith International | Dyna Drill Technologies | 15500 International Plaza | Houston | TX | 77032 | Harris | CN600285035 | RN102524875 | Installed a secondary spill containment system for the oil storage rack. Use of the containment will prevent oil from being discharged from the facility. | The following property is used 100% for pollution control and is installed to meet or exceed federal or state regulations: secondary spill containment system for the oil storage rack. | 2011-07-14 | 1000 | 100
15388 | T1 | Smith International | Dyna Drill Technologies | 15500 International Plaza | Houston | TX | 77032 | Harris | CN600285035 | RN102524875 | This project installed a dust collection system for the Grit Blaster. Use of the dust collector prevents release of particulate matter into the atmosphere. | The following property is used 100% for pollution control and is installed to meet or exceed federal or state regulations: dust collection system for the Grit Blaster. | 2011-06-01 | 51622 | 100
15389 | T1 | Smith International | Dyna Drill Technologies | 15500 International Plaza | Houston | TX | 77032 | Harris | CN600285035 | RN102524875 | Aquasnap Carrier wastewater recycling system. | The following property is used 100% for pollution control and is installed to meet or exceed federal or state regulations: Aquasnap Carrier wastewater recycling system. | 2011-06-01 | 4000 | 100
15390 | T1 | Smith International | Dyna Drill Technologies | 15500 International Plaza | Houston | TX | 77032 | Harris | CN600285035 | RN102524875 | This project Installed a dust collection system for the Cut Back Lathe. Use of the equipment will reduce particulate matter releases. | The following property is used 100% for pollution control and is installed to meet or exceed federal or state regulations: dust collection system for the Cut Back Lathe. | 2011-06-01 | 60000 | 100
15391 | T1 | Smith International | Dyna Drill Technologies | 15500 International Plaza | Houston | TX | 77032 | Harris | CN600285035 | RN102524875 | A mop wastewater tote used to collect wastewater generated during cleaning processes was installed. Use of the tote will prevent unauthorized discharges of wastewater. | The following property is used 100% for pollution control and is installed to meet or exceed federal or state regulations: mop wastewater tote. | 2011-07-14 | 1000 | 100
15392 | T1 | Wise County Power Company, LLC | Wise County Power Plant | 800 Boons Creek Lane | Poolville | TX | 76487 | Wise | CN600127963 | RN102584844 | Constructed an evaporation pond including spray evaporator. Use of the pond protects groundwater. | The following property is used 100% for pollution control and is installed to meet or exceed federal or state regulations: evaporation pond and spray evaporator. | 2011-07-13 | 1293000 | 100
15393 | T1 | Bosque Power Company, LLC | Bosque County Power Plant | 575 Bosque CR 3610 | Clifton | TX | 76634 | Bosque | CN603196148 | RN100226232 | This project constructed stacks for Unit 1 and Unit 2 boilers. Use of the stacks reduces ground level concentrations of air emissions. | The following property is used 100% for pollution control and is installed to meet or exceed federal or state regulations: Unit 1 boiler stack and Unit 2 boiler stack. | 2011-08-12 | 6664593 | 100
15394 | T1 | Kirby Inland Marine | KIM Barge Operations | 18350 Market Street | Channelview | TX | 77530 | Harris | CN600611206 | RN102204211 | Purchased the following 57 double-hull barges equipped with automatic tank gauging, spill rails, vapor controls, automatic shut-off valves, and overfill alarms: 28135, 10074, 10075, 10076, 10077, 10078, 10079, 12323B, 10080, 10081, 10082, 10083, 10084, 10085, 10086, 10087, 10088, 28136, 12324B, 28137, 11010B, 11011B. 11012B, 11013B, 11014B, 11015B, 11016B, 12325B, 11017B, 11018B, 11019B, 11020B, 11021B, 11022B, 11023B, 11024B, 10210, 10211, 10212, 10213, 10214, 10215, 10216, 10217, 10218, 10219, 10220, 10221, 10222, 10223, 10224, 10225, 10226, 10227, 10228, 10229, and 32004B. Use of this equipment will prevent discharges into surface waters. | The following property is used 100% for pollution control and is installed to meet or exceed federal or state regulations: automatic tank gauging, spill rails, vapor controls, automatic shut-off valves, and overfill alarms installed on barges: 28135, 10074, 10075, 10076, 10077, 10078, 10079, 12323B, 10080, 10081, 10082, 10083, 10084, 10085, 10086, 10087, 10088, 28136, 12324B, 28137, 11010B, 11011B. 11012B, 11013B, 11014B, 11015B, 11016B, 12325B, 11017B, 11018B, 11019B, 11020B, 11021B, 11022B, 11023B, 11024B, 10210, 10211, 10212, 10213, 10214, 10215, 10216, 10217, 10218, 10219, 10220, 10221, 10222, 10223, 10224, 10225, 10226, 10227, 10228, 10229, and 32004B and the incremental cost difference between the 57 double-hulled barges and comparable single-hulled barges. | 2011-08-05 | 33401338 | 100
15395 | T1 | Cardinal IG Company | Insulating Glass Plant | 201 Cardinal | Waxahachie | TX | 75165 | Ellis | Insufficient Information | Insufficient Information | Glass washer | Applicant withdrew the application on 7/5/11. | 2011-07-15 | 487756.22 | 100
15396 | T1 | Cardinal IG Company | Insulating Glass Plant | 201 Cardinal | Waxahachie | TX | 75165 | Ellis | Insufficient Information | Insufficient Information | Argon Sensor | Returned for failure to respond to a deficiency letter. | 2011-11-07 | 31341.68 | 100
15397 | T1 | Cemex Construction Materials South, LLC | Navigation Terminal | 5503 Navigation | Houston | TX | 77040 | Harris | CN603403973 | RN100249580 | A weir system was installed at the facility as part of the water management system to meet the TPDES permit requirements. The weir system prevents suspended solid particulate matters from releasing into the environment. | The following property is used 100% for pollution control and is installed to meet or exceed federal or state regulations: a weir system. | 2011-07-18 | 43226.7 | 100
15398 | T1 | Cemex Construction Materials South, LLC | Odessa Cement Plant | 16501 W. Murphy RD | Odessa | TX | 79761 | Ector | CN603403973 | RN106037419 | The clinker cooler baghouses filter particulate matter from the clinker cooler exhaust stream before emitted to the atmosphere. The clinker cooler is located at the discharge end of the kiln. A certain amount of hot clinker air must be cleaned and wasted. The wasted cooler exhaust air is conveyed through heat exchangers first. Once the hot dusty cooler air is cooled sufficiently, the air is then conveyed into new membrane filter baghouses. The clean air from each clinker cooler baghouse is then exhausted to the atmosphere. The use of the baghouses will reduce the particulate matter being released into the atmosphere. | The following property is used 100% for pollution control and is installed to meet or exceed federal or state regulations: clinker cooler baghouse. | 2011-06-23 | 1316657.2 | 100
15399 | T1 | Cemex Construction Materials South, LLC | Cemex El Paso Planeport | 5500 Marshall Rd | El Paso | TX | 79925 | El Paso | CN603403973 | RN104677141 | A dust collector was installed at the discharge end of the batch plant as concrete is loaded into the mixer trucks. The air is conveyed into filter bags and particulate matter is collected on the bags and clean air is released into the atmosphere. The use of the dust collector will reduce the likelihood of particulate matter being released into atmosphere. | The following property is used 100% for pollution control and is installed to meet or exceed federal or state regulations: a dust collector. | 2011-06-30 | 45400 | 100
15400 | T1 | Cemex Construction Materials South, LLC | Cemex Galveston Plant | 6902 Harborside Dr. | Galveston | TX | 77554 | Galveston | CN603403973 | RN100249739 | A weir system was installed at the facility as part of the water management system to meet the TPDES permit requirements. The weir system prevents suspended solid particulate matters from releasing into the environment. | The following property is used 100% for pollution control and is installed to meet or exceed federal or state regulations: a weir system. | 2011-07-06 | 81785.32 | 100
15401 | T1 | Cemex Construction Materials South, LLC | Balcones Quarry | 2582 Wald Rd | New Braunfels | TX | 78131 | Comal | CN603403973 | RN102605375 | Oil containment pad. | Returned for failure to respond to a deficiency letter. | 2011-11-07 | 69035.41 | 100
15402 | T1 | Cemex Construction Materials South, LLC | Balcones Quarry | 2682 Wald Rd | New Braunfels | TX | 78132 | Comal | CN603403973 | RN102605375 | Water Drainage | Returned for failure to respond to a deficiency letter. | 2011-11-07 | 80500 | 100
15403 | T1 | Cemex Construction Materials South, LLC | Balcones Cement | 2580 Wald Rd | New Braunfels | TX | 78131 | Comal | CN603403973 | RN102605375 | A sweeper used to capture particulate matter at the Balcones Cement facility. The use of sweeper will reduce the likely hood of particulate matter being released to the atmosphere. | The following property is used 100% for pollution control and is installed to meet or exceed federal or state regulations: A sweeper. | 2011-06-13 | 30950.8 | 100
15404 | T1 | Cemex Construction Materials South, LLC | Balcones Cement Plant | 2580 Wald Rd | New Braunfels | TX | 78131 | Comal | CN603403973 | RN102605375 | CO2 Monitoring system to monitor the amount of CO2 inside Kiln 1 and Kiln 2 main baghouse stacks. They are used to monitor and calculate CO2 emissions from these stacks. The use of the CO2 monitoring system will reduce the likelihood of CO2 being released. | The following property is used 100% for pollution control and is installed to meet or exceed federal or state regulations: CO2 monitoring system. | 2011-07-18 | 51527 | 100
15405 | T1 | Cardinal CG Company | Coated Glass Plant | 201 Cardinal Road | Waxahachie | TX | 75165 | Ellis | Insufficient Information | Insufficient Information | Installed a turbo pump. | Returned for failure to respond to a deficiency letter. | 2011-11-07 | 145045.31 | 100
15406 | T1 | Cardinal CG Company | Coated Glass Plant | 201 Cardinal Road | Waxahachie | TX | 75165 | Ellis | Insufficient Information | Insufficient Information | Washer | Returned for failure to respond to a deficiency letter. | 2011-11-07 | 311400.62 | 100
15407 | T1 | Cardinal CG Company | Coated Glass Plant | 201 Cardinal Road | Waxahachie | TX | 75165 | Ellis | Insufficient Information | Insufficient Information | Cardinal purchased a sweeper to collect particulate matter. The use of the sweeper will reduce the likely hood of particulate matter being released into the air. | The following property is used 100% for pollution control and is installed to meet or exceed federal or state regulations: a sweeper | 2011-06-30 | 20567.5 | 100
15408 | T1 | Kuraray America, Inc. | Septon BU | 11414 Choate Road | Pasadena | TX | 77507 | Harris | CN603315953 | RN100666916 | Purge system upgrade for regenerative thermal oxidizer. The environmental benefit is destruction of isoprene and butadiene in exhaust gas from dryer. | The following property is used 100% for pollution control and is installed to meet or exceed federal or state regulations: purge system upgrade for regenerative thermal oxidizer. | 2011-09-02 | 69278 | 100
15409 | T1 | Greif Brothers Corporation | Greif - Houston Steel II | 10700 Strang Road | LA Porte | TX | 77571 | Harris | CN602648206 | RN102079662 | Paint Booth 1. The environmental benefit is capture and control of PM and VOC emissions associated with spray painting operations. | The following property is used 100% for pollution control and is installed to meet or exceed federal or state regulations: paint booth 1. | 2011-12-05 | 561446 | 100
15410 | T1 | Pasadena Refining System, Inc. | Pasadena Refinery | 111 Red Bluff Rd. | Pasadena | TX | 77506 | Harris | CN602779951 | RN100716661 | Belco wet gas scrubber. The environmental benefit is control of SO2 and SO3. | The following property is used 100% for pollution control and is installed to meet or exceed federal or state regulations: Belco wet gas scrubber. | 2012-01-20 | 1074397 | 100
15411 | T1 | Duratherm, Inc. | Waste Recovery Facility | 2700 Avenue S | San Leon | TX | 77539 | Galveston | CN603349820 | RN100890235 | This project installed a thermal oxidizer and a Vapor Tech scrubber for use in controlling air emissions from tanks and process equipment. Use of this equipment will reduce emissions of volatile organic compounds to the air. | The following property is used 100% for pollution control and is installed to meet or exceed federal or state regulations: thermal oxidizer and Vapor Tech scrubber. | 2011-09-16 | 156284 | 100
15412 | T1 | Capitol Aggregates | Capitol Aggregates Plant | 11551 Nacogdoches Rd. | San Antonio | TX | 78217 | Bexar | CN602272114 | RN103756656 | The dust collector is used to collect particulate matter from the kiln exhaust gas stream. Particulate matter at a cement plant is typically caused by physical attrition, combustion, particle burnout, or nucleation. Particle sizes range from 0.1 micrometer to 1,000 micrometers from those four processes. These dust collectors provide low particulate matter emissions, as well as minimize the localized dust emissions to protect workers and environment. | The following property is used 100% for pollution control and is installed to meet or exceed federal or state regulations: dust collector #361. | 2011-06-30 | 118500 | 100
15413 | T1 | Capitol Aggregates | Cement Plant | 11551 Nacogdoches Rd | San Antonio | TX | 78217 | Bexar | CN602272114 | RN103756656 | The Superior Road Broom is a street sweeper used to control particulate matter on road. Controlling particulate matter on plant roads reduces pulmonary risks to workers and the public as well as the potential for particulate infiltration of nearby water resources. | The following property is used 100% for pollution control and is installed to meet or exceed federal or state regulations: Superior Road Broom DT80J. | 2011-06-30 | 27892 | 100
15414 | T1 | Best Circuit Board, Inc. | Global Innovation Corporation | 901 Hensley Ln | Wiley | TX | 75098 | Collin | CN603163775 | RN104215900 | Water treatment facility consists of wastewater treatment equipment vacuum press, clarifier and tanks, wastewater slab, treatment room, trench, walls, and piping. The wastewater treatment facility treats the wastewater generated from the circuit boards manufacturing to insure that the discharge of any wastewater is in compliance with the Federal, State and the City of Wylie standards. | The following property is used 100% for pollution control and is installed to meet or exceed federal or state regulations: the wastewater treatment facility. | 2011-07-14 | 1403391 | 100
15415 | T1 | Best Circuit Board, Inc. | Global Innovation Corporation | 901 Hensley Ln | Wiley | TX | 75098 | Collin | CN603163775 | RN104215900 | Scrubbers | Withdrawn by applicant | 2011-08-10 | 210813 | 100
15416 | T1 | Best Circuit Board, Inc. | Global Innovation Corporation | 901 Hensley Ln | Wiley | TX | 75098 | Collin | CN603163775 | RN104215900 | This project installed two dust control systems consisting of filters and vacuum systems. The use of this equipment reduces the release of particulate matter. | The following property is used 100% for pollution control and is installed to meet or exceed federal or state regulations: two dust control systems consisting of filters and vacuum systems. | 2011-08-29 | 135294 | 100
15417 | T1 | Solvay Solexis | Orange Facility | 4059 FM 1006 | Orange | TX | 77630 | Orange | CN600868186 | RN102305505 | Installed a replacement flare knockout pot. | The following property is used 100% for pollution control and is installed to meet or exceed federal or state regulations: flare knockout pot. | 2011-06-01 | 145778 | 100
15418 | T1 | Solvay Solexis | Orange Facility | 4059 FM 1006 | Orange | TX | 77630 | Orange | CN600868186 | RN102305505 | Replaced the wastewater stripper's packing and packaging unit. Use of this equipment will prevent unauthorized discharges to the POTW. | The following property is used 100% for pollution control and is installed to meet or exceed federal or state regulations: wastewater stripper's packing and packaging unit. | 2011-08-06 | 24840 | 100
15419 | T1 | Holly Energy Partners, LP | El Paso Eastside Terminal | 1000 Eastside Road | El Paso | TX | 79915 | El Paso | CN602777476 | RD101049195 | The tank release detection system was upgraded by adding overfill alarms, tank gauging, and soil vapor monitoring. Use of this equipment will protect groundwater. | The following property is used 100% for pollution control and is installed to meet or exceed federal or state regulations: overfill alarms, tank gauging, and soil vapor monitoring. | 2011-08-06 | 837084 | 100
15420 | T1 | Holly Energy Partners, LP | El Paso Eastside Terminal | 897 Hawkins Blvd. | El Paso | TX | 79915 | El Paso | CN602777476 | RN101049195 | The tank release detection system was upgraded by adding overfill alarms, tank gauging, and soil vapor monitoring. Use of this equipment will prevent groundwater contamination. | The following property is used 100% for pollution control and is installed to meet or exceed federal or state regulations: overfill alarms, tank gauging, and soil vapor monitoring. | 2011-08-06 | 105482 | 100
15421 | T1 | Johnson Controls | JC San Antonio Plant | 12915 Wetmore RD | San Antonio | TX | 78247 | Bexar | CN601224850 | RN105172621 | Installed a wastewater pretreatment system consisting of an equalization tank, a neutralization tank, a reactor tank, a flash mix tank, a flocculation tank, a clarifier, a sludge tank, a filter press, a final effluent monitoring tank, an anionic polymer day tank, and associated pumps, pipes and controls. Use of this equipment will prevent the discharge of untreated wastewater. | The following property is used 100% for pollution control and is installed to meet or exceed federal or state regulations: wastewater pretreatment system consisting of an equalization tank, a neutralization tank, a reactor tank, a flash mix tank, a flocculation tank, a clarifier, a sludge tank, a filter press, a final effluent monitoring tank, an anionic polymer day tank, and associated pumps, pipes and controls. | 2011-09-08 | 2498449 | 100
15422 | T1 | Clean Harbors Deer Park | CHDP Incineration Facility | 2027 Independence Pkwy | La Porte | TX | 77571 | Harris | CN603661828 | RN102184173 | A wastewater discharge pipeline was installed in order to relocate the outfall to the Houston Ship Channel. Use of the pipeline will allow for the proper discharge of treated wastewater. | The following property is used 100% for pollution control and is installed to meet or exceed federal or state regulations: wastewater discharge pipeline. | 2011-09-08 | 6200000 | 100
15423 | T1 | Bayer MaterialScience, LLC | Baytown Plant | 8500 West Bay Road | Baytown | TX | 77523 | Chambers | CN603578188 | RN10209931 | This project replaced an air stripper's column internals. The use of the stripper removes chlorine from a wastewater stream. | The following property is used 100% for pollution control and is installed to meet or exceed federal or state regulations: column internals for an air stripper. | 2011-07-22 | 28982.79 | 100
15424 | T1 | Bayer MaterialScience, LLC | Baytown Plant | 8500 West Bay Road | Baytown | TX | 77523 | Chambers | CN603578188 | RN100209931 | This project installed an absorber used to remove contaminants from a Chlor-Alkali condensate stream prior to it being sent for wastewater treatment. Use of the Chlor-Alkali absorber improves wastewater quality. | The following property is used 100% for pollution control and is installed to meet or exceed federal or state regulations: Chlor-Alkali absorber. | 2012-01-23 | 136406.92 | 100
15425 | T1 | Lone Star Industries, Inc. | Maryneal Cement Plant | 202 CR 306 | Maryneal | TX | 79535 | Nolan | CN602827297 | RN100220847 | This project installed the following dust collection devices: Coal Bin Dust Collectors, South Truck Loaded Dust Collector, No. 1. and No. 2 Clinker Weight Feeder Dust Collectors and Fans, CKD Bin Vent Dust Collector, and Masonry Silo Dust Collector. | Returned for failure to respond to a deficiency letter. | 2011-09-16 | 343892 | 100
15426 | T1 | Houston Fuel Oil Terminal Company | Houston Fuel Oil Terminal | 16642 Jacintoport Blvd. | Houston | TX | 77015 | Harris | CN600131502 | RN100223445 | The secondary containment facilities are installed at the Houston Fuel Oil Terminal for the common purpose of containing and/or collecting small quantities of leaked and/or spilled petroleum or petroleum products from storage tanks, loading and unloading facilities, and associated equipment piping and pumps. The subject secondary containment property is located in the South and North Terminals. Specifically, the locations of the secondary containment facilities are outlined below: * New Berms are located in Tank Farm Area 15 of the North Terminal; * Drip Pans are located at the Tank Car Racks in the South Terminal; * Concrete slabs are located in Tank Farm Areas 9, 10, and 11 of the South Terminal; and * Collection sumps and associated piping are specific to Tanks 200-3 and 200-4 in Tank Farm Area 7 of the South Terminal. The secondary containment facilities are installed for the containment and collection of any spilled and/or leaked petroleum product to prevent it from migrating and contaminating land, groundwater, and surface waters of the State. | The following property is used 100% for pollution control and is installed to meet or exceed federal or state regulations: Secondary containment facilities consist of * New Berms are located in Tank Farm Area 15 of the North Terminal; * Drip Pans are located at the Tank Car Racks in the South Terminal; * Concrete slabs are located in Tank Farm Areas 9, 10, and 11 of the South Terminal; and * Collection sumps and associated piping are specific to Tanks 200-3 and 200-4 in Tank Farm Area 7 of the South Terminal. | 2011-06-06 | 2166943 | 100
15427 | T1 | Houston Fuel Oil Terminal Company | Houston Fuel Oil Terminal | 16642 Jacintoport Blvd. | Houston | TX | 77015 | Harris | CN600131502 | RN100223445 | The Pollution Control Property included in application #15427 consisted of "additions of Facility dikes, drainage facilities, retainage walls and oily water collection facilities". The oily water collection facilities consisted of sumps, piping for oily water collection and containment. Dikes and drainage facilities for the collection, aggregation and control and of stormwater that has, or may have, come in contact with petroleum and/or petroleum products is installed at Areas 10, 11, and 12 of the South Terminal, and Areas 15 and 16 of the North Terminal. The retainage wall, installed for the control of stormwater, stormwater that has come in contact with petroleum and/or petroleum products, and/or stormwater which has been contaminated by contact with the wastewater in the water treatment area, is located at the water treatment area in the South Terminal. Lastly, the Oily Water Collection facilities, which provide for the collection of storm water that has come in contact with petroleum and/or petroleum products, are located in Areas 15 and 16 of the North Terminal. The stormwater control, collection & treatment systems control, convey and prevent the contamination of stormwater, or to prevent polluted stormwater runoff from reaching surface waters of the State. | The following property is used 100% for pollution control and is installed to meet or exceed federal or state regulations: The stormwater control, collection & treatment systems consist of additions of dikes and drainage, retainage walls, and oily water collection facilities. | 2011-06-20 | 1821199 | 100
15428 | T1 | Houston Fuel Oil Terminal Company | Houston Fuel Oil Terminal | 16642 Jacintoport Blvd. | Houston | TX | 77015 | Harris | CN600131502 | RN100223445 | The Wastewater Treatment System addition was installed for the treatment of the Facility's contaminated stormwater. The Wastewater Treatment System was constructed to manage contaminated stormwater collected from secondary containment at the Houston Fuel Oil Terminal. The Wastewater Treatment System consists of pumps, piping, tanks, valves, an oil/water separator, and an integrated drainage system. The Wastewater Treatment System is located at Areas 15 and 16 in the North Terminal at the Facility. The primary purpose of the Wastewater Treatment System is to treat contaminated stormwater collected from secondary containment at the Houston Fuel Oil Terminal prior to discharge. | The following property is used 100% for pollution control and is installed to meet or exceed federal or state regulations: The wastewater treatment system consists of pumps, piping, tanks, valves, an oil/water separator, and an integrated drainage system. | 2011-06-20 | 1729356 | 100
15429 | T1 | Houston Fuel Oil Terminal Company | Houston Fuel Oil Terminal | 16642 Jacintoport Blvd. | Houston | TX | 77015 | Harris | CN300131502 | RN100223445 | Houston Fuel Oil Terminal installed VOC recovery and control systems which consisted of internal floating roofs (IFR) for storage tanks 400-1 to 400-7, 400-9, 400-10 and 38-1 and associated vents for use during tank filling and withdrawn. The VOC recovery and control systems were installed to reduce fugitive VOC emissions resulting from the storage or conveyance of petroleum products at the facility. | The following property is used 100% for pollution control and is installed to meet or exceed federal or state regulations: VOC recovery and control systems consist of internal floating roofs and associated vents for storage tanks 400-1 to 400-7, 400-9, 400-10 and 38-1 | 2011-06-06 | 4220180 | 100
15430 | T1 | Houston Fuel Oil Terminal Company | Houston Fuel Oil Terminal | 16642 Jacintoport Blvd. | Houston | TX | 77015 | Harris | CN600131502 | RN100223445 | The facility constructed a 4.15-acre wetland to mitigate an unavoidable loss of wetlands resulting from facility operations. The wetlands were created through the construction of berms, depressions, and hydrology control structures. Finally, the constructed wetlands act as a stormwater surge basin to capture natural stormwater runoff during weather events. The primary purpose of the wetlands mitigation was to mitigate unavoidable losses of natural wetlands and to assist in the control of stormwater runoffs. | The following property is used 100% for pollution control and is installed to meet or exceed federal or state regulations: Wetland mitigation. | 2011-06-06 | 160013 | 100
15431 | T1 | Houston Fuel Oil Terminal Company | Houston Fuel Oil Terminal | 16642 Jacintoport Blvd. | Houston | TX | 77015 | Harris | CN600131502 | RN100223445 | The spill and leakage prevent systems were installed to detect petroleum and oil products leaks, and initiate automatic responses to overfill alarms on the petroleum and petroleum product storage tanks. The spill and leakage prevent systems additions include pipeline inspection gauge (PIG) launchers and receivers; automatic storage tank gauges; and automatic shutoff valves. Such integrated system equipment prevents petroleum products leakage and spills, and protects the groundwater, surface water, and land of the State from contamination. | The following property is used 100% for pollution control and is installed to meet or exceed federal or state regulations: pipeline inspection gauge (PIG) launchers and receivers; automatic storage tank gauges; and automatic shut-off valves on the tanks and truck pump. | 2011-06-27 | 643481 | 100
15432 | T1 | Houston Fuel Oil Terminal Company | Houston Fuel Oil Terminal | 16642 Jacintoport Blvd. | Houston | TX | 77015 | Harris | CN600131502 | RN100223445 | Houston Fuel Oil Terminal installed protective coatings and cathodic protection on tanks and associated piping as part of the Spill and Leakage Prevention System to mitigate corrosion of facility’s storage tanks and associated piping. Installed protective coatings are applied to the storage tank and their appurtenances to form a barrier against moisture or other corrosive substances. The cathodic protection utilizes sacrificial anodes and electrochemical principles to protect the storage tanks and their appurtenances from corrosion. The coatings and cathodic protection are used to control and prevent the degradation of metal tanks and associated piping through which, inadvertent release of petroleum, oil or other chemical products, could contaminate the surface wasters and groundwater of the State. | The following property is used 100% for pollution control and is installed to meet or exceed federal or state regulations: coating and cathodic protection for storage tanks and associated piping. | 2011-06-27 | 3806528 | 100
15433 | T1 | Vopak Terminal Galena Park, Inc. | Vopak Terminal Galena Park | 1500 Clinton Drive | Galena Park | TX | 77547 | Harris | CN600285969 | RN102753670 | The following Secondary Containment Additions have been installed and are located adjacent to the following Tanks or Areas: Tank Foundation Additions - Tanks: 203, 212, 210, 211, 219, 229, 201, 202, 119, 129, 216, 205, 233, 236, 237, 238; Concrete Containment Additions - Tanks: 203, 133, 113, and associated pipelines; Concrete Drainage Pad Additions - Tanks: 212; Sumps and Pump Additions – Adjacent to: Tanks 205 & 208; Station #15; Track #4 The subject pollution control property enumerated is utilized as secondary containment devices at the Vopak facility. Its installation is used to reduce or prevent contamination of groundwater, land, and surface water that may result from inadvertent leakage or spills (discharges) of petroleum or petroleum products stored in the subject Tanks or Areas. | The following property is used 100% for pollution control and is installed to meet or exceed federal or state regulations: The secondary containment additions for the following tanks or areas: tank foundation additions for tanks: 203, 212, 210, 211, 219, 229, 201, 202, 119, 129, 216, 205, 233, 236, 237, and 238; concrete containment additions for tanks 203, 133, 113 and associated pipelines; concrete drainage pad additions for tanks: 212; sumps and pump additions for the area adjacent to tanks 205 and 208; Station #15; and Track #4. | 2011-08-10 | 1465876 | 100
15434 | T1 | Vopak Terminal Galena Park, Inc. | Vopak Terminal Galena Park | 1500 Clinton Drive | Galena Park | TX | 77547 | Harris | CN600285969 | RN102753670 | Vopak installed protective coatings and cathodic protection on 25 tanks as part of the Spill and Leakage Prevention System to mitigate corrosion of facility’s storage tanks and associated piping. Installed protective coatings are applied to the storage tank and their appurtenances to form a barrier against moisture or other corrosive substances. The cathodic protection utilizes sacrificial anodes and electrochemical principles to protect the storage tanks and their appurtenances from corrosion. The coatings and cathodic protection are used to control and prevent the degradation of metal tanks and associated piping through which, inadvertent release of petroleum, oil or other chemical products, could contaminate the surface wasters and groundwater of the State. | The following property is used 100% for pollution control and is installed to meet or exceed federal or state regulations: coating and cathodic protection for 25 tanks and associated piping. | 2011-06-27 | 676124 | 100
15435 | T1 | Vopak Terminal Galena Park, Inc. | Vopak Terminal Galena Park | 1500 Clinton Drive | Galena Park | TX | 77547 | Harris | CN600285969 | RN102753670 | Wastewater collection, treatment & monitoring system additions were installed at the facility to control, treat, and monitor effluent wastewater generated at the facility. Specifically, additional total organic carbon analyzers, oil and grease analyzers, and a lift pump were installed. These additions were installed as part of an integrated wastewater management system for the control and monitoring of wastewater generated at the facility. | The following property is used 100% for pollution control and is installed to meet or exceed federal or state regulations: additional total organic carbon analyzers, oil and grease analyzers, and a lift pump at the sanitary lift station. | 2011-06-23 | 63781 | 100
15436 | T1 | Vopak Terminal Galena Park, Inc. | Vopak Terminal Galena Park | 1500 Clinton Drive | Galena Park | TX | 77547 | Harris | CN600285969 | RN102753670 | The stormwater control, collection & treatment systems were installed to prevent or control inadvertent discharges of contaminated stormwater. The control, collection & treatment systems are located as follows: lift stations located at Station 11 and the Upper Lift Station adjacent to Station 12; carbon filtration equipment adjacent to the Lower Lift Station near Station 1; catch basins adjacent to tank numbers: 136, 139, 133, 138, 136, 137, 134, 141, and at Pit 7; drainage facilities adjacent to tank numbers: 115-120, 227-238, 212, 144, 127, 199, 198, 220, 201, 202; concrete retaining wall located at the end of Station 1 near the property fence line. The stormwater runoff controls and conveyances are essential to prevent the contamination of storm water, or to prevent polluted storm water runoff from reaching surface waters of the State. | The following property is used 100% for pollution control and is installed to meet or exceed federal or state regulations: stormwater control, collection, and treatment systems consisting of lift stations, carbon filtration equipment, catch basins, drainage facilities and concrete retaining wall. | 2011-06-23 | 1484867 | 100
15437 | T1 | Vopak Terminal Galena Park, Inc. | Vopak Terminal Galena Park | 1500 Clinton Drive | Galena Park | TX | 77547 | Harris | CN600285969 | RN102753670 | Vopak submitted a use determination application for the VOC recovery and control systems. Specifically, the VOC recovery and control systems consist of internal floating roofs (IFR), associated nozzles and vents on the storage tanks, and blowers and piping, which transport VOC vapors to a flare system. The VOC recovery and control systems were installed to reduce fugitive VOC emissions resulting from the storage or conveyance of petroleum products at the facility. | The following property is used 100% for pollution control and is installed to meet or exceed federal or state regulations: internal floating roofs for storage tanks 104, 117, 119, 120, 125, 132, 149, 151, 153, 197, 198, 199, 201, 202, 203, 205, 207, 210, 211, 220, 231, 232, 235, 237, associated vents, blowers, and piping to the flare. | 2011-06-23 | 2943608 | 100
15438 | T1 | Vopak Terminal Galena Park, Inc. | Vopak Terminal Galena Park | 1500 Clinton Drive | Galena Park | TX | 77547 | Harris | CN600285969 | RN102753670 | Vopak installed additions to the Tank Overfill & Spill Monitoring & Protection System at its Galena Park. The additions to the Tank Overfill & Spill Monitoring & Protection System include automated storage tank gauging for tanks 127, 140, 142, 233 and 235; automated fill/shut-off valves; overfill sensors, and alarms for tanks 203 and 198, and emergency shutdown systems for tank 203. The Tank Overfill & Spill Monitoring & Protection System additions were installed to prevent petroleum product leakage and spill, protection the groundwater, surface water, and land of State from contamination. | The following property is used 100% for pollution control and is installed to meet or exceed federal or state regulations: the additions to the Tank Overfill & Spill Monitoring & Protection System. | 2011-06-23 | 152620 | 100
15439 | T1 | Sanderson Farms | Bryan Processing Plant | 2000 Shiloh Ave. | Bryan | TX | 77803 | Brazos | CN600510341 | RN102009107 | Wastewater Treatment Facility. The environmental benefit is proper treatment of process water prior to release to the environment. | The following property is used 100% for pollution control and is installed to meet or exceed federal or state regulations: wastewater treatment facility. | 2011-08-26 | 1479959 | 100
15440 | T1 | Allsup Petroleum, Inc. | API #361 | 10 South Maple | Stratford | TX | 76084 | Sherman | CN201099260 | RN105971717 | This project installed double walled tanks, double walled pipes, sumps, automatic tank gauging, automatic line leak detectors, overfill alarms, and secondary containment monitoring for a service station. Use of the equipment will provide groundwater protection. | The following property is used 100% for pollution control and is installed to meet or exceed federal or state regulations: sumps, automatic tank gauging, automatic line leak detectors, overfill alarms, secondary containment monitoring, the incremental cost difference between the cost of the double-walled tanks and the cost of similarly sized single-walled tanks, and the incremental cost difference between the cost of the double-walled pipes and the cost of comparable single-walled pipes. | 2011-08-29 | 101205.91 | 100
15441 | T1 | Allsup Petroleum, Inc. | API #274 | 401 West Main Street | Olney | TX | 76374 | Young | CN601099260 | RN102027356 | This project installed double walled tanks, double walled pipes, sumps, automatic tank gauging, automatic line leak detectors, overfill alarms, and secondary containment monitoring for a service station. Use of the equipment will provide groundwater protection. | The following property is used 100% for pollution control and is installed to meet or exceed federal or state regulations: sumps, automatic tank gauging, automatic line leak detectors, overfill alarms, secondary containment monitoring, the incremental cost difference between the cost of the double-walled tanks and the cost of similarly sized single-walled tanks, and the incremental cost difference between the cost of the double-walled pipes and the cost of comparable single-walled pipes. | 2011-08-29 | 109007.41 | 100
15442 | T1 | Allsup Petroleum, Inc. | API #238 | 925 South Hwy 156 | Justin | TX | 76247 | Denton | CN601099260 | RN106010077 | This project installed double walled tanks, double walled pipes, sumps, automatic tank gauging, automatic line leak detectors, overfill alarms, and secondary containment monitoring for a service station. Use of the equipment will provide groundwater protection. | The following property is used 100% for pollution control and is installed to meet or exceed federal or state regulations: sumps, automatic tank gauging, automatic line leak detectors, overfill alarms, secondary containment monitoring, the incremental cost difference between the cost of the double-walled tanks and the cost of similarly sized single-walled tanks, and the incremental cost difference between the cost of the double-walled pipes and the cost of comparable single-walled pipes. | 2011-08-29 | 101205.91 | 100
15443 | T1 | Allsup Petroleum, Inc. | API #102 | 105 South Central Ave | Knox | TX | 79505 | Knox | CN601099260 | RN102011939 | This project installed double walled tanks, double walled pipes, sumps, automatic tank gauging, automatic line leak detectors, overfill alarms, and secondary containment monitoring for a service station. Use of the equipment will provide groundwater protection. | The following property is used 100% for pollution control and is installed to meet or exceed federal or state regulations: sumps, automatic tank gauging, automatic line leak detectors, overfill alarms, secondary containment monitoring, the incremental cost difference between the cost of the double-walled tanks and the cost of similarly sized single-walled tanks, and the incremental cost difference between the cost of the double-walled pipes and the cost of comparable single-walled pipes. | 2011-08-29 | 109007.41 | 100
15444 | T1 | Allsup Petroleum, Inc. | API #108 | 910 Early Road | Early | TX | 76801 | Brown | CN6010999260 | RN102005584 | This project installed double walled tanks, double walled pipes, sumps, automatic tank gauging, automatic line leak detectors, overfill alarms, and secondary containment monitoring for a service station. Use of the equipment will provide groundwater protection. | The following property is used 100% for pollution control and is installed to meet or exceed federal or state regulations: sumps, automatic tank gauging, automatic line leak detectors, overfill alarms, secondary containment monitoring, the incremental cost difference between the cost of the double-walled tanks and the cost of similarly sized single-walled tanks, and the incremental cost difference between the cost of the double-walled pipes and the cost of comparable single-walled pipes. | 2011-08-29 | 126507 | 100
15445 | T1 | Allsup Petroleum, Inc. | API #153 | 1000 North Avenue E | Haskell | TX | 79521 | Haskell | CN301099260 | RN102008661 | This project installed double walled tanks, double walled pipes, sumps, automatic tank gauging, automatic line leak detectors, overfill alarms, and secondary containment monitoring for a service station. Use of the equipment will provide groundwater protection. | The following property is used 100% for pollution control and is installed to meet or exceed federal or state regulations: sumps, automatic tank gauging, automatic line leak detectors, overfill alarms, secondary containment monitoring, the incremental cost difference between the cost of the double-walled tanks and the cost of similarly sized single-walled tanks, and the incremental cost difference between the cost of the double-walled pipes and the cost of comparable single-walled pipes. | 2011-08-29 | 103040.74 | 100
15446 | T1 | Oxea Corporation | Bay City Plant | 2001 FM 3057 | Bay City | TX | 77414 | Matagorda | CN603164716 | RN105195655 | Three CO analyzers. | The application and subsequent correspondence have not provided an environmental law, rule, or regulation that is met or exceeded as a result of installing the CO monitors. 40 CFR §50.2 provides the scope for national primary and secondary ambient air quality standards (NAAQS). 40 CFR §50.8(a) provides the NAAQS for CO. The states are required to implement state implementation plans which will cause the states to be compliant with the NAAQS. If a company is emitting a criteria pollutant in excess of a de minimis quantity, that company must obtain authorization with an air permit. As part of the air permitting review process, the company submits air dispersion modeling to predict that the proposed emissions should not cause an exceedance of the NAAQS in ambient air. A monitoring procedure would be required to ensure continuous compliance with the air permit maximum allowable emission rates table. The NAAQS do not compel a company without an air permit to monitor CO concentrations at that company’s site, and you have indicated that you are unaware of the company having a permit that requires monitoring CO emissions. However, the U.S. Department of Labor Occupational Safety and Health Administration (OSHA) does have requirements and guidelines for monitoring CO concentrations in work areas and installing audible alarms, but these are not environmental rules. 40 CFR Part 58 describes how ambient air quality surveillance is done. Having an alarm that is activated upon sensing an exceedance of a threshold in a company’s work area is not monitoring ambient air quality for compliance with an ambient air quality standard. We requested an explanation as to how the CO monitors satisfy the requirements of 40 CFR Part 58, but that was not provided. The EPA April 30, 1987, memo that you provided states, “However, we also feel that current policy requires that receptors should be placed in ALCOA and SIGECO property for modeling the contribution of each source’s emissions to the other’s ambient air. Thus, ALCOA’s property –regardless of whether it is fenced—is still ‘ambient air’ in relation to SIGECO’s emissions and vice-versa.” To apply this premise to the Oxea and Celanese site, the air at the Celanese part of the site is ambient air with respect to Oxea’s operations. The application indicates, “The CO analyzers are installed outdoors in the process units near equipment that processes percent levels of carbon monoxide.” Therefore, it is apparent that the analyzers are on Oxea’s part of the site which is not ambient air with respect to Oxea’s operations. | 2012-08-31 | 66205 | 100
15447 | T1 | Oxea Corporation | Bay City Plant | 2001 FM 3057 | Bay City | TX | 77414 | Matagorda | CN603164716 | RN105195655 | Secondary containment dike surrounding the V-505 Tank. The environmental benefit is secondary containment to prevent contamination of soil and ground water. | secondary containment dike surrounding the V-505 Tank. | 2011-10-13 | 199784 | 100
15448 | T1 | Baker Petrolite | Baypark Plant | 13200 Bayport Road | Houston | TX | 77057 | Harris | CN600127195 | RN100223536 | low-NOx burners and steam boiler. | Returned for failure to respond to a deficiency letter. | 2011-08-30 | 0 | 100
15449 | T1 | Houston Fuel Oil Terminal Company | Houston Fuel Oil Terminal | 16642 Jacintoport Blvd. | Houston | TX | 77015 | Harris | CN600131502 | RN100223445 | The H2S monitors are installed on the petroleum and petroleum product storage tanks for the purpose of monitoring H2S emissions which may result from the storage and conveyance of such petroleum and petroleum products at the facility. The H2S monitors allow the operator of the facility to determine compliance with emission limitations and if need be, adjust facility processes to lower or prevent emissions releases. | The following property is used 100% for pollution control and is installed to meet or exceed federal or state regulations: Hydrogen sulfide monitors | 2011-06-01 | 149242 | 100
15450 | T1 | Houston Fuel Oil Terminal Company | Houston Fuel Oil Terminal | 16642 Jacintoport Blvd. | Houston | TX | 77015 | Harris | CN600131502 | RN100223445 | The boiler nitrogen oxide (NOx) reduction systems were installed to reduce NOx emissions from the facility’s industrial boilers. Specifically, flue gas recirculation systems and dedicated ancillary equipment were installed to reduce NOx emissions by recirculating a portion of the boiler flue gas into the main combustion chamber. This recirculation process reduces the peak combustion temperature and lowers the percentage of oxygen in the combustion air/flue gas mixture, slowing the formation of NOx caused by high flame temperatures. The boiler nitrogen oxide (NOx) reduction systems reduce the amount of NOx emitted to the atmosphere. | The following property is used 100% for pollution control and is installed to meet or exceed federal or state regulations: Boiler nitrogen oxide reduction systems. | 2011-06-06 | 248137 | 100
15459 | T3 | Luminant Generation Company, LLC | Monticello Steam Electric Station | 1574 Monticello Plant Road | Mount Pleasant | TX | 75455 | Titus | CN603256413 | RN102285921 | Installed new bottom ash clinker grinders, economizer ash crushers, knife gate valves for the common bottom ash dewatering bins, and level detectors for the Unit 3 bottom as hoppers. | Returned for failure to respond to a deficiency letter. | 2011-09-15 | 405932 | 100
15460 | T1 | Luminant Generation Company, LLC | Monticello Steam Electric Station | 1574 Monticello Plant Road | Mount Pleasant | TX | 75455 | Titus | CN603256413 | RN102285921 | Installed a mercury continuous emissions monitoring system consisting of a sample conditioning system, probe, heated sample umbilical, and data collector. Use of this equipment will allow the facility to track emissions to ensure compliance. | The following property is used 100% for pollution control and is installed to meet or exceed federal or state regulations: mercury continuous emissions monitoring system consisting of a sample conditioning system, probe, heated sample umbilical, and data collector. | 2011-08-10 | 336248 | 100
15461 | T1 | Luminant Generation Company, LLC | Monticello Steam Electric Station | 1574 Monticello Plant Road | Mount Pleasant | TX | 75455 | Titus | CN603256413 | RN102285921 | This project installed common equipment for the Units 1, 2, and 3 Selective Non-Catalytic Reduction Systems (SNCR) including urea receiving, storage, and distribution were installed. Use of the SNCR will reduce NOx emissions. | The following property is used 100% for pollution control and is installed to meet or exceed federal or state regulations: urea receiving, storage, and distribution equipment. | 2011-06-01 | 2087972 | 100
15462 | T1 | Luminant Generation Company, LLC | Monticello Steam Electric Station | 1574 Monticello Plant Road | Mount Pleasant | TX | 75455 | Titus | CN603256413 | RN102285921 | Installed dewatering wells in the B Disposal Area. | The following property is used 100% for pollution control and is installed to meet or exceed federal or state regulations: dewatering wells installed at the B Disposal Area. | 2011-06-01 | 42447 | 100
15463 | T1 | Luminant Generation Company, LLC | Monticello Steam Electric Station | 1574 Monticello Plant Road | Mount Pleasant | TX | 75455 | Titus | CN603256413 | RN102285921 | Installed new gate valves and butterfly valves on fly ash disposal Silo B between the silo and fly ash wetting unloaders. Purchased the following five new ash disposal railcars: 33048, 33049, 33050, 33051, and 33052. Use of the equipment will allow for proper disposal of waste material. | The following property is used 100% for pollution control and is installed to meet or exceed federal or state regulations: gate valves and butterfly valves for fly ash disposal Silo B; and five ash disposal railcars serial numbers: XXXXX, XXXXX, XXXXX, XXXXX, and XXXXX. | 2011-08-08 | 1299336 | 100
15464 | T1 | Vopak Terminal Deer Park, Inc. | Vopak Terminal Deer Park | 2759 Battleground Road | La Porte | TX | 77571 | Harris | CN601178734 | RN100225093 | Vopak installed additions to the Tank Overfill & Spill Monitoring & Protection System at its Deer Park terminal. The additions to the Tank Overfill & Spill Monitoring & Protection System include automated storage tank gauging, automated fill/shut-off valves; overfill sensors and alarms, and emergency shutdown systems for protection against spills or leakages resulting from inadvertent overfill of the facility storage tanks. Such integrated system prevents petroleum, oil or other chemical product leakage and spills, protecting the groundwater, surface water, and land from contamination. | The following property is used 100% for pollution control and is installed to meet or exceed federal or state regulations: automatic storage tank gauge, automatic shutoff valves, tank overfill protection, and emergency shutdown system consisting of shipping dock #2, marine vapor control ship docks, and barge dock #2 and #3. | 2011-06-23 | 5520824 | 100
15465 | T1 | Vopak Terminal Deer Park, Inc. | Vopak Terminal Deer Park | 2759 Battleground Road | La Porte | TX | 77571 | Harris | CN601178734 | RN100225093 | The following secondary containment additions have been installed and are located adjacent to the following tanks or areas: tank liner additions for tanks 612, 632, 411, and 410; tank foundation additions for tanks 928, 924, 920, 922, 921, 613, 614, 615, 906, 502, 915, and 305; concrete wash pad containment additions adjacent to tank 589 and drum storage in the southern terminal; concrete pump containment additions for tanks 723, 538, 719, 720, 915, 914, 912, 907, 910, 777, 917, 535, 743, 536, 533, 809, 307, 788, 780, 770, 308, 309, and 734; truck station containment additions for loading/unloading operations for truck stations #'s: 2, 3, 4, 5, 7, 8, 9, 17, 18, 19, and 20, the Facility truck and railcar rack, and truck wash area; concrete containment additions located at the barge dock #3, adjacent to the West Side Fence, track #6 and #7, the Rail Car cleaning rack, and Pit G; sumps and pump additions adjacent to: shipping docks #1, 2, and 3, and barge dock #3. The subject pollution control property enumerated is utilized as secondary containment devices at the Vopak facility. Its installation is used to reduce or prevent contamination of groundwater, land, and surface water that may result from inadvertent leakage or spills (discharges) of petroleum or petroleum products stored in the subject Tanks or Areas. | The following property is used 100% for pollution control and is installed to meet or exceed federal or state regulations: The secondary containment additions for the following tanks or areas: tank foundation additions for twelve tanks; concrete wash pad containment additions adjacent to tank 589 and drum storage in the southern terminal; concrete pump containment additions for twenty three tanks; truck station containment additions for loading/unloading operations for eleven truck stations, the Facility truck and railcar rack, and truck wash area; concrete containment additions located at the barge dock #3, adjacent to the West Side Fence, track #6 and #7, the Rail Car cleaning rack, and Pit G; sumps and pump additions adjacent to: shipping docks #1, 2, and 3, and barge dock #3. | 2011-08-10 | 2829335 | 100
15466 | T1 | Vopak Terminal Deer Park, Inc. | Vopak Terminal Deer Park | 2759 Battleground Road | La Porte | TX | 77571 | Harris | CN601178734 | RN100225093 | Vopak installed protective coatings and cathodic protection on 170 tanks as part of the Spill and Leakage Prevention System to mitigate corrosion of facility’s storage tanks and associated piping. Installed protective coatings are applied to the storage tank and their appurtenances to form a barrier against moisture or other corrosive substances. The cathodic protection utilizes sacrificial anodes and electrochemical principles to protect the storage tanks and their appurtenances from corrosion. The coatings and cathodic protection are used to control and prevent the degradation of metal tanks and associated piping through which, inadvertent release of petroleum, oil or other chemical products, could contaminate the surface wasters and groundwater of the State. | The following property is used 100% for pollution control and is installed to meet or exceed federal or state regulations: coating and cathodic protection for 170 tanks and associated piping. | 2011-06-27 | 9444132 | 100
15467 | T1 | Vopak Terminal Deer Park, Inc. | Vopak Terminal Deer Park | 2759 Battleground Road | La Porte | TX | 77571 | Harris | CN601178734 | RN100225093 | Vopak purchased an intelligent pipeline inspection gauge (PIG) to detect breach and wear in a pipeline. The PIG is introduced to the pipeline in a module known as a PIG Launcher. The PIG is inserted and then launched from the PIG trap. When the inspection is completed, the PIG is received in a PIG receiver and removed. The PIG utilizes magnetic flux leakage (MFL) technology that detects corrosion and pitting in the pipeline. The PIG launchers and receivers are used in conjunction with the PIG to detect and locate pipeline leaks and defects, which can lead to groundwater and land pollution. | The following property is used 100% for pollution control and is installed to meet or exceed federal or state regulations: pipeline inspection gauge (PIG) launchers and receivers. | 2011-06-23 | 357741 | 100
15468 | T1 | Vopak Terminal Deer Park, Inc. | Vopak Terminal Deer Park | 2759 Battleground Road | La Porte | TX | 77571 | Harris | CN601178734 | RN100225093 | Wastewater collection, treatment and monitoring additions were installed at the facility to control, treat, and monitor effluent wastewater generated at the facility. Specifically, additions include wastewater collection piping, pumps, and valves; oil and grease recovery equipment; and lift stations. This equipment was installed as part of an integrated wastewater management system for the control and monitoring of wastewater generated at the facility. | The following property is used 100% for pollution control and is installed to meet or exceed federal or state regulations: additional wastewater collection piping, pumps, and valves; oil and grease recovery equipment; and lift station for the Wastewater Collection, Treatment & Monitoring System. | 2011-06-23 | 251393 | 100
15469 | T1 | Vopak Terminal Deer Park, Inc. | Vopak Terminal Deer Park | 2759 Battleground Road | La Porte | TX | 77571 | Harris | CN601178734 | RN100225093 | The subject additions for secondary containment to the Stormwater Control, Collection & Treatment Systems include lift stations located by the maintenance shop adjacent to 4th Street; lift pump located adjacent to Ship Dock #3, catch basins located near Track #2 adjacent to 3rd Street, drainage additions adjacent to Tanks: 920, 921, 922, 900, 560-566, 513-515, 580, 586, 604, 605, 501-512, 530-538, 592-596, 606-608, 747-758, 759-770, 771-782, 803-820, and retaining walls located at Ship Dock #3. Facility stormwater runoff controls and conveyances are essential to prevent the contamination of storm water, or to prevent polluted storm water runoff from reaching surface waters of the State. | The following property is used 100% for pollution control and is installed to meet or exceed federal or state regulations: Stormwater control, collection, and treatment systems. | 2011-06-23 | 2998846 | 100
15470 | T1 | Vopak Terminal Deer Park, Inc. | Vopak Terminal Deer Park | 2759 Battleground Road | La Porte | TX | 77571 | Harris | CN601178734 | RN100225093 | Vopak has installed a total of 553,464 square feet of asphalt/concrete paving for vehicle traffic areas. The environmental paving was installed for the purpose of fugitive dust suppression, as well as leakage and spill protection, and the prevention of contamination from materials emitted from or washed off of plant vehicles. The environmental paving protects the land and or groundwater from inadvertent contamination from these materials. | The following property is used 100% for pollution control and is installed to meet or exceed federal or state regulations: Environmental paving. | 2011-06-13 | 1806765 | 100
15471 | T1 | Vopak Terminal Deer Park, Inc. | Vopak Terminal Deer Park | 2759 Battleground Road | La Porte | TX | 77571 | Harris | CN601178734 | RN100225093 | The boiler nitrogen oxide (NOx) reduction systems were installed to reduce NOx emissions from the facility’s industrial boilers. Specifically, flue gas recirculation systems and dedicated ancillary equipment were installed to reduce NOx emissions by recirculating a portion of the boiler flue gas into the main combustion chamber. This recirculation process reduces the peak combustion temperature and lowers the percentage of oxygen in the combustion air/flue gas mixture, slowing the formation of NOx caused by high flame temperatures. The boiler nitrogen oxide (NOx) reduction systems reduce the amount of NOx emitted to the atmosphere. | The following property is used 100% for pollution control and is installed to meet or exceed federal or state regulations: Boiler nitrogen oxide reduction systems | 2011-06-13 | 86659 | 100
15472 | T1 | Vopak Terminal Deer Park, Inc. | Vopak Terminal Deer Park | 2759 Battleground Road | La Porte | TX | 77571 | Harris | CN601178734 | RN100225093 | Vopak installed VOC recovery and control systems which consisted of internal floating roofs for 83 storage tanks and associated vents to control and prevent the escape of VOCs. In addition, Vopak installed new flares and upgrades to existing flares along with additions of dedicated piping, valves, seals, instrumentation & controls, and electrical equipment. Vapor control system additions consisting of blowers and piping, which transport VOC vapors to a flare system for destruction, have also been installed. The VOC recovery and control systems were installed to reduce fugitive VOC emissions resulting from the storage or conveyance of petroleum products at the facility. | The following property is used 100% for pollution control and is installed to meet or exceed federal or state regulations: internal floating roofs for 83 storage tanks, associated vents, blowers and piping to the flare, new flares and upgrades to existing flares along with additions of dedicated piping, valves, seals, instrumentation & controls, and electrical equipment. | 2011-06-21 | 11276003 | 100
15473 | T1 | Vopak Terminal Galena Park, Inc. | Vopak Terminal Galena Park | 1500 Clinton Drive | Galena Park | TX | 77547 | Harris | CN600285969 | RN102753670 | Vopak has installed a total of 145,848 square feet of concrete paving for vehicle traffic areas. The environmental paving was installed for the purpose of fugitive dust suppression, as well as leakage and spill protection, and the prevention of contamination from materials emitted from or washed off of plant vehicles. The environmental paving protects the land and or groundwater from inadvertent contamination from these materials. | The following property is used 100% for pollution control and is installed to meet or exceed federal or state regulations: Environmental paving totaling 145,848 square feet of concrete paving for vehicle traffic areas. | 2011-06-13 | 459156 | 100
15474 | T1 | Vopak Terminal Galena Park, Inc. | Vopak Terminal Galena Park | 1500 Clinton Drive | Galena Park | TX | 77547 | Harris | CN600285969 | RN102753670 | The boiler nitrogen oxide (NOx) reduction systems were installed to reduce NOx emissions from the facility’s industrial boilers. Specifically, flue gas recirculation systems and dedicated ancillary equipment were installed to reduce NOx emissions by recirculating a portion of the boiler flue gas into the main combustion chamber. This recirculation process reduces the peak combustion temperature and lowers the percentage of oxygen in the combustion air/flue gas mixture, slowing the formation of NOx caused by high flame temperatures. The boiler nitrogen oxide (NOx) reduction systems reduce the amount of NOx emitted to the atmosphere. | The following property is used 100% for pollution control and is installed to meet or exceed federal or state regulations: Boiler nitrogen oxide reduction systems. | 2011-06-15 | 64448 | 100
15475 | T1 | Houston Fuel Oil Terminal Company | Houston Fuel Oil Terminal | 16642 Jacintoport Blvd. | Houston | TX | 77015 | Harris | CN600131502 | RN100223445 | Houston Fuel Oil Terminal has installed a total of 45,000 square feet of concrete paving in 2010 for vehicle traffic areas. The environmental paving was installed for the purpose of fugitive dust suppression, as well as leakage and spill protection, and the prevention of contamination from materials emitted from or washed off of plant vehicles. The environmental paving protects the land and or groundwater from inadvertent contamination from these materials. | The following property is used 100% for pollution control and is installed to meet or exceed federal or state regulations: Environmental paving totaling 45,000 square feet of concrete paving for vehicle traffic areas. | 2011-06-15 | 282676 | 100
15476 | T1 | QualaWash Holdings, LLC | QualaWash Terminal 0293 - Houston | 1700 Central Avenue | Houston | TX | 77017 | Harris | CN603579996 | RN102310026 | This project installed a wastewater treatment system consisting of flow equalization, oil/water separation, chemical oxidation, precipitation, coagulation, flocculation, and pH adjustment. | The following property is used 100% for pollution control and is installed to meet or exceed federal or state regulations: wastewater treatment system consisting of flow equalization, oil/water separation, chemical oxidation, precipitation, coagulation, flocculation, and pH adjustment. | 2011-06-13 | 338260 | 100
15477 | T1 | QualaWash Holdings, LLC | QualaWash Terminal 0295 - Saginaw | 700 E Minton Road | Saginaw | TX | 76179 | Tarrant | CN603579996 | RN105505895 | This project installed a wastewater treatment system including load pump and motor, lift pumps, holding tank and mixer, roll off containers, and filter press. | The following property is used 100% for pollution control and is installed to meet or exceed federal or state regulations: wastewater treatment system including load pump and motor, lift pumps, holding tank and mixer, roll off containers, and filter press. | 2011-06-13 | 227500 | 100
15478 | T1 | QualaWash Holdings, LLC | QualaWash Terminal 0291 - Houston | 11050 Beaumont Highway | Houston | TX | 77078 | Harris | CN603579996 | RN100612266 | This project installed a wastewater treatment system including load pump and motor, lift pumps, holding tank and mixer, storage tank, roll off container, and filter press. | The following property is used 100% for pollution control and is installed to meet or exceed federal or state regulations: wastewater treatment system including load pump and motor, lift pumps, holding tank and mixer, storage tank, roll off container, and filter press. | 2011-06-13 | 146044 | 100
15479 | T1 | Gavilon Fertilizer, LLC | Gavilon Fertilizer Facility | 1200 E. Navigation | Corpus Christi | TX | 78402 | Nueces | Company Name not in Central Registry | No Regulated Entity at this Location. | Installed liners inside of four tanks. | Returned for failure to respond to a deficiency letter. | 2011-06-30 | 218987 | 100
15480 | T1 | Huntsman Petrochemical, LLC | Port Neches Performance Products | 6001 Highway 366 | Port Neches | TX | 77651 | Jefferson | CN603603093 | RN100219252 | This project installed a new level device, radio transmitter, and remote terminal at the wetland pump PV-39 on Outfall 001. The equipment will reduce the potential for an unauthorized discharge. | The following property is used 100% for pollution control and is installed to meet or exceed federal or state regulations: level device, radio transmitter, and remote terminal for wetland pump PV-39 at Outfall 001. | 2011-06-01 | 9197 | 100
15481 | T1 | Huntsman Petrochemical, LLC | Port Neches Performance Products | 6001 Highway 366 | Port Neches | TX | 77651 | Jefferson | CN603603093 | RN100219252 | This project installed closed dome loading arms with attached dome covers for tank truck filling. The dome covers control the emissions from the loading process. | Returned for failure to respond to a deficiency letter. | 2011-06-30 | 71225 | 100
15482 | T1 | Huntsman Petrochemical, LLC | Port Neches Performance Products | 6001 Highway 366 | Port Neches | TX | 77651 | Jefferson | CN603603093 | RN100219252 | This project installed a flow meter for the A3 Unit Flare. The flow meter will be used to comply with the Greenhouse Gas Reporting rule. | The following property is used 100% for pollution control and is installed to meet or exceed federal or state regulations: flow meter for the A3 Unit Flare. | 2011-06-01 | 57387 | 100
15483 | T1 | Huntsman Petrochemical, LLC | Port Neches Performance Products | 6001 Highway 366 | Port Neches | TX | 77651 | Jefferson | CN603603093 | RN100219252 | This project constructed a 840 cubic foot enclosed sump for collecting wastewater from the E4 Unit ammonia scrubber. Use of the sump will reduce releases of fugitive emissions. | Returned for failure to respond to a deficiency letter. | 2011-09-15 | 547256 | 100
15484 | T1 | Huntsman Petrochemical, LLC | Port Neches Performance Products | 6001 Highway 366 | Port Neches | TX | 77651 | Jefferson | CN603603093 | RN100219252 | This project installed flow meters for the F4 and F6 units on the natural gas and ethylene lines. The flow meters are necessary for compliance with the Greenhouse Gas Reporting rule. | The following property is used 100% for pollution control and is installed to meet or exceed federal or state regulations: flow meters for the F4 and F6 units on the natural gas and ethylene lines. | 2011-06-01 | 208280 | 100
15485 | T1 | Huntsman Petrochemical, LLC | Port Neches Performance Products | 6001 Highway 366 | Port Neches | TX | 77651 | Jefferson | CN603603093 | RN100219252 | This project installed a gas chromatograph analyzer in the boiler house. Use of the chromatograph will assist in complying with the Greenhouse Gas Reporting rule. | The following property is used 100% for pollution control and is installed to meet or exceed federal or state regulations: gas chromatograph analyzer. | 2011-06-01 | 268939 | 100
15486 | T1 | Huntsman Petrochemical, LLC | Port Neches Performance Products | 6001 Highway 366 | Port Neches | TX | 77651 | Jefferson | CN603603093 | RN100219252 | This project installed approximately 70 feet of sloped 3-inch vent piping between the PO/MTBE wastewater sphere and the low pressure flare. The piping will reduce pressure buildup in the sphere and prevent VOC releases to the atmosphere. | The following property is used 100% for pollution control and is installed to meet or exceed federal or state regulations: replacement vent piping. | 2011-06-01 | 10000 | 100
15487 | T1 | Huntsman Petrochemical, LLC | Port Neches Performance Products | 6001 Highway 366 | Port Neches | TX | 77651 | Jefferson | CN603603093 | RN100219252 | This project replaced burner tips and upgraded the pilot lights for the F5 Unit ground flare. Improved flare reliability will reduce potential for non-permitted releases. | The following property is used 100% for pollution control and is installed to meet or exceed federal or state regulations: burner tips and upgraded the pilot lights for the F5 Unit ground flare. | 2011-06-01 | 678438 | 100
15488 | T1 | International Cellulose Corporation | Insulation Plant | 12346 Robin Blvd. | Houston | TX | 77045 | Harris | CN600370027 | RN100661313 | This project installed an Airlanco dust collection system including cyclones. Use of this system reduces the amount of particulate released to the atmosphere. | Returned for failure to respond to a deficiency letter. | 2011-06-30 | 119978 | 100
15489 | T1 | Bottling Group, LLC | 0494 Mesquite Bottling Plant | 4532 Highway 67 | Mesquite | TX | 75150 | Dallas | CN603061730 | RN100548288 | This project installed a pH neutralization system for use in pH balancing the wastewater discharge. | Returned for failure to respond to a deficiency letter. | 2011-06-30 | 594350.67 | 100
15490 | T1 | Tyler Pipe Company | Tyler Pipe Manufacturing Facility | 11910 CR 492 | Tyler | TX | 75706 | Smith | CN602902231 | RN102679867 | This project installed a cooling tower. Use of the cooling tower reduces the temperature of the process wastewater below the 104 deg F as required by the permit. | Returned for failure to respond to a deficiency letter. | 2011-09-15 | 120091 | 100
15491 | T1 | Alcoa World Alumina | Point Comfort Operations | State Highway 35 | Point Comfort | TX | 77978 | Calhoun | CN601452329 | RN102705381 | This project installed gas analyzers and upgraded the control systems for the 55 calciners. The controls and gas monitors were installed to reduce the potential for explosions that would damage the calciners. Since the calciners are production equipment the gas monitors and control upgrades are not pollution control property. | The gas analyzers and upgraded control systems were installed to protect the 55 calciners from explosions. The calciners are production equipment. Asset protection equipment is not considered to be pollution control property. In addition, the rule cited does not require the installation of a gas analyzer or control system. | 2011-12-22 | 5170412 | 100
15492 | T1 | Owens Corning Insulating Systems, LLC | Waxahachie Plant | 3700 N. Interstate 35E | Waxahachie | TX | 75165 | Ellis | CN603159088 | RN100223585 | This project installed a switched integral rectifier and replaced the insulator doors for the dry electrostatic precipitator. Use of this equipment will reduce particulate matter releases. | The following property is used 100% for pollution control and is installed to meet or exceed federal or state regulations: switched integral rectifier and replacement insulator doors for the dry electrostatic precipitator. | 2011-12-22 | 137235 | 100
15493 | T1 | Owens Corning Insulating Systems, LLC | Waxahachie Plant | 3700 N. Interstate 35E | Waxahachie | TX | 75165 | Ellis | CN603159088 | RN100223585 | This project installed the V1 Batch Dust Collector. Use of the collector will reduce releases of particulate matter into the air. | Withdrawn by applicant | 2011-11-15 | 32584 | 100
15494 | T1 | Owens Corning Insulating Systems, LLC | Waxahachie Plant | 3700 N. Interstate 35E | Waxahachie | TX | 75165 | Ellis | CN603159088 | RN100223585 | This project installed an exhaust gas recirculation system as an upgrade to the burners and fuel/air ratio controllers for the utility boilers. Use of this equipment will reduce NOx formation. | The following property is used 100% for pollution control and is installed to meet or exceed federal or state regulations: exhaust gas recirculation system and fuel/air ratio controllers. | 2011-12-22 | 31170 | 100
15495 | T1 | Lattimore Materials Corp. | Melissa Ready Mix | 7790 State Highway 5 | Melissa | TX | 75454 | Collin | CN600316129 | RN102933504 | paving | Returned for failure to respond to a deficiency letter. | 2011-08-22 | 0 | 100
15496 | T1 | The Sabine Mining Company | SMC Lignite Coal Mine | 6501 Farm Road 968 West | Hallsville | TX | 75650 | Harrison | CN600835797 | RN103968707 | This project installed a water tank on a water truck. Use of the water truck will reduce particulate matter releases from the facility. | The following property is used 100% for pollution control and is installed to meet or exceed federal or state regulations: water tank for water truck. | 2011-07-06 | 624833 | 100
15497 | T1 | Stolthaven Houston | Stolthaven Houston Terminal | 15602 Jacintoport Blvd | Houston | TX | 77015 | Harris | CN600124820 | RN100210475 | This project installed a carbon drum scrubber. The scrubber will be used to control Toluene Diisocyanate vapors from Storage Tank D-15-21. | The following property is used 100% for pollution control and is installed to meet or exceed federal or state regulations: carbon drum scrubber. | 2011-07-06 | 26739 | 100
15498 | T1 | Stolthaven Houston | Stolthaven Houston Terminal | 15602 Jacintoport Blvd | Houston | TX | 77015 | Harris | CN600124820 | RN100210475 | This project increased the height of the concrete containment wall located on the east side of B Manifold. The increased height increases the capacity of the B Manifold containment area. | The following property is used 100% for pollution control and is installed to meet or exceed federal or state regulations: concrete installed to raise the height of containment wall located on the east side of B Manifold. | 2011-07-06 | 26104 | 100
15499 | T1 | Stolthaven Houston | Stolthaven Houston Terminal | 15602 Jacintoport Blvd | Houston | TX | 77015 | Harris | CN600124820 | RN100210475 | This project installed 2,112 square feet of reinforced concrete within the Q Tank Farm. The concrete provides both secondary containment and storm water run-off control. | The following property is used 100% for pollution control and is installed to meet or exceed federal or state regulations: 2,112 square feet of reinforced concrete installed within the Q Tank Farm. | 2011-07-06 | 18781 | 100
15500 | T2 | Nelson Bros. Ready Mix, Ltd. | Nelson Bros. Ready Mix Prosper | 570 S Dallas Pkwy | Prosper | TX | 75078 | Collin | CN600482467 | RN102302353 | This project installed approximately 21,000 square feet of concrete and a weir system. This property will allow for improved stormwater control and reduced particulate emissions. | The following property is used 100% for pollution control and is installed to meet or exceed federal or state regulations: 21,000 square feet of concrete and the weir system. | 2011-10-18 | 374920 | 100
15501 | T2 | Flint Hills Resources CC, LLC | FHR East Refinery | 1607 Nueces Bay Blvd | Corpus Christi | TX | 78403 | Nueces | CN603741463 | RN102534138 | This project installed a low temperature oxidation (LoTOx) unit for the East Refinery Fluidized Catalytic Cracker unit. Use of this equipment will reduce Nitrogen Oxide emissions. | The following property is used 100% for pollution control and is installed to meet or exceed federal or state regulations: low temperature oxidation unit for the East Refinery Fluidized Catalytic Cracker unit. | 2011-08-08 | 46000000 | 100
15502 | T1 | Salado at Walnut Creek Partner, LLC | Watersbend Apartments | 2104 East Anderson Lane | Austin | TX | 78752 | Travis | CN603549452 | RN101228682 | Continuous emission monitors located in each apartment to alert for high methane gas levels; 108 wells used to vent methane to a safe area; first floor of the buildings; and a fugitive emission monitoring and control system consisting of four Sentry landfill gas monitoring probes; 26 soil vapor monitoring wells; and 15 vapor/gas monitoring/vapor ventilation wells. | The following property is used 100% for pollution control and is installed to meet or exceed federal or state regulations: continuous emission monitors; 108 wells; sloping concrete surfaces (including drains, sumps, and piping); fugitive emission monitoring and control system consisting of four Sentry landfill gas monitoring probes, 26 soil vapor monitoring wells, and 15 gas monitoring/vapor ventilation wells. A negative determination for the first floors of the buildings do not control, monitor, or prevent air, water, or land pollution. | 2012-07-12 | 1695000 | 100
15503 | T1 | Dallas Clean Energy, LLC | McCommas Bluff Landfill Unit 3 | 5500 Youngblood | Dallas | TX | 75241 | Dallas | CN603278177 | RN100218569 | Landfill gas recycling equipment. | Returned for failure to respond to a deficiency letter. | 2012-07-19 | 0 | 100
15504 | T1 | Dallas Clean Energy, LLC | McCommas Bluff Landfill Unit 2 | 5500 Youngblood Rd. | Dallas | TX | 75241 | Dallas | CN603278177 | RN100218569 | Landfill gas recycling equipment. | Returned for failure to respond to a deficiency letter. | 2012-07-19 | 0 | 100
15505 | T3 | Cottonwood Energy Company, LP | Cottonwood Energy Center | 976 County Road 4213 | Deweyville | TX | 77614 | Newton | CN602765687 | RN100226109 | This project installed a heat recovery steam generator and dedicated ancillary systems. The equipment allows the facility to generate more electricity per unit of fuel burned. However, the equipment does not result in an actual reduction of emissions at the facility. | A negative determination. Heat recovery steam generators and associated dedicated ancillary equipment are used solely for production; therefore, are not eligible for a positive use determination. | 2014-09-24 | 26043320 | 100
15506 | T1 | Oxea Corporation | Bay City Plant | 2001 FM 3057 | Bay City | TX | 77414 | Matagorda | CN603164716 | RN105195655 | Scrubber installed on the V-508 storage tank. The environmental benefit is control of VOC emissions. | The following property is used 100% for pollution control and is installed to meet or exceed federal or state regulations: scrubber installed on the V-508 storage tank. | 2011-10-04 | 65500 | 100
15507 | T1 | Cemex Construction Materials South, LLC | Navigation Terminal 4228 | 5503 Navigation | Houston | TX | 77040 | Harris | CN603403973 | RN100249580 | This project installed approximately 18,800 square feet of concrete paving for the control of control dust. Paving of this plant area allows for the control of particulate matter. | The following property is used 100% for pollution control and is installed to meet or exceed federal or state regulations: approximately 18,800 square feet of concrete paving. | 2011-07-20 | 43165.5 | 100
15508 | T1 | Volpak Terminal Galena Park, Inc. | Volpak Terminal Galena Park | 1500 Clinton Drive | Galena Park | TX | 77547 | Harris | CN600285969 | RN102753670 | This project installed internal floating roof seals on tanks 205, 206, 101, 153, 148, and 143. Use of the seals will reduce VOC emissions. | The following property is used 100% for pollution control and is installed to meet or exceed federal or state regulations: internal floating roof seals on tanks 205, 206, 101, 153, 148, and 143. | 2011-08-09 | 88106 | 100
15509 | T1 | Dril-Quip, Inc. | Dril-Quip Houston Facility | 6401 North Eldridge Parkway | Houston | TX | 77041 | Harris | CN600322622 | RN102150570 | This project installed a wastewater pre-treatment system consisting of tanks, tank stands, piping, equalizer, clarifier, defoamer, filer press, settling basin, pumps, electrical components, monitoring equipment, controls, 19' x 19' building housing control and monitoring equipment, and the land occupied by the wastewater treatment system. Use of this equipment ensures that wastewater is properly treated before it is discharged. | The following property is used 100% for pollution control and is installed to meet or exceed federal or state regulations: wastewater pre-treatment system consisting of tanks, tank stands, piping, equalizer, clarifier, defoamer, filer press, settling basin, pumps, electrical components, monitoring equipment, controls, 19' x 19' building housing control and monitoring equipment, and the land occupied by the wastewater treatment system. | 2011-11-10 | 1663607 | 100
15510 | T1 | Dril-Quip, Inc. | Dril-Quip Houston Facility | 6401 North Eldridge Parkway | Houston | TX | 77041 | Harris | CN600322622 | RN102150570 | This project installed four blast booths and five paint booths with associated filters and baghouses. Use of the filters and baghouses reduces the amount of particulate released to the atmosphere. | The following property is used 100% for pollution control and is installed to meet or exceed federal or state regulations: five paint booths including ductwork and the filters and baghouses associated with the paint booths and the four blast booths. | 2012-01-20 | 1150895 | 100
15511 | T1 | Dril-Quip, Inc. | Dril-Quip Houston Facility | 6401 North Eldridge Parkway | Houston | TX | 77041 | Harris | CN600322622 | RN102150570 | This project installed approximately 445,100 square feet of paving and purchased two street sweepers. Use of this property will reduce particulate matter releases from this facility. | The following property is used 100% for pollution control and is installed to meet or exceed federal or state regulations: 445,100 square feet of paving and two street sweepers. | 2011-10-04 | 2045068 | 100
15512 | T2 | Dril-Quip, Inc. | Dril-Quip Houston Facility | 6401 North Eldridge Parkway | Houston | TX | 77041 | Harris | CN600322622 | RN102150570 | This project constructed the North and South retention ponds and approximately 17,175 linear feet of drainage ditches. Use of this property will allow for proper control of storm water run-off. | The following property is used 100% for pollution control and is installed to meet or exceed federal or state regulations: North and South retention ponds and approximately 17,175 linear feet of drainage ditches. | 2011-08-11 | 419210 | 100
15513 | T1 | Chaparral Pipeline Company, LLC | San Andres Junction | 10 miles S. of Andrews on Hwy 385 | Andrews | TX |  | Andrews | CN601092497 | RN101987964 | Maintenance Flare. The environmental benefit is 98% destruction efficiency of VOCs emanating from the compressors, dryers, and coalescers during maintenance operations. | maintenance flare. | 2011-08-16 | 417000 | 100
15514 | T1 | Sunoco Partners Marketing & Terminals LP | Nederland Marine Terminal | Highway 347 North | Nederland | TX | 77627 | Jefferson | CN601403199 | RN100214626 | This project constructed secondary containment including levee wall for four new storage tanks. Use of this equipment will reduce the potential for leaks to contaminate waters of the State. | The following property is used 100% for pollution control and is installed to meet or exceed federal or state regulations: secondary containment, including levee wall, for storage tanks 1568, 1569, 1570, and 1571. | 2011-08-15 | 3380300 | 100
15515 | T1 | Sunoco Partners Marketing & Terminals LP | Nederland Marine Terminal | Highway 347 North | Nederland | TX | 77627 | Jefferson | CN601403199 | RN100214626 | This project installed guide pole sleeves and wipers for storage tanks 1522, 1523, 1524, 1525, 1526, 1527, and 1530. | The following property is used 100% for pollution control and is installed to meet or exceed federal or state regulations: guide pole sleeves and wipers for storage tanks 1522, 1523, 1524, 1525, 1526, 1527, and 1530. | 2011-08-15 | 100000 | 100
15516 | T1 | Sunoco Partners Marketing & Terminals LP | Nederland Marine Terminal | Highway 347 North | Nederland | TX | 77627 | Jefferson | CN601403199 | RN100214626 | This project constructed a 14 foot by 20 foot slab, with curb, used for unloading of trucks and for washing trucks. Use of the slab will prevent oil waters from contact with the ground. | Returned for failure to respond to a deficiency letter. | 2011-11-07 | 100000 | 100
15517 | T1 | Sunoco Partners Marketing & Terminals LP | Nederland Marine Terminal | Highway 347 North | Nederland | TX | 77627 | Jefferson | CN601403199 | RN100214626 | This project installed external floating roofs, gauge pole seals, floating roof seals, and leg seals on tanks 1568, 1569, 1570, and 1571. Use of the equipment will reduce VOC emissions. | The following property is used 100% for pollution control and is installed to meet or exceed federal or state regulations: external floating roofs, gauge pole seals, floating roof seals, and leg seals installed on tanks 1568, 1569, 1570, and 1571. | 2011-08-15 | 5666800 | 100
15518 | T1 | Sunoco Partners Marketing & Terminals LP | Nederland Marine Terminal | Highway 347 North | Nederland | TX | 77627 | Jefferson | CN601403199 | RN100214626 | This project installed two 16-inch isolation valves in a crude oil offloading line. Use of these vales will reduce potential crude oil spills. | Returned for failure to respond to a deficiency letter. | 2011-11-07 | 720000 | 100
15519 | T3 | Samsung Austin Semiconductor, LLC | Samsung Austin Semiconductor Facility | 12100 Samsung Blvd. | Austin | TX | 78753 | Travis | CN602914442 | RN100518026 | This project installed the Cu Fab1 Ultra Pure Water System consisting of a multi-media filter; weak cation exchanger; activated carbon tower; cation exchanger; mixed bed ion exchanger; recovery activated carbon tower; degasifiers; recovery weak ion anion exchange; heat exchangers; reverse osmosis units; ultra filtration units; condenser; pure water tanks; recovery tank; ultra violet lamps for total organic carbon reduction; nitrogen gas prefilters and filters; and associated pumps, piping, valves, and dedicated electrical, instrumentation and controls. Use of this equipment will provide for improved wastewater treatment. | Returned for failure to respond to a deficiency letter. | 2012-03-01 | 12225569 | 100
15520 | T3 | Samsung Austin Semiconductor, LLC | Samsung Austin Semiconductor Facility | 12100 Samsung Blvd. | Austin | TX | 78753 | Travis | CN602914442 | RN100518026 | This project installed the A2 Fab2 Ultra Pure Water System consisting of pure water tanks; H2O2 tank; recovery tanks; heat exchangers; ultra violet lamps for total organic carbon reduction; ultra filtration units; nitrogen gas prefilter; chemical and water storage tanks; reverse osmosis units; multi-media filter; weak cation exchanger; activated carbon tower; cation exchanger; mixed bed ion exchanger; recovery activated carbon tower; degasifiers; recovery weak ion anion exchange; acid treatment and polishing equipment; and associated pumps, piping, valves, and dedicated electrical, instrumentation and controls. Use of this equipment will provide for improved wastewater treatment. | Returned for failure to respond to a deficiency letter. | 2012-03-01 | 38678365 | 100
15521 | T3 | Samsung Austin Semiconductor, LLC | Samsung Austin Semiconductor Facility | 12100 Samsung Blvd. | Austin | TX | 78753 | Travis | CN6029914442 | RN100518026 | This project installed the Saturn Project Ultra Pure Water System consisting of a multi-media filter; weak cation exchanger; mixed bed ion exchanger; recovery activated carbon tower; degasifiers; recovery weak ion anion exchange; heat exchangers; reverse osmosis units; ultra filtration units; condenser; pure water tanks; recovery tank; ultra violet lamps for total organic carbon reduction; nitrogen gas prefilters and filters; and associated pumps, piping, valves, and dedicated electrical, instrumentation and controls. Use of this equipment will provide for improved wastewater treatment. | Returned for failure to respond to a deficiency letter. | 2012-03-01 | 39246078 | 100
15522 | T1 | CMC Steel Texas | CMC Steel Texas | One Steel Mill Drive | Seguin | TX | 78156 | Guadalupe | CN600129001 | RN102413689 | This project constructed a slag quench structure and its associated water deluge system. Use of this property will reduce the amount of particulate matter released during slag cooling and handling. | The following property is used 100% for pollution control and is installed to meet or exceed federal or state regulations: slag quench structure and water deluge system. | 2011-08-26 | 608325 | 100
15523 | T1 | Norit Americas, Inc. | Marshall Plant | 3200 University Ave. | Marshall | TX | 75670 | Harrison | CN600840888 | RN102609724 | baghouse, baghouse fan, spray dry absorber, and lime slurry preparation equipment used to control multi-hearth furnace #2. The Tier I Table numbers are A-1 and A-160. The environmental benefit is control of sulfuric acid, SO2, and PM. | The following property is used 100% for pollution control and is installed to meet or exceed federal or state regulations: baghouse, baghouse fan, spray dry absorber, and lime slurry preparation equipment used to control multi-hearth furnace #2. | 2011-12-05 | 3799656.7 | 100
15524 | T1 | Lehigh Cement | Waco Plant | 100 Wickson Road | Waco | TX | 76712 | McLennan | CN600129597 | RN100218254 | Selective Non-Catalytic Reduction System installed on Kiln 39 including the following components: air compressor used to spray ammonia liquid into the kiln; desiccant dryer; dust collector; aqueous ammonia tank with controls; SNCR equipment room building that houses the SNCR pumps and instruments; concrete containment area; ammonia tank access stair and catwalk; and associated valves, pipes and pipe supports. The environmental benefit is control of NOx emissions. | The following property is used 100% for pollution control and is installed to meet or exceed federal or state regulations: Selective Non-Catalytic Reduction System installed on Kiln 39 including the following components: air compressor used to spray ammonia liquid into the kiln; desiccant dryer; dust collector; aqueous ammonia tank with controls; SNCR equipment room building that houses the SNCR pumps and instruments; concrete containment area; ammonia tank access stair and catwalk; and associated valves, pipes and pipe supports. | 2011-12-09 | 2225829.55 | 100
15525 | T1 | Martin Marietta Materials, Inc. | Chico Quarry | 856 FM 2952 | Chico | TX | 74631 | Wise | CN600134696 | RN102855731 | This project installed wash pad connected to a 250-foot by 500-foot lined pond. Use of this property will prevent contaminated wash water from contaminating groundwater. | The following property is used 100% for pollution control and is installed to meet or exceed federal or state regulations: wash pad and a 250-foot by 500-foot lined pond. | 2012-01-04 | 247581.56 | 100
15526 | T1 | Martin Marietta Materials, Inc. | Chico Quarry | 856 FM 2952 | Chico | TX | 74631 | Wise | CN603213315 | RN102200383 | This project installed a Simplex 1A Dustbuster System. This equipment is used to suppress dust by use of liquid sprays. | The following property is used 100% for pollution control and is installed to meet or exceed federal or state regulations: Simplex 1A Dustbuster System. | 2011-10-26 | 50707.07 | 100
15527 | T1 | Martin Marietta Materials SW, Inc. | Beckmann Quarry | 4243 N Loop 1604 W | San Antonio | TX | 78249 | Bexar | CN603213315 | RN105385652 | This project installed a thickener tank, water tank, and water pump. Use of this property will allow the industrial wastewater to be re-used for dust suppression. | The following property is used 100% for pollution control and is installed to meet or exceed federal or state regulations: thickener tank, water tank, and water pump. | 2012-01-06 | 888648.08 | 100
15528 | T1 | Martin Marietta Materials SW, Inc. | Beckmann Quarry | 4243 N Loop 1604 W | San Antonio | TX | 78249 | Bexar | CN603213315 | RN105385652 | This project installed a wheel wash system for use in removing particulate matter from vehicles, trailers and equipment. Use of this property reduces the amount of particulate matter released during plant operations. | The following property is used 100% for pollution control and is installed to meet or exceed federal or state regulations: wheel wash system. | 2012-01-04 | 304631.64 | 100
15529 | T2 | Delek Refining, Ltd. | Delek Tyler Refinery | 1702 E Commerce St | Tyler | TX | 75702 | Smith | CN602831232 | RN100222512 | This project installed a hydrotreater consisting of a catalyst system, a separator, and a stripper. Use of the hydrotreater will reduce the sulfur content in refined gasoline. | The environmental benefit associated with a hydrotreater is derived only when the lower sulfur gasoline is consumed as fuel in an internal combustion engine, thereby allowing the engine to emit fewer sulfur emissions and enabling the engine’s air pollution control systems to operate more efficiently to reduce other air pollutants. Under 30 Texas Administrative Code §17.6(1)(D), property is not entitled to an exemption from taxation if the environmental benefit is derived from the use or characteristics of the good or service produced or provided. In addition, the rule cited does not require the installation of a hydrotreater. | 2011-12-21 | 81000000 | 100
15530 | T3 | Century Asphalt, Ltd. | New Braunfels Asphalt Plant | 2682 Wald Road | New Braunfels | TX | 78132 | Comal | CN602834517 | RN102508512 | Baghouse used to control particulate matter emissions from the process drum. Captured fines are returned to the production process necessitating a Tier III application. | The following property is used 100% for pollution control and is installed to meet or exceed federal or state regulations: baghouse dust filtration system. | 2011-11-15 | 311490 | 100
15531 | T1 | Treager Development, LLC | The Hill Dental Group | 8338 Spring Cypress Road | Spring | TX | 77379 | Harris | Insufficient Information | Insufficient Information | Constructed three storm water retention ponds. Ponds will retain storm water in order to control runoff. | The following property is used 100% for pollution control and is installed to meet or exceed federal or state regulations: three storm water retention ponds (31,411 square feet). | 2011-10-14 | 243375 | 100
15532 | T1 | Cargill Incorporated | Houston Plant | 16150 Peninsula Blvd | Houston | TX | 77015 | Harris | CN600273742 | RN104587506 | Dust collector #68. The environmental benefit is control of particulate matter. | The following property is used 100% for pollution control and is installed to meet or exceed federal or state regulations: dust collector #68. | 2011-10-13 | 218159 | 100
15533 | T1 | Enterprise Big Thicket Pipeline LLC | Silsbee Compressor Station | 6586 Old Spurger Highway | Silsbee | TX | 77656 | Hardin | CN603211277 | RN101969194 | Adcat brand oxidation catalysts and Rosemount monitoring systems installed on compressor units K300 and K400. Use of this equipment will reduce emissions of carbon monoxide. | The following property is used 100% for pollution control and is installed to meet or exceed federal or state regulations: Adcat brand oxidation catalysts and Rosemount monitoring systems installed on compressor units K300 and K400. | 2011-11-28 | 181230 | 100
15534 | T1 | Enterprise South Texas Gathering, LP | East Yard Compressor Station | 326 Martinena Rd | Encinal | TX | 78019 | Webb | CN603162140 | RN102993045 | catalyst and monitoring equipment with Tier I Table numbers A-21 and A-62. The environmental benefit is reduction of CO emissions. | Adcat brand oxidation catalyst and monitoring system comprised of Rosemount differential pressure transmitters and Rosemount thermocouples installed on engine/compressor units 136, 137, and 141. The use determination does not include any silencer or noise attenuation equipment. | 2011-11-16 | 467923 | 100
15535 | T1 | Chaparral Pipeline Company, LLC | Snyder Pump Station | 4.5 mi S of HWY 180 and FM 1611 | Snyder | TX |  | Scurry | CN601092497 | Insufficient Information | Smokeless maintenance flare. The environmental benefit is 98% destruction efficiency of VOCs emitted during maintenance operations. | smokeless maintenance flare. | 2011-11-15 | 389000 | 100
15536 | T1 | Chaparral Pipeline Company, LLC | Conroe Pump Station | Chaparral Pipeline Road | Conroe | TX |  | Montgomery | CN601092497 | Insufficient Information | This project installed a maintenance flare consisting of flare tip, tri-pod flare riser, pilot light, electronic control system, retractability package, high volume/high pressure blower, pilot valve gas train, flame arrestor, knockout drum, and weather proof controls enclosure. Use of the flare will control volatile organic compound emissions. | The following property is used 100% for pollution control and is installed to meet or exceed federal or state regulations: maintenance flare consisting of flare tip, tri-pod flare riser, pilot light, electronic control system, retractability package, high volume/high pressure blower, pilot valve gas train, flame arrestor, knockout drum, and weather proof controls enclosure. | 2011-11-09 | 389000 | 100
15537 | T1 | Chaparral Pipeline Company, LLC | Gatesville Pumping Station | Right on CR 268 from CR 267 | Gatesville | TX |  | Coryell | CN601092497 | Insufficient Information | This project installed a maintenance flare consisting of flare tip, tri-pod flare riser, pilot light, AC-AL-TC control system, retractability package, 5 HP blower with enclosure ad controls, aluminum flame arrestor, control stand, and knockout drum with gauges and bridles. Use of the flare will control volatile organic compound emissions. | The following property is used 100% for pollution control and is installed to meet or exceed federal or state regulations: maintenance flare consisting of flare tip, tri-pod flare riser, pilot light, AC-AL-TC control system, retractability package, 5 HP blower with enclosure ad controls, aluminum flame arrestor, control stand, and knockout drum with gauges and bridles. | 2011-11-09 | 467122 | 100
15538 | T2 | DFW Midstream Services, LLC | Arlington Gathering Station No. 1 | 1015 West Harris Road | Arlington | TX | 76001 | Tarrant | CN603578618 | RN105829493 | This project constructed a sound attenuation structure around the compressors. Sound attenuation is required by City of Arlington as an environmental regulation. | Returned for failure to respond to a deficiency letter. | 2012-01-31 | 4907778 | 100
15539 | T1 | Enterprise Refined Products Company, LLC | Port Arthur Terminal | 800 West Dorsey Road | Port Arthur | TX | 77640 | Jefferson | CN603684408 | RN105179832 | This project installed an external floating roof, with primary and secondary seals, for tank 5410. Use of this equipment will reduce venting of VOCs. | The following property is used 100% for pollution control and is installed to meet or exceed federal or state regulations: external floating roof, with primary and secondary seals, for tank 5410. | 2011-11-30 | 1332673 | 100
15540 | T1 | Enterprise Refined Products Company, LLC | Port Arthur Terminal | 800 West Dorsey Road | Port Arthur | TX | 77640 | Jefferson | CN603684408 | RN105179832 | This project installed an external floating roof, with primary and secondary seals, for tank 5420. Use of this equipment will reduce venting of VOCs. | The following property is used 100% for pollution control and is installed to meet or exceed federal or state regulations: external floating roof, with primary and secondary seals, for tank 5420. | 2011-11-30 | 3553795 | 100
15541 | T1 | Enterprise Refined Products Company, LLC | Port Arthur Terminal | 800 West Dorsey Road | Port Arthur | TX | 77640 | Jefferson | CN603684408 | RN105179832 | This project installed an external floating roof, with primary and secondary seals, for tank 5430. Use of this equipment will reduce venting of VOCs. | The following property is used 100% for pollution control and is installed to meet or exceed federal or state regulations: external floating roof, with primary and secondary seals, for tank 5430. | 2011-11-30 | 2221122 | 100
15542 | T1 | Seminole Pipeline Company | Brenham Station | 9800 Oil Field Road | Brenham | TX | 77833 | Washington | CN600413249 | Insufficient Information | This project installed a smokeless flare consisting of flare tip, tri-pod flare riser, pilot light, AC-AL-TC control system, retractability package, control system, 5 HP blower with enclosure and controls, aluminum flame arrestor, control stand, and knockout drum with gauges and bridles. Use of the flare will control VOC emissions related to maintenance operations. | The following property is used 100% for pollution control and is installed to meet or exceed federal or state regulations: smokeless flare consisting of flare tip, tri-pod flare riser, pilot light, AC-AL-TC control system, retractability package, control system, 5 HP blower with enclosure and controls, aluminum flame arrestor, control stand, and knockout drum with gauges and bridles. | 2011-12-12 | 345000 | 100
15543 | T1 | Chaparral Pipeline Company, LLC | Bryan Pump Station | Hwy 30 East and CR 192 | Grimes County | TX |  | Grimes | CN601092497 | Insufficient Information | This project installed a smokeless flare consisting of flare tip, tri-pod flare riser, pilot light, AC-AL-TC control system, retractability package, control system, 5 HP blower with enclosure and controls, aluminum flame arrestor, control stand, and knockout drum with gauges and bridles. Use of the flare will control VOC emissions related to maintenance operations. | The following property is used 100% for pollution control and is installed to meet or exceed federal or state regulations: a smokeless flare consisting of flare tip, tri-pod flare riser, pilot light, AC-AL-TC control system, retractability package, control system, 5 HP blower with enclosure and controls, aluminum flame arrestor, control stand, and knockout drum with gauges and bridles. | 2011-12-12 | 398000 | 100
15544 | T1 | Bredero Shaw | Pearland Pipe Coating Plant | 4501 Knapp Road | Pearland | TX | 77581 | Brazoria | CN600134423 | RN102605144 | 13 baghouse dust collectors. The environmental benefit is control of particulate matter. | Returned for failure to respond to a deficiency letter. | 2012-01-31 | 1080424.09 | 100
15545 | T1 | Cargill Incorporated | Cargill Grain Terminal | 16150 Peninsula Blvd | Houston | TX | 77015 | Harris | CN600273742 | RN104587506 | Dust tank level sensors installed on dust bin #2 which accumulates dust collected by dust collectors prior to disposal. The sensors alert plant operators when the dust bin is full which enables plant operators to empty the bin prior to overflow. The environmental benefit is control of particulate matter. | The following property is used 100% for pollution control and is installed to meet or exceed federal or state regulations: dust tank level sensors installed on dust bin #2 which accumulates dust collected by dust collectors prior to disposal. | 2012-01-13 | 8536 | 100
15546 | T1 | Cargill Incorporated | Cargill Grain Terminal | 16150 Peninsula Blvd | Houston | TX | 77015 | Harris | CN600273742 | RN104587506 | Bin Vent Dust Bin #2 accumulates dust collected by plant dust collectors prior to disposal. The environmental benefit is control of particulate matter. | The following property is used 100% for pollution control and is installed to meet or exceed federal or state regulations: bin vent dust bin #2 which accumulates dust collected by plant dust collectors prior to disposal. | 2012-01-13 | 32433 | 100
15547 | T1 | Cargill Incorporated | Cargill Grain Terminal | 16150 Peninsula Blvd | Houston | TX | 77015 | Harris | CN600273742 | RN104587506 | Baghouse dust collectors 72 and 74 and associated ductwork and blowers. The environmental benefit is control of particulate matter. | The following property is used 100% for pollution control and is installed to meet or exceed federal or state regulations: baghouse dust collectors 72 and 74 and associated ductwork and blowers. | 2012-01-13 | 148334 | 100
15548 | T1 | Cargill Incorporated | Cargill Grain Terminal | 16150 Peninsula Blvd | Houston | TX | 77015 | Harris | CN600273742 | RN104587506 | Baghouse dust collectors 71 and 70 and associated ductwork and blowers. The environmental benefit is control of particulate matter. | The following property is used 100% for pollution control and is installed to meet or exceed federal or state regulations: baghouse dust collectors 71 and 70 and associated ductwork and blowers. | 2012-01-13 | 173455 | 100
15549 | T1 | Cargill Incorporated | Cargill Grain Terminal | 16150 Peninsula Blvd | Houston | TX | 77015 | Harris | CN600273742 | RN104587506 | Baghouse dust collectors 61 and 62 and associated ductwork and blowers. The environmental benefit is control of particulate matter. | The following property is used 100% for pollution control and is installed to meet or exceed federal or state regulations: baghouse dust collectors 61 and 62 and associated ductwork and blowers. | 2012-01-13 | 195497 | 100
15550 | T1 | Cargill Incorporated | Cargill Grain Terminal | 16150 Peninsula Blvd | Houston | TX | 77015 | Harris | CN600273742 | RN104587506 | Dust system #69 which controls particulate matter from shipping transfer leg numbers 34 and 35 and belt conveyors 211, 213, 215, and 238. The environmental benefit is control of particulate matter. | The following property is used 100% for pollution control and is installed to meet or exceed federal or state regulations: Dust system #69 which controls particulate matter from shipping transfer leg numbers 34 and 35 and belt conveyors 211, 213, 215, and 238. | 2012-01-13 | 110896 | 100
15551 | T1 | Cargill Incorporated | Cargill Grain Terminal | 16150 Peninsula Blvd | Houston | TX | 77015 | Harris | CN600273742 | RN104587506 | HSE Hi Pressure Dust Transport used to pneumatically transport through ductwork to an accessible dust bin the dust collected by dust collectors 66, 67, 68, and 76. The environmental benefit is control of particulate matter. | The following property is used 100% for pollution control and is installed to meet or exceed federal or state regulations: HSE Hi Pressure Dust Transport used to pneumatically transport through ductwork to an accessible dust bin the dust collected by dust collectors 66, 67, 68, and 76. | 2012-01-13 | 30339 | 100
15552 | T1 | Cargill Incorporated | Cargill Grain Terminal | 16150 Peninsula Blvd | Houston | TX | 77015 | Harris | CN600273742 | RN104587506 | Hoods and ductwork used to collect dust from belt conveyors 221, 231, 235, and 236 and transport the dust to bagfilter 81 and hoods and ductwork used to collect dust from belt conveyors 222, 223, 224, and 225 and transport the dust to bagfilter 82. The environmental benefit is control of particulate matter. | The following property is used 100% for pollution control and is installed to meet or exceed federal or state regulations: hoods and ductwork used to collect dust from belt conveyors 221, 231, 235, and 236 and transport the dust to bagfilter 81 and hoods and ductwork used to collect dust from belt conveyors 222, 223, 224, and 225 and transport the dust to bagfilter 82. | 2012-01-13 | 81174 | 100
15553 | T1 | Cargill Incorporated | Cargill Grain Terminal | 16150 Peninsula Blvd | Houston | TX | 77015 | Harris | CN600273742 | RN104587506 | Dust collector numbers 76 and 67 which control particulate matter from upper garner scales numbers 11 and 12 and scale number 16. The environmental benefit is control of particulate matter. | The following property is used 100% for pollution control and is installed to meet or exceed federal or state regulations: O15439Dust collector numbers 76 and 67 which control particulate matter from upper garner scales numbers 11 and 12 and scale 16. | 2012-01-13 | 148420 | 100
15554 | T1 | Southwestern Electric Power Company | Welsh Power Plant | Route 4, Box 221 | Pittsburg | TX | 75686 | Titus | CN602843245 | RN100213370 | This project installed the following items: upgrade to continuous emission monitoring system (CEMS) software and ultrasonic flow meters U1, U2, and U3 for the boiler flue stack. Use of this equipment will ensure compliance with emission standards. | The following property is used 100% for pollution control and is installed to meet or exceed federal or state regulations: upgrade to continuous emission monitoring system (CEMS) software and ultrasonic flow meters U1, U2, and U3 for the boiler flue stack. | 2011-12-14 | 145547.21 | 100
15555 | T1 | Southwestern Electric Power Company | Welsh Power Plant | Route 4, Box 221 | Pittsburg | TX | 75686 | Titus | CN602843245 | RN100213370 | This project replaced Unit 3’s fan discharge expansion joint and economizer panting expansion joints for Units 1, 2, and 3. Use of this equipment will reduce particulate emissions. | The following property is used 100% for pollution control and is installed to meet or exceed federal or state regulations: fan discharge expansion joint for unit 3 and economizer panting expansion joints for units 1, 2, and 3. | 2011-12-14 | 24563.83 | 100
15556 | T1 | Southwestern Electric Power Company | Welsh Power Plant | Route 4, Box 221 | Pittsburg | TX | 75686 | Titus | CN602843245 | RN100213370 | This project replaced bottom ash piping for Units 2 and 3. Use of this equipment will reduce particulate emissions. | The following property is used 100% for pollution control and is installed to meet or exceed federal or state regulations: bottom ash piping for Units 2 and 3. | 2011-12-14 | 310362.58 | 100
15557 | T1 | Southwestern Electric Power Company | Welsh Power Plant | Route 4, Box 221 | Pittsburg | TX | 75686 | Titus | CN602843245 | RN100213370 | This project replaced baghouse bags for units 1, 2, and 3 flyash silos; unit 2’s “A” and “B” silos; flyash piping for units 1, 2, and 3 between the precipitator and the silos; flyash silo crossover/branch valves for units 3 and 2; and flyash aeration blowers for unit 1’s “A” and “B” silos. Use of this equipment will reduce particulate emissions. | The following property is used 100% for pollution control and is installed to meet or exceed federal or state regulations: replacement baghouse bags for units 1, 2, and 3 flyash silos; unit 2’s “A” and “B” silos; flyash piping for units 1, 2, and 3 between the precipitator and the silos; flyash silo crossover/branch valves for units 3 and 2; and flyash aeration blowers for unit 1’s “A” and “B” silos. | 2011-12-14 | 249916.49 | 100
15558 | T1 | Southwestern Electric Power Company | Welsh Power Plant | Route 4, Box 221 | Pittsburg | TX | 75686 | Titus | CN602843245 | RN100213370 | This project installed unit 3 pulverized pyrite valves and automation, and units 3, 2, and 0 pyrite disposal piping. Use of this equipment will reduce particulate emissions. | The following property is used 100% for pollution control and is installed to meet or exceed federal or state regulations: unit 3 pulverized pyrite valves and automation, and units 3, 2, and 0 pyrite disposal piping. | 2011-12-14 | 475304.34 | 100
15559 | T1 | AEP Texas North Company | Oklaunion Power Plant | 12567 FM 3430 | Vernon | TX | 76384 | Wilbarger | CN601243389 | RN104511472 | This project installed a ground water monitoring well, constructed wastewater evaporation ponds, and relined existing wastewater evaporation ponds. Use of this equipment will protect ground water. | The following property is used 100% for pollution control and is installed to meet or exceed federal or state regulations: ground water monitoring well, wastewater evaporation ponds, and relining of existing wastewater evaporation ponds. | 2012-01-04 | 1143249.5 | 100
15560 | T1 | AEP Texas North Company | Oklaunion Power Plant | 12567 FM 3430 | Vernon | TX | 76384 | Wilbarger | CN601243389 | RN104511472 | This project replaced the low NOx burners located in boiler furnace. Use of this equipment will reduce NOx emissions. | The following property is used 100% for pollution control and is installed to meet or exceed federal or state regulations: the incremental cost difference between the cost of the existing low NOx burners and the cost of the replacement low NOx burners. | 2012-05-16 | 556602 | 100
15561 | T1 | AEP Texas North Company | Oklaunion Power Plant | 12567 FM 3430 | Vernon | TX | 76384 | Wilbarger | CN601243389 | RN104511472 | This project replaced an expansion joint and transformer for the electrostatic precipitators; and inlet duct and dampers, ball mill liner controls, ball mill motor breaker, mist eliminator, slurry tank liner, transformer, and panels for the flue gas desulfurization system. Use of this equipment will reduce sulfur dioxide emissions. | The following property is used 100% for pollution control and is installed to meet or exceed federal or state regulations: the flue gas desulfurization system’s inlet duct and dampers, ball mill liner controls, ball mill motor breaker, mist eliminator, slurry tank liner, transformer, and panels; and the expansion joint and transformer installed for the electrostatic precipitators. | 2012-01-05 | 625204.12 | 100
16000 | T1 | Ethyl Corporation | Lube Additives Plant | 1000 N. South Street | Pasadena | TX | 77503 | Harris | CN600127740 | RN101613230 | groundwater stripping column. | The following property is used 100% for pollution control and is installed to meet or exceed federal or state regulations: groundwater striping column. | 2012-03-08 | 11678 | 100
16001 | T1 | Ethyl Corporation | Lube Additives Plant | 1000 N. South Street | Pasadena | TX | 77503 | Harris | CN600127740 | RN101613230 | composite wastewater sampler. | The following property is used 100% for pollution control and is installed to meet or exceed federal or state regulations: composite wastewater sampler. | 2012-08-31 | 1002 | 100
16002 | T1 | Ethyl Corporation | Lube Additives Plant | 1000 N. South Street | Pasadena | TX | 77503 | Harris | CN600127740 | RN101613230 | Installed wastewater pH pre-treatment system. | Returned for failure to respond to a deficiency letter. | 2012-08-16 | 9204 | 100
16003 | T1 | Ethyl Corporation | Lube Additives Plant | 1000 N. South Street | Pasadena | TX | 77503 | Harris | CN600127740 | RN101613230 | Installed piping upgrades for the terminal area flare. | Returned for failure to respond to a deficiency letter. | 2012-08-16 | 74271 | 100
16004 | T1 | Ethyl Corporation | Lube Additives Plant | 1000 N. South Street | Pasadena | TX | 77503 | Harris | CN600127740 | RN101613230 | Purchased an XL3P800 alloy analyzer. | Returned for failure to respond to a deficiency letter. | 2012-08-16 | 34347 | 100
16005 | T1 | Ethyl Corporation | Lube Additives Plant | 1000 N. South Street | Pasadena | TX | 77503 | Harris | CN600127740 | RN101613230 | Upgrades to hazardous waste storage pad. | Returned for failure to respond to a deficiency letter. | 2012-08-31 | 11425 | 100
16006 | T1 | Ethyl Corporation | Lube Additives Plant | 1000 N. South Street | Pasadena | TX | 77503 | Harris | CN600127740 | RN101613230 | Upgrades to the storm water sampling system. | Returned for failure to respond to a deficiency letter. | 2012-08-16 | 0 | 100
16007 | T1 | Ethyl Corporation | Lube Additives Plant | 1000 N. South Street | Pasadena | TX | 77503 | Harris | CN600127740 | RN101613230 | Improvements to the wastewater management system. | Returned for failure to respond to a deficiency letter. | 2012-08-16 | 14017 | 100
16008 | T1 | Sequa Corporation | Precoat Metals | 16402 Jacintoport Blvd | Houston | TX | 77256 | Harris | CN602858490 | RN100217926 | This project installed new tubes, tube sheets, panels and gaskets for the incinerator. Use of this equipment provides better heat transfer enhancing VOC capture. | Returned for failure to respond to a deficiency letter. | 2012-08-16 | 165132 | 100
16009 | T1 | Southwestern Electric Power Company | Pirkey Power Plant | 2400 Farm Road 3251 | Hallsville | TX | 75650 | Harrison | CN600126767 | RN100214287 | replaced conveyor belt, expansion joints, tank liner, pump valve, pipeline, breech chimney inlet, and drive gear in the flue gas desulfurization system; moisture reduction improvements made to the power plant stack; purchased and installed CEMS computer and monitor. | The following property is used 100% for pollution control and is installed to meet or exceed federal or state regulations: replaced conveyor belt, expansion joints, tank liner, pump valve, pipeline, breech chimney inlet, and drive gear in the flue gas desulfurization system; moisture reduction improvements made to the power plant stack; purchased and installed CEMS computer and monitor. | 2012-12-04 | 2995179.26 | 100
16010 | T1 | Southwestern Electric Power Company | Pirkey Power Plant | 2400 Farm Road 3251 | Hallsville | TX | 75650 | Harrison | CN600126767 | RN100214287 | expansion of non-commercial ash and sludge landfill. | The following property is used 100% for pollution control and is installed to meet or exceed federal or state regulations: expansion of non-commercial ash and sludge landfill. | 2012-09-14 | 211780.05 | 100
16011 | T1 | Southwestern Electric Power Company | Pirkey Power Plant | 2400 Farm Road 3251 | Hallsville | TX | 75650 | Harrison | CN600126767 | RN100214287 | electrical cables and new ash sluice pump associated with second ash pond pipeline and water pipeline flow meter in ash pond. | The following property is used 100% for pollution control and is installed to meet or exceed federal or state regulations: electrical cables and new ash sluice pump associated with second ash pond pipeline and water pipeline flow meter in ash pond. | 2012-10-01 | 717677.75 | 100
16012 | T1 | Southwestern Electric Power Company | Welsh Power Plant | Route 4, Box 221 | Pittsburgh | TX | 75686 | Titus | CN600126767 | RN100213370 | Replaced bag filters and valves located in electrostatic precipitators; engineering estimate to install flue gas desulfurization; replaced fan inlet silencers located in the stack; replaced transformer, worn discharge piping, expansion joints, and valves located in the electrostatic precipitators; engineering estimates to install mercury removal system located after the boiler and before the electrostatic precipitator. | applicant requested by email transfer of $2,350 fee to Tier III application for Pirkey Power Plant. | 2012-10-18 | 6469100.58 | 100
16013 | T1 | Southwestern Electric Power Company | Welsh Power Plant | Route 4, Box 221 | Pittsburgh | TX | 75686 | Titus | CN600126767 | RN100213370 | Engineering estimate to expand landfill to receive flue gas desulfurization wastes | Returned for failure to respond to a deficiency letter. | 2012-05-07 | 177508.92 | 100
16014 | T1 | Southwestern Electric Power Company | Welsh Power Plant | Route 4, Box 221 | Pittsburgh | TX | 75686 | Titus | CN600126767 | RN100213370 | Replaced cooling tower gearbox located at the cooling tower adjacent to the plant. | Returned for failure to respond to a deficiency letter. | 2012-06-26 | 89313.51 | 100
16015 | T1 | Southwestern Electric Power Company | Wilkes Power Plant | Hwy 49 South | Avinger | TX | 75630 | Marion | CN600126767 | RN100542596 | Installation of duct work and control dampers to redirect some flue gas from the unit's stacks to the forced draft fans for flue gas recirculation. | The following property is used 100% for pollution control and is installed to meet or exceed federal or state regulations: Installation of duct work and control dampers to redirect some flue gas from the unit's stacks to the forced draft fans for flue gas recirculation. | 2012-08-31 | 584281.81 | 100
16016 | T1 | Cray Valley USA | Sartomer Goodyear Plant | 11455 IH-10 | Beaumont | TX | 77705 | Jefferson | CN603612516 | RN104751169 | Rehabilitation of the 7F-3302C light wash hold drum. | Withdrawn/Returned | 2012-08-16 | 25066 | 100
16017 | T1 | Enstor Waha Storage and Transportation, L.P. | Enstor Waha | 971 County Road 101 | Coyanosa | TX | 79730 | Reeves | CN605190966 | RN109627034 | 4 non-commercial brine disposal injection wells and associated ancillary equipment including 4 pumps, piping, valves, fittings, instrumentation, meters, motor, flow controls, monitoring equipment, brine pipeline from leaching site to disposal well site, and brine filters treating brine prior to injection. | The following property is used 100% for pollution control and is installed to meet or exceed federal or state regulations: 4 non-commercial brine disposal injection wells and associated ancillary equipment including 4 pumps, piping, valves, fittings, instrumentation, meters, motor, flow controls, monitoring equipment, brine pipeline from leaching site to disposal well site, and brine filters treating brine prior to injection. | 2012-09-25 | 41478143 | 100
16018 | T1 | Cray Valley USA | Sartomer Goodyear Plant | 11455 IH-10 | Beaumont | TX | 77705 | Jefferson | CN603612516 | RN104751169 | Replaced metal piping with lined pipe. | Returned for failure to respond to a deficiency letter. | 2012-08-16 | 47108 | 100
16019 | T1 | Cray Valley USA | Sartomer CV2 | 8282 Sheldon Road | Channelview | TX | 77530 | Harris | CN603612516 | RN103066379 | Nitrogen blanket for SMA Feed Tank. | Returned for failure to respond to a deficiency letter. | 2012-08-31 | 124880 | 100
16020 | T1 | Golden Pass LNG Terminal LLC | Golden Pass LNG Terminal | 3752 South Gulfway Drive | Sabine Pass | TX | 77655 | Jefferson | CN603161019 | RN104386354 | This project installed a vapor recovery system including ship unloading vapor recycle and boil-off gas recovery. Equipment includes piping, structural supports, blowers, compressors, berth loading arms tying back to ships, controls, electrical, etc. | Returned for failure to respond to a deficiency letter. | 2012-03-29 | 35000000 | 100
16021 | T3 | DCP Midstream | Sneed Gas Plant | 10550 Sneed Rd. | Stinnett | TX | 79083 | Moore | CN601229917 | RN100220052 | sulfur recovery unit with integrated tail gas incinerator unit. | The following property is used 80.18% for pollution control and is installed to meet or exceed federal or state regulations: sulfur recovery unit with integrated tail gas incinerator unit. | 2012-07-03 | 31381973 | 80.18
16022 | T1 | Golden Pass LNG Terminal LLC | Golden Pass LNG Terminal | 3752 South Gulfway Drive | Sabine Pass | TX | 77655 | Jefferson | CN603161019 | RN104386354 | vapor monitoring/detection equipment including ambient air monitoring facilities (line of sight hydrocarbon detectors, point detectors, and low temperature sensors), towers and structures, analytical equipment, alarms, and power supplies. | The following property is used 100% for pollution control and is installed to meet or exceed federal or state regulations: vapor monitoring/detection equipment including ambient air monitoring facilities (line of sight hydrocarbon detectors, point detectors, and low temperature sensors), towers and structures, analytical equipment, alarms, and power supplies. | 2012-03-27 | 5000000 | 100
16023 | T1 | Golden Pass LNG Terminal LLC | Golden Pass LNG Terminal | 3752 South Gulfway Drive | Sabine Pass | TX | 77655 | Jefferson | CN603161019 | RN104386354 | cathodic protection system and the incremental cost difference between the cost of the five 155,000 cubic meter double-walled storage tanks and the cost of the same sized single-walled tanks excluding the portion related solely to safety. | The following property is used 100% for pollution control and is installed to meet or exceed federal or state regulations: cathodic protection system and the incremental cost difference between the cost of the five 155,000 cubic meter double-walled storage tanks and the cost of the same sized single-walled tanks excluding the portion related solely to safety. Land is not eligible for a positive use determination unless it is used solely to provide pollution control or it houses only pollution control property. | 2013-04-02 | 67510000 | 100
16024 | T1 | Golden Pass LNG Terminal LLC | Golden Pass LNG Terminal | 3752 South Gulfway Drive | Sabine Pass | TX | 77655 | Jefferson | CN603161019 | RN104386354 | continuous emission monitoring system for each heater, including associated instrumentation, control system, and dedicated buildings; eight selective catalytic reduction systems including instrumentation, controls, and control system; two ammonia injection systems, including associated instrumentation and control systems; and the portion of the ultra low NOx burners for each heater including instrumentation, controls, and control system, as requested in the application. | The following property is used 100% for pollution control and is installed to meet or exceed federal or state regulations: continuous emission monitoring system for each heater, including associated instrumentation, control system, and dedicated buildings; eight selective catalytic reduction systems including instrumentation, controls, and control system; two ammonia injection systems, including associated instrumentation and control systems; and the portion of the ultra low NOx burners for each heater including instrumentation, controls, and control system, as requested in the application. | 2012-03-27 | 53000000 | 100
16025 | T1 | Golden Pass LNG Terminal LLC | Golden Pass LNG Terminal | 3752 South Gulfway Drive | Sabine Pass | TX | 77655 | Jefferson | CN603161019 | RN104386354 | spill containment areas consisting of sloped paved and curbed areas located under the LNG piping and equipment, containment/transfer troughs, collections sumps, pump out systems and the land occupied by the equipment; spill containment consisting of paving, curbing and sumps constructed around equipment containing fluids and the land occupied by the equipment; storm water drainage system consisting of drainage system, settling/detention basins, collection sumps, lift pumps, piping, and associated electrical, instrumentation/controls, structures, and the land occupied by the equipment; and spill containment equipment consisting of spill response boat trailer, spill boom, absorbent material, portable skimmer equipment and building. This determination does not include parking areas, driveways or roadways. | The following property is used 100% for pollution control and is installed to meet or exceed federal or state regulations: spill containment areas consisting of sloped paved and curbed areas located under the LNG piping and equipment, containment/transfer troughs, collections sumps, pump out systems and the land occupied by the equipment; spill containment consisting of paving, curbing and sumps constructed around equipment containing fluids and the land occupied by the equipment; storm water drainage system consisting of drainage system, settling/detention basins, collection sumps, lift pumps, piping, and associated electrical, instrumentation/controls, structures, and the land occupied by the equipment; and spill containment equipment consisting of spill response boat trailer, spill boom, absorbent material, portable skimmer equipment and building. This determination does not include parking areas, driveways or roadways. | 2012-08-31 | 39500000 | 100